## bus
| name | vn_kv | type | zone | in_service
0 | bus_LV_1055-2_0_4_node_0 | 0.4 | n |  | TRUE
1 | bus_LV_1055-2_0_4_node_1 | 0.4 | n |  | TRUE
2 | bus_LV_1055-2_0_4_node_10 | 0.4 | n |  | TRUE
3 | bus_LV_1055-2_0_4_node_8 | 0.4 | n |  | TRUE
4 | bus_LV_1055-2_0_4_node_104 | 0.4 | n |  | TRUE
5 | bus_LV_1055-2_0_4_node_125 | 0.4 | n |  | TRUE
6 | bus_LV_1055-2_0_4_node_9 | 0.4 | n |  | TRUE
7 | bus_LV_1055-2_0_4_node_110 | 0.4 | n |  | TRUE
8 | bus_LV_1055-2_0_4_node_107 | 0.4 | n |  | TRUE
9 | bus_LV_1055-2_0_4_node_46 | 0.4 | n |  | TRUE
10 | bus_LV_1055-2_0_4_node_97 | 0.4 | n |  | TRUE
11 | bus_LV_1055-2_0_4_node_136 | 0.4 | n |  | TRUE
12 | bus_LV_1055-2_0_4_node_201 | 0.4 | n |  | TRUE
13 | bus_LV_1055-2_0_4_node_93 | 0.4 | n |  | TRUE
14 | bus_LV_1055-2_0_4_node_95 | 0.4 | n |  | TRUE
15 | bus_LV_1055-2_0_4_node_91 | 0.4 | n |  | TRUE
16 | bus_LV_1055-2_0_4_node_120 | 0.4 | n |  | TRUE
17 | bus_LV_1055-2_0_4_node_118 | 0.4 | n |  | TRUE
18 | bus_LV_1055-2_0_4_node_106 | 0.4 | n |  | TRUE
19 | bus_LV_1055-2_0_4_node_102 | 0.4 | n |  | TRUE
20 | bus_LV_1055-2_0_4_node_101 | 0.4 | n |  | TRUE
21 | bus_LV_1055-2_0_4_node_131 | 0.4 | n |  | TRUE
22 | bus_LV_1055-2_0_4_node_132 | 0.4 | n |  | TRUE
23 | bus_LV_1055-2_0_4_node_133 | 0.4 | n |  | TRUE
24 | bus_LV_1055-2_0_4_node_76 | 0.4 | n |  | TRUE
25 | bus_LV_1055-2_0_4_node_124 | 0.4 | n |  | TRUE
26 | bus_LV_1055-2_0_4_node_129 | 0.4 | n |  | TRUE
27 | bus_LV_1055-2_0_4_node_115 | 0.4 | n |  | TRUE
28 | bus_LV_1055-2_0_4_node_44 | 0.4 | n |  | TRUE
29 | bus_LV_1055-2_0_4_node_12 | 0.4 | n |  | TRUE
30 | bus_LV_1055-2_0_4_node_13 | 0.4 | n |  | TRUE
31 | bus_LV_1055-2_0_4_node_14 | 0.4 | n |  | TRUE
32 | bus_LV_1055-2_0_4_node_15 | 0.4 | n |  | TRUE
33 | bus_LV_1055-2_0_4_node_16 | 0.4 | n |  | TRUE
34 | bus_LV_1055-2_0_4_node_17 | 0.4 | n |  | TRUE
35 | bus_LV_1055-2_0_4_node_18 | 0.4 | n |  | TRUE
36 | bus_LV_1055-2_0_4_node_19 | 0.4 | n |  | TRUE
37 | bus_LV_1055-2_0_4_node_29 | 0.4 | n |  | TRUE
38 | bus_LV_1055-2_0_4_node_90 | 0.4 | n |  | TRUE
39 | bus_LV_1055-2_0_4_node_26 | 0.4 | n |  | TRUE
40 | bus_LV_1055-2_0_4_node_30 | 0.4 | n |  | TRUE
41 | bus_LV_1055-2_0_4_node_23 | 0.4 | n |  | TRUE
42 | bus_LV_1055-2_0_4_node_20 | 0.4 | n |  | TRUE
43 | bus_LV_1055-2_0_4_node_21 | 0.4 | n |  | TRUE
44 | bus_LV_1055-2_0_4_node_22 | 0.4 | n |  | TRUE
45 | bus_LV_1055-2_0_4_node_24 | 0.4 | n |  | TRUE
46 | bus_LV_1055-2_0_4_node_28 | 0.4 | n |  | TRUE
47 | bus_LV_1055-2_0_4_node_25 | 0.4 | n |  | TRUE
48 | bus_LV_1055-2_0_4_node_130 | 0.4 | n |  | TRUE
49 | bus_LV_1055-2_0_4_node_27 | 0.4 | n |  | TRUE
50 | bus_LV_1055-2_0_4_node_78 | 0.4 | n |  | TRUE
51 | bus_LV_1055-2_0_4_node_89 | 0.4 | n |  | TRUE
52 | bus_LV_1055-2_0_4_node_72 | 0.4 | n |  | TRUE
53 | bus_LV_1055-2_0_4_node_103 | 0.4 | n |  | TRUE
54 | bus_LV_1055-2_0_4_node_61 | 0.4 | n |  | TRUE
55 | bus_LV_1055-2_0_4_node_123 | 0.4 | n |  | TRUE
56 | bus_LV_1055-2_0_4_node_85 | 0.4 | n |  | TRUE
57 | bus_LV_1055-2_0_4_node_69 | 0.4 | n |  | TRUE
58 | bus_LV_1055-2_0_4_node_31 | 0.4 | n |  | TRUE
59 | bus_LV_1055-2_0_4_node_32 | 0.4 | n |  | TRUE
60 | bus_LV_1055-2_0_4_node_74 | 0.4 | n |  | TRUE
61 | bus_LV_1055-2_0_4_node_75 | 0.4 | n |  | TRUE
62 | bus_LV_1055-2_0_4_node_33 | 0.4 | n |  | TRUE
63 | bus_LV_1055-2_0_4_node_34 | 0.4 | n |  | TRUE
64 | bus_LV_1055-2_0_4_node_35 | 0.4 | n |  | TRUE
65 | bus_LV_1055-2_0_4_node_36 | 0.4 | n |  | TRUE
66 | bus_LV_1055-2_0_4_node_38 | 0.4 | n |  | TRUE
67 | bus_LV_1055-2_0_4_node_39 | 0.4 | n |  | TRUE
68 | bus_LV_1055-2_0_4_node_40 | 0.4 | n |  | TRUE
69 | bus_LV_1055-2_0_4_node_41 | 0.4 | n |  | TRUE
70 | bus_LV_1055-2_0_4_node_80 | 0.4 | n |  | TRUE
71 | bus_LV_1055-2_0_4_node_65 | 0.4 | n |  | TRUE
72 | bus_LV_1055-2_0_4_node_42 | 0.4 | n |  | TRUE
73 | bus_LV_1055-2_0_4_node_81 | 0.4 | n |  | TRUE
74 | bus_LV_1055-2_0_4_node_82 | 0.4 | n |  | TRUE
75 | bus_LV_1055-2_0_4_node_43 | 0.4 | n |  | TRUE
76 | bus_LV_1055-2_0_4_node_45 | 0.4 | n |  | TRUE
77 | bus_LV_1055-2_0_4_node_47 | 0.4 | n |  | TRUE
78 | bus_LV_1055-2_0_4_node_48 | 0.4 | n |  | TRUE
79 | bus_LV_1055-2_0_4_node_73 | 0.4 | n |  | TRUE
80 | bus_LV_1055-2_0_4_node_49 | 0.4 | n |  | TRUE
81 | bus_LV_1055-2_0_4_node_50 | 0.4 | n |  | TRUE
82 | bus_LV_1055-2_0_4_node_51 | 0.4 | n |  | TRUE
83 | bus_LV_1055-2_0_4_node_52 | 0.4 | n |  | TRUE
84 | bus_LV_1055-2_0_4_node_53 | 0.4 | n |  | TRUE
85 | bus_LV_1055-2_0_4_node_54 | 0.4 | n |  | TRUE
86 | bus_LV_1055-2_0_4_node_55 | 0.4 | n |  | TRUE
87 | bus_LV_1055-2_0_4_node_83 | 0.4 | n |  | TRUE
88 | bus_LV_1055-2_0_4_node_64 | 0.4 | n |  | TRUE
89 | bus_LV_1055-2_0_4_node_58 | 0.4 | n |  | TRUE
90 | bus_LV_1055-2_0_4_node_111 | 0.4 | n |  | TRUE
91 | bus_LV_1055-2_0_4_node_127 | 0.4 | n |  | TRUE
92 | bus_LV_1055-2_0_4_node_128 | 0.4 | n |  | TRUE
93 | bus_LV_1055-2_0_4_node_60 | 0.4 | n |  | TRUE
94 | bus_LV_1055-2_0_4_node_56 | 0.4 | n |  | TRUE
95 | bus_LV_1055-2_0_4_node_57 | 0.4 | n |  | TRUE
96 | bus_LV_1055-2_0_4_node_59 | 0.4 | n |  | TRUE
97 | bus_LV_1055-2_0_4_node_62 | 0.4 | n |  | TRUE
98 | bus_LV_1055-2_0_4_node_63 | 0.4 | n |  | TRUE
99 | bus_LV_1055-2_0_4_node_79 | 0.4 | n |  | TRUE
100 | bus_LV_1055-2_0_4_node_135 | 0.4 | n |  | TRUE
101 | bus_LV_1055-2_0_4_node_66 | 0.4 | n |  | TRUE
102 | bus_LV_1055-2_0_4_node_67 | 0.4 | n |  | TRUE
103 | bus_LV_1055-2_0_4_node_88 | 0.4 | n |  | TRUE
104 | bus_LV_1055-2_0_4_node_87 | 0.4 | n |  | TRUE
105 | bus_LV_1055-2_0_4_node_86 | 0.4 | n |  | TRUE
106 | bus_LV_1055-2_0_4_node_77 | 0.4 | n |  | TRUE
107 | bus_LV_1055-2_0_4_node_105 | 0.4 | n |  | TRUE
108 | bus_LV_1055-2_0_4_node_100 | 0.4 | n |  | TRUE
109 | bus_LV_1055-2_0_4_node_140 | 0.4 | n |  | TRUE
110 | bus_LV_1055-2_0_4_node_142 | 0.4 | n |  | TRUE
111 | bus_LV_1055-2_0_4_node_99 | 0.4 | n |  | TRUE
112 | bus_LV_1055-2_0_4_node_112 | 0.4 | n |  | TRUE
113 | bus_LV_1055-2_0_4_node_122 | 0.4 | n |  | TRUE
114 | bus_LV_1055-2_0_4_node_92 | 0.4 | n |  | TRUE
115 | bus_LV_1055-2_0_4_node_137 | 0.4 | n |  | TRUE
116 | bus_LV_1055-2_0_4_node_200 | 0.4 | n |  | TRUE
117 | bus_LV_1055-2_0_4_node_138 | 0.4 | n |  | TRUE
118 | bus_LV_1055-2_0_4_node_139 | 0.4 | n |  | TRUE
119 | bus_LV_1055-2_0_4_node_113 | 0.4 | n |  | TRUE
120 | bus_LV_1055-2_0_4_node_114 | 0.4 | n |  | TRUE
121 | bus_LV_1055-2_0_4_node_134 | 0.4 | n |  | TRUE
122 | bus_LV_1055-2_0_4_node_141 | 0.4 | n |  | TRUE
123 | bus_LV_1055-2_0_4_node_116 | 0.4 | n |  | TRUE
124 | bus_LV_1055-2_0_4_node_117 | 0.4 | n |  | TRUE
125 | bus_LV_1055-2_0_4_node_119 | 0.4 | n |  | TRUE
126 | bus_LV_1055-2_0_4_node_121 | 0.4 | n |  | TRUE
127 | bus_LV_1055-2_0_4_node_126 | 0.4 | n |  | TRUE
128 | bus_MV_0_0_node_3 | 20 | n |  | TRUE

## load
| name | bus | p_mw | q_mvar | const_z_percent | const_i_percent | sn_mva | scaling | in_service | type
0 | LV_1055-2_0_4_load_0 | 0 | 0.0017663 | 0.00044269 | 0 | 0 |  | 1 | TRUE | wye
1 | LV_1055-2_0_4_load_125 | 5 | 0.0028299 | 0.00070925 | 0 | 0 |  | 1 | TRUE | wye
2 | LV_1055-2_0_4_load_107 | 8 | 0.002304 | 0.00057744 | 0 | 0 |  | 1 | TRUE | wye
3 | LV_1055-2_0_4_load_46 | 9 | 0.0031706 | 0.00079463 | 0 | 0 |  | 1 | TRUE | wye
4 | LV_1055-2_0_4_load_136 | 11 | 0.0079084 | 0.001982 | 0 | 0 |  | 1 | TRUE | wye
5 | LV_1055-2_0_4_load_201 | 12 | 0.0078171 | 0.0019591 | 0 | 0 |  | 1 | TRUE | wye
6 | LV_1055-2_0_4_load_91 | 15 | 0.0053136 | 0.0013317 | 0 | 0 |  | 1 | TRUE | wye
7 | LV_1055-2_0_4_load_120 | 16 | 0.0030077 | 0.00075381 | 0 | 0 |  | 1 | TRUE | wye
8 | LV_1055-2_0_4_load_118 | 17 | 0.0023782 | 0.00059602 | 0 | 0 |  | 1 | TRUE | wye
9 | LV_1055-2_0_4_load_106 | 18 | 0.0023222 | 0.00058199 | 0 | 0 |  | 1 | TRUE | wye
10 | LV_1055-2_0_4_load_102 | 19 | 0.0060649 | 0.00152 | 0 | 0 |  | 1 | TRUE | wye
11 | LV_1055-2_0_4_load_131 | 21 | 0.0079374 | 0.0019893 | 0 | 0 |  | 1 | TRUE | wye
12 | LV_1055-2_0_4_load_132 | 22 | 0.0030529 | 0.00076512 | 0 | 0 |  | 1 | TRUE | wye
13 | LV_1055-2_0_4_load_133 | 23 | 0.0028284 | 0.00070886 | 0 | 0 |  | 1 | TRUE | wye
14 | LV_1055-2_0_4_load_124 | 25 | 0.0030535 | 0.00076528 | 0 | 0 |  | 1 | TRUE | wye
15 | LV_1055-2_0_4_load_129 | 26 | 0.0030562 | 0.00076596 | 0 | 0 |  | 1 | TRUE | wye
16 | LV_1055-2_0_4_load_115 | 27 | 0.0024773 | 0.00062088 | 0 | 0 |  | 1 | TRUE | wye
17 | LV_1055-2_0_4_load_44 | 28 | 0.0020136 | 0.00050466 | 0 | 0 |  | 1 | TRUE | wye
18 | LV_1055-2_0_4_load_12 | 29 | 0.0031418 | 0.00078741 | 0 | 0 |  | 1 | TRUE | wye
19 | LV_1055-2_0_4_load_13 | 30 | 0.0025757 | 0.00064554 | 0 | 0 |  | 1 | TRUE | wye
20 | LV_1055-2_0_4_load_14 | 31 | 0.0033545 | 0.00084071 | 0 | 0 |  | 1 | TRUE | wye
21 | LV_1055-2_0_4_load_15 | 32 | 0.0034399 | 0.00086213 | 0 | 0 |  | 1 | TRUE | wye
22 | LV_1055-2_0_4_load_17 | 34 | 0.0035914 | 0.00090008 | 0 | 0 |  | 1 | TRUE | wye
23 | LV_1055-2_0_4_load_18 | 35 | 0.0043559 | 0.0010917 | 0 | 0 |  | 1 | TRUE | wye
24 | LV_1055-2_0_4_load_19 | 36 | 0.0046356 | 0.0011618 | 0 | 0 |  | 1 | TRUE | wye
25 | LV_1055-2_0_4_load_29 | 37 | 0.0041514 | 0.0010404 | 0 | 0 |  | 1 | TRUE | wye
26 | LV_1055-2_0_4_load_90 | 38 | 0.0055791 | 0.0013983 | 0 | 0 |  | 1 | TRUE | wye
27 | LV_1055-2_0_4_load_26 | 39 | 0.0028792 | 0.00072159 | 0 | 0 |  | 1 | TRUE | wye
28 | LV_1055-2_0_4_load_30 | 40 | 0.0041084 | 0.0010297 | 0 | 0 |  | 1 | TRUE | wye
29 | LV_1055-2_0_4_load_20 | 42 | 0.0054524 | 0.0013665 | 0 | 0 |  | 1 | TRUE | wye
30 | LV_1055-2_0_4_load_21 | 43 | 0.0017676 | 0.00044301 | 0 | 0 |  | 1 | TRUE | wye
31 | LV_1055-2_0_4_load_22 | 44 | 0.0020079 | 0.00050322 | 0 | 0 |  | 1 | TRUE | wye
32 | LV_1055-2_0_4_load_24 | 45 | 0.0019552 | 0.00049002 | 0 | 0 |  | 1 | TRUE | wye
33 | LV_1055-2_0_4_load_25 | 47 | 0.0015861 | 0.00039752 | 0 | 0 |  | 1 | TRUE | wye
34 | LV_1055-2_0_4_load_130 | 48 | 0.0016522 | 0.00041408 | 0 | 0 |  | 1 | TRUE | wye
35 | LV_1055-2_0_4_load_27 | 49 | 0.0050528 | 0.0012664 | 0 | 0 |  | 1 | TRUE | wye
36 | LV_1055-2_0_4_load_78 | 50 | 0.004314 | 0.0010812 | 0 | 0 |  | 1 | TRUE | wye
37 | LV_1055-2_0_4_load_89 | 51 | 0.0024873 | 0.00062338 | 0 | 0 |  | 1 | TRUE | wye
38 | LV_1055-2_0_4_load_103 | 53 | 0.0049693 | 0.0012454 | 0 | 0 |  | 1 | TRUE | wye
39 | LV_1055-2_0_4_load_61 | 54 | 0.0030103 | 0.00075445 | 0 | 0 |  | 1 | TRUE | wye
40 | LV_1055-2_0_4_load_123 | 55 | 0.0016212 | 0.00040632 | 0 | 0 |  | 1 | TRUE | wye
41 | LV_1055-2_0_4_load_85 | 56 | 0.0036155 | 0.00090612 | 0 | 0 |  | 1 | TRUE | wye
42 | LV_1055-2_0_4_load_31 | 58 | 0.0058422 | 0.0014642 | 0 | 0 |  | 1 | TRUE | wye
43 | LV_1055-2_0_4_load_32 | 59 | 0.0040616 | 0.0010179 | 0 | 0 |  | 1 | TRUE | wye
44 | LV_1055-2_0_4_load_74 | 60 | 0.0044278 | 0.0011097 | 0 | 0 |  | 1 | TRUE | wye
45 | LV_1055-2_0_4_load_33 | 62 | 0.0028336 | 0.00071017 | 0 | 0 |  | 1 | TRUE | wye
46 | LV_1055-2_0_4_load_36 | 65 | 0.0019672 | 0.00049302 | 0 | 0 |  | 1 | TRUE | wye
47 | LV_1055-2_0_4_load_38 | 66 | 0.0032571 | 0.0008163 | 0 | 0 |  | 1 | TRUE | wye
48 | LV_1055-2_0_4_load_39 | 67 | 0.0071123 | 0.0017825 | 0 | 0 |  | 1 | TRUE | wye
49 | LV_1055-2_0_4_load_40 | 68 | 0.0027882 | 0.00069878 | 0 | 0 |  | 1 | TRUE | wye
50 | LV_1055-2_0_4_load_80 | 70 | 0.0022696 | 0.00056882 | 0 | 0 |  | 1 | TRUE | wye
51 | LV_1055-2_0_4_load_65 | 71 | 0.0023749 | 0.0005952 | 0 | 0 |  | 1 | TRUE | wye
52 | LV_1055-2_0_4_load_81 | 73 | 0.0023901 | 0.00059903 | 0 | 0 |  | 1 | TRUE | wye
53 | LV_1055-2_0_4_load_43 | 75 | 0.0012104 | 0.00030335 | 0 | 0 |  | 1 | TRUE | wye
54 | LV_1055-2_0_4_load_45 | 76 | 0.014152 | 0.0035469 | 0 | 0 |  | 1 | TRUE | wye
55 | LV_1055-2_0_4_load_47 | 77 | 0.013179 | 0.0033029 | 0 | 0 |  | 1 | TRUE | wye
56 | LV_1055-2_0_4_load_48 | 78 | 0.0018552 | 0.00046496 | 0 | 0 |  | 1 | TRUE | wye
57 | LV_1055-2_0_4_load_73 | 79 | 0.0024093 | 0.00060382 | 0 | 0 |  | 1 | TRUE | wye
58 | LV_1055-2_0_4_load_49 | 80 | 0.0042676 | 0.0010696 | 0 | 0 |  | 1 | TRUE | wye
59 | LV_1055-2_0_4_load_50 | 81 | 0.00235 | 0.00058897 | 0 | 0 |  | 1 | TRUE | wye
60 | LV_1055-2_0_4_load_51 | 82 | 0.0022896 | 0.00057382 | 0 | 0 |  | 1 | TRUE | wye
61 | LV_1055-2_0_4_load_52 | 83 | 0.0029577 | 0.00074126 | 0 | 0 |  | 1 | TRUE | wye
62 | LV_1055-2_0_4_load_53 | 84 | 0.0035808 | 0.00089743 | 0 | 0 |  | 1 | TRUE | wye
63 | LV_1055-2_0_4_load_54 | 85 | 0.0045832 | 0.0011487 | 0 | 0 |  | 1 | TRUE | wye
64 | LV_1055-2_0_4_load_83 | 87 | 0.0028522 | 0.00071482 | 0 | 0 |  | 1 | TRUE | wye
65 | LV_1055-2_0_4_load_111 | 90 | 0.0026068 | 0.00065332 | 0 | 0 |  | 1 | TRUE | wye
66 | LV_1055-2_0_4_load_127 | 91 | 0.0020309 | 0.00050899 | 0 | 0 |  | 1 | TRUE | wye
67 | LV_1055-2_0_4_load_128 | 92 | 0.0021303 | 0.00053391 | 0 | 0 |  | 1 | TRUE | wye
68 | LV_1055-2_0_4_load_60 | 93 | 0.0059241 | 0.0014847 | 0 | 0 |  | 1 | TRUE | wye
69 | LV_1055-2_0_4_load_56 | 94 | 0.012796 | 0.0032069 | 0 | 0 |  | 1 | TRUE | wye
70 | LV_1055-2_0_4_load_57 | 95 | 0.0094326 | 0.002364 | 0 | 0 |  | 1 | TRUE | wye
71 | LV_1055-2_0_4_load_62 | 97 | 0.0030646 | 0.00076806 | 0 | 0 |  | 1 | TRUE | wye
72 | LV_1055-2_0_4_load_63 | 98 | 0.0069195 | 0.0017342 | 0 | 0 |  | 1 | TRUE | wye
73 | LV_1055-2_0_4_load_79 | 99 | 0.0053303 | 0.0013359 | 0 | 0 |  | 1 | TRUE | wye
74 | LV_1055-2_0_4_load_135 | 100 | 0.0056189 | 0.0014082 | 0 | 0 |  | 1 | TRUE | wye
75 | LV_1055-2_0_4_load_66 | 101 | 0.0024029 | 0.00060222 | 0 | 0 |  | 1 | TRUE | wye
76 | LV_1055-2_0_4_load_67 | 102 | 0.0023639 | 0.00059246 | 0 | 0 |  | 1 | TRUE | wye
77 | LV_1055-2_0_4_load_88 | 103 | 0.0033248 | 0.00083327 | 0 | 0 |  | 1 | TRUE | wye
78 | LV_1055-2_0_4_load_87 | 104 | 0.0025022 | 0.00062712 | 0 | 0 |  | 1 | TRUE | wye
79 | LV_1055-2_0_4_load_86 | 105 | 0.002271 | 0.00056917 | 0 | 0 |  | 1 | TRUE | wye
80 | LV_1055-2_0_4_load_77 | 106 | 0.0021381 | 0.00053586 | 0 | 0 |  | 1 | TRUE | wye
81 | LV_1055-2_0_4_load_105 | 107 | 0.0073469 | 0.0018413 | 0 | 0 |  | 1 | TRUE | wye
82 | LV_1055-2_0_4_load_100 | 108 | 0.0023865 | 0.00059811 | 0 | 0 |  | 1 | TRUE | wye
83 | LV_1055-2_0_4_load_140 | 109 | 0.0028251 | 0.00070804 | 0 | 0 |  | 1 | TRUE | wye
84 | LV_1055-2_0_4_load_142 | 110 | 0.0014732 | 0.00036923 | 0 | 0 |  | 1 | TRUE | wye
85 | LV_1055-2_0_4_load_99 | 111 | 0.003391 | 0.00084986 | 0 | 0 |  | 1 | TRUE | wye
86 | LV_1055-2_0_4_load_112 | 112 | 0.0017628 | 0.00044179 | 0 | 0 |  | 1 | TRUE | wye
87 | LV_1055-2_0_4_load_122 | 113 | 0.0015313 | 0.00038378 | 0 | 0 |  | 1 | TRUE | wye
88 | LV_1055-2_0_4_load_92 | 114 | 0.0037593 | 0.00094216 | 0 | 0 |  | 1 | TRUE | wye
89 | LV_1055-2_0_4_load_137 | 115 | 0.0056326 | 0.0014117 | 0 | 0 |  | 1 | TRUE | wye
90 | LV_1055-2_0_4_load_200 | 116 | 0.0073265 | 0.0018362 | 0 | 0 |  | 1 | TRUE | wye
91 | LV_1055-2_0_4_load_138 | 117 | 0.0037266 | 0.00093398 | 0 | 0 |  | 1 | TRUE | wye
92 | LV_1055-2_0_4_load_139 | 118 | 0.0031188 | 0.00078165 | 0 | 0 |  | 1 | TRUE | wye
93 | LV_1055-2_0_4_load_114 | 120 | 0.0019533 | 0.00048953 | 0 | 0 |  | 1 | TRUE | wye
94 | LV_1055-2_0_4_load_134 | 121 | 0.0035704 | 0.00089482 | 0 | 0 |  | 1 | TRUE | wye
95 | LV_1055-2_0_4_load_141 | 122 | 0.0028865 | 0.00072343 | 0 | 0 |  | 1 | TRUE | wye
96 | LV_1055-2_0_4_load_116 | 123 | 0.0024443 | 0.0006126 | 0 | 0 |  | 1 | TRUE | wye
97 | LV_1055-2_0_4_load_117 | 124 | 0.0044079 | 0.0011047 | 0 | 0 |  | 1 | TRUE | wye
98 | LV_1055-2_0_4_load_119 | 125 | 0.0024991 | 0.00062633 | 0 | 0 |  | 1 | TRUE | wye
99 | LV_1055-2_0_4_load_121 | 126 | 0.0015103 | 0.00037851 | 0 | 0 |  | 1 | TRUE | wye
100 | LV_1055-2_0_4_load_126 | 127 | 0.0029649 | 0.00074307 | 0 | 0 |  | 1 | TRUE | wye

## ext_grid
| name | bus | vm_pu | va_degree | slack_weight | in_service
0 |  | 31 | 1 | 0 | 1 | TRUE

## line
| name | std_type | from_bus | to_bus | length_km | r_ohm_per_km | x_ohm_per_km | c_nf_per_km | g_us_per_km | max_i_ka | df | parallel | type | in_service
0 | LV_1055-2_0_4_line_0 |  | 0 | 1 | 0.032085 | 0.125 | 0.08 | 261 | 0 | 0.364 | 1 | 1 | cs | TRUE
1 | LV_1055-2_0_4_line_1 |  | 1 | 2 | 0.32591 | 0.125 | 0.08 | 261 | 0 | 0.364 | 1 | 1 | cs | TRUE
2 | LV_1055-2_0_4_line_2 |  | 2 | 9 | 0.036647 | 0.125 | 0.08 | 261 | 0 | 0.364 | 1 | 1 | cs | TRUE
3 | LV_1055-2_0_4_line_3 |  | 3 | 4 | 0.029538 | 0.125 | 0.08 | 261 | 0 | 0.364 | 1 | 1 | cs | TRUE
4 | LV_1055-2_0_4_line_4 |  | 3 | 5 | 0.0070031 | 0.125 | 0.08 | 261 | 0 | 0.364 | 1 | 1 | cs | TRUE
5 | LV_1055-2_0_4_line_5 |  | 4 | 23 | 0.014944 | 0.125 | 0.08 | 261 | 0 | 0.364 | 1 | 1 | cs | TRUE
6 | LV_1055-2_0_4_line_6 |  | 4 | 24 | 0.016314 | 0.125 | 0.08 | 261 | 0 | 0.364 | 1 | 1 | cs | TRUE
7 | LV_1055-2_0_4_line_7 |  | 5 | 25 | 0.0073287 | 0.125 | 0.08 | 261 | 0 | 0.364 | 1 | 1 | cs | TRUE
8 | LV_1055-2_0_4_line_8 |  | 6 | 7 | 0.004301 | 0.125 | 0.08 | 261 | 0 | 0.364 | 1 | 1 | cs | TRUE
9 | LV_1055-2_0_4_line_9 |  | 6 | 8 | 0.031275 | 0.125 | 0.08 | 261 | 0 | 0.364 | 1 | 1 | cs | TRUE
10 | LV_1055-2_0_4_line_10 |  | 7 | 26 | 0.016655 | 0.125 | 0.08 | 261 | 0 | 0.364 | 1 | 1 | cs | TRUE
11 | LV_1055-2_0_4_line_11 |  | 7 | 27 | 0.019209 | 0.125 | 0.08 | 261 | 0 | 0.364 | 1 | 1 | cs | TRUE
12 | LV_1055-2_0_4_line_12 |  | 8 | 18 | 0.023863 | 0.125 | 0.08 | 261 | 0 | 0.364 | 1 | 1 | cs | TRUE
13 | LV_1055-2_0_4_line_13 |  | 9 | 28 | 0.027733 | 0.125 | 0.08 | 261 | 0 | 0.364 | 1 | 1 | cs | TRUE
14 | LV_1055-2_0_4_line_14 |  | 10 | 11 | 0.039 | 0.125 | 0.08 | 261 | 0 | 0.364 | 1 | 1 | cs | TRUE
15 | LV_1055-2_0_4_line_15 |  | 10 | 12 | 0.031002 | 0.125 | 0.08 | 261 | 0 | 0.364 | 1 | 1 | cs | TRUE
16 | LV_1055-2_0_4_line_16 |  | 11 | 92 | 0.0082416 | 0.125 | 0.08 | 261 | 0 | 0.364 | 1 | 1 | cs | TRUE
17 | LV_1055-2_0_4_line_17 |  | 12 | 116 | 0.028135 | 0.125 | 0.08 | 261 | 0 | 0.364 | 1 | 1 | cs | TRUE
18 | LV_1055-2_0_4_line_18 |  | 13 | 14 | 0.01672 | 0.125 | 0.08 | 261 | 0 | 0.364 | 1 | 1 | cs | TRUE
19 | LV_1055-2_0_4_line_19 |  | 13 | 15 | 0.030805 | 0.125 | 0.08 | 261 | 0 | 0.364 | 1 | 1 | cs | TRUE
20 | LV_1055-2_0_4_line_20 |  | 14 | 111 | 0.02224 | 0.125 | 0.08 | 261 | 0 | 0.364 | 1 | 1 | cs | TRUE
21 | LV_1055-2_0_4_line_21 |  | 14 | 74 | 0.036758 | 0.125 | 0.08 | 261 | 0 | 0.364 | 1 | 1 | cs | TRUE
22 | LV_1055-2_0_4_line_22 |  | 15 | 114 | 0.027047 | 0.125 | 0.08 | 261 | 0 | 0.364 | 1 | 1 | cs | TRUE
23 | LV_1055-2_0_4_line_23 |  | 16 | 17 | 0.012117 | 0.125 | 0.08 | 261 | 0 | 0.364 | 1 | 1 | cs | TRUE
24 | LV_1055-2_0_4_line_24 |  | 17 | 123 | 0.016756 | 0.125 | 0.08 | 261 | 0 | 0.364 | 1 | 1 | cs | TRUE
25 | LV_1055-2_0_4_line_25 |  | 19 | 20 | 0.010223 | 0.125 | 0.08 | 261 | 0 | 0.364 | 1 | 1 | cs | TRUE
26 | LV_1055-2_0_4_line_26 |  | 20 | 53 | 0.015848 | 0.125 | 0.08 | 261 | 0 | 0.364 | 1 | 1 | cs | TRUE
27 | LV_1055-2_0_4_line_27 |  | 20 | 108 | 0.028377 | 0.125 | 0.08 | 261 | 0 | 0.364 | 1 | 1 | cs | TRUE
28 | LV_1055-2_0_4_line_28 |  | 21 | 22 | 0.0041346 | 0.125 | 0.08 | 261 | 0 | 0.364 | 1 | 1 | cs | TRUE
29 | LV_1055-2_0_4_line_29 |  | 22 | 23 | 0.0018671 | 0.125 | 0.08 | 261 | 0 | 0.364 | 1 | 1 | cs | TRUE
30 | LV_1055-2_0_4_line_30 |  | 24 | 107 | 0.01233 | 0.125 | 0.08 | 261 | 0 | 0.364 | 1 | 3 | cs | TRUE
31 | LV_1055-2_0_4_line_31 |  | 24 | 61 | 0.020149 | 0.125 | 0.08 | 261 | 0 | 0.364 | 1 | 3 | cs | TRUE
32 | LV_1055-2_0_4_line_32 |  | 25 | 127 | 0.0060263 | 0.125 | 0.08 | 261 | 0 | 0.364 | 1 | 1 | cs | TRUE
33 | LV_1055-2_0_4_line_33 |  | 27 | 119 | 0.017597 | 0.125 | 0.08 | 261 | 0 | 0.364 | 1 | 1 | cs | TRUE
34 | LV_1055-2_0_4_line_34 |  | 28 | 75 | 0.028897 | 0.125 | 0.08 | 261 | 0 | 0.364 | 1 | 1 | cs | TRUE
35 | LV_1055-2_0_4_line_35 |  | 29 | 30 | 0.011045 | 0.125 | 0.08 | 261 | 0 | 0.364 | 1 | 3 | cs | TRUE
36 | LV_1055-2_0_4_line_36 |  | 29 | 31 | 0.0040494 | 0.125 | 0.08 | 261 | 0 | 0.364 | 1 | 3 | cs | TRUE
37 | LV_1055-2_0_4_line_37 |  | 30 | 32 | 0.01247 | 0.125 | 0.08 | 261 | 0 | 0.364 | 1 | 3 | cs | TRUE
38 | LV_1055-2_0_4_line_38 |  | 31 | 33 | 0.026978 | 0.125 | 0.08 | 261 | 0 | 0.364 | 1 | 1 | cs | TRUE
39 | LV_1055-2_0_4_line_39 |  | 32 | 34 | 0.010613 | 0.125 | 0.08 | 261 | 0 | 0.364 | 1 | 3 | cs | TRUE
40 | LV_1055-2_0_4_line_40 |  | 33 | 35 | 0.0052375 | 0.125 | 0.08 | 261 | 0 | 0.364 | 1 | 1 | cs | TRUE
41 | LV_1055-2_0_4_line_41 |  | 33 | 36 | 0.014159 | 0.125 | 0.08 | 261 | 0 | 0.364 | 1 | 1 | cs | TRUE
42 | LV_1055-2_0_4_line_42 |  | 34 | 37 | 0.017774 | 0.125 | 0.08 | 261 | 0 | 0.364 | 1 | 3 | cs | TRUE
43 | LV_1055-2_0_4_line_43 |  | 35 | 38 | 0.020877 | 0.125 | 0.08 | 261 | 0 | 0.364 | 1 | 1 | cs | TRUE
44 | LV_1055-2_0_4_line_44 |  | 36 | 39 | 0.00054305 | 0.125 | 0.08 | 261 | 0 | 0.364 | 1 | 1 | cs | TRUE
45 | LV_1055-2_0_4_line_45 |  | 37 | 40 | 0.0037803 | 0.125 | 0.08 | 261 | 0 | 0.364 | 1 | 3 | cs | TRUE
46 | LV_1055-2_0_4_line_46 |  | 39 | 41 | 0.023684 | 0.125 | 0.08 | 261 | 0 | 0.364 | 1 | 1 | cs | TRUE
47 | LV_1055-2_0_4_line_47 |  | 40 | 58 | 0.02126 | 0.125 | 0.08 | 261 | 0 | 0.364 | 1 | 3 | cs | TRUE
48 | LV_1055-2_0_4_line_48 |  | 41 | 43 | 0.013564 | 0.125 | 0.08 | 261 | 0 | 0.364 | 1 | 1 | cs | TRUE
49 | LV_1055-2_0_4_line_49 |  | 42 | 43 | 0.0071867 | 0.125 | 0.08 | 261 | 0 | 0.364 | 1 | 1 | cs | TRUE
50 | LV_1055-2_0_4_line_50 |  | 42 | 44 | 0.0016452 | 0.125 | 0.08 | 261 | 0 | 0.364 | 1 | 1 | cs | TRUE
51 | LV_1055-2_0_4_line_51 |  | 44 | 45 | 0.0092787 | 0.125 | 0.08 | 261 | 0 | 0.364 | 1 | 1 | cs | TRUE
52 | LV_1055-2_0_4_line_52 |  | 45 | 46 | 0.012278 | 0.125 | 0.08 | 261 | 0 | 0.364 | 1 | 1 | cs | TRUE
53 | LV_1055-2_0_4_line_53 |  | 46 | 51 | 0.0096095 | 0.125 | 0.08 | 261 | 0 | 0.364 | 1 | 1 | cs | TRUE
54 | LV_1055-2_0_4_line_54 |  | 46 | 52 | 0.004519 | 0.125 | 0.08 | 261 | 0 | 0.364 | 1 | 1 | cs | TRUE
55 | LV_1055-2_0_4_line_55 |  | 47 | 48 | 0.019491 | 0.125 | 0.08 | 261 | 0 | 0.364 | 1 | 1 | cs | TRUE
56 | LV_1055-2_0_4_line_56 |  | 48 | 53 | 0.045303 | 0.125 | 0.08 | 261 | 0 | 0.364 | 1 | 1 | cs | TRUE
57 | LV_1055-2_0_4_line_57 |  | 49 | 50 | 0.024809 | 0.125 | 0.08 | 261 | 0 | 0.364 | 1 | 1 | cs | TRUE
58 | LV_1055-2_0_4_line_58 |  | 50 | 54 | 0.023791 | 0.125 | 0.08 | 261 | 0 | 0.364 | 1 | 1 | cs | TRUE
59 | LV_1055-2_0_4_line_59 |  | 51 | 55 | 0.022001 | 0.125 | 0.08 | 261 | 0 | 0.364 | 1 | 1 | cs | TRUE
60 | LV_1055-2_0_4_line_60 |  | 52 | 56 | 0.018314 | 0.125 | 0.08 | 261 | 0 | 0.364 | 1 | 1 | cs | TRUE
61 | LV_1055-2_0_4_line_61 |  | 52 | 57 | 0.035685 | 0.125 | 0.08 | 261 | 0 | 0.364 | 1 | 1 | cs | TRUE
62 | LV_1055-2_0_4_line_62 |  | 54 | 96 | 0.013515 | 0.125 | 0.08 | 261 | 0 | 0.364 | 1 | 1 | cs | TRUE
63 | LV_1055-2_0_4_line_63 |  | 55 | 113 | 0.01212 | 0.125 | 0.08 | 261 | 0 | 0.364 | 1 | 1 | cs | TRUE
64 | LV_1055-2_0_4_line_64 |  | 56 | 105 | 0.021592 | 0.125 | 0.08 | 261 | 0 | 0.364 | 1 | 1 | cs | TRUE
65 | LV_1055-2_0_4_line_65 |  | 57 | 79 | 0.015392 | 0.125 | 0.08 | 261 | 0 | 0.364 | 1 | 1 | cs | TRUE
66 | LV_1055-2_0_4_line_66 |  | 57 | 102 | 0.044758 | 0.125 | 0.08 | 261 | 0 | 0.364 | 1 | 1 | cs | TRUE
67 | LV_1055-2_0_4_line_67 |  | 58 | 59 | 0.00025519 | 0.125 | 0.08 | 261 | 0 | 0.364 | 1 | 3 | cs | TRUE
68 | LV_1055-2_0_4_line_68 |  | 59 | 60 | 0.025425 | 0.125 | 0.08 | 261 | 0 | 0.364 | 1 | 3 | cs | TRUE
69 | LV_1055-2_0_4_line_69 |  | 60 | 61 | 0.0041423 | 0.125 | 0.08 | 261 | 0 | 0.364 | 1 | 3 | cs | TRUE
70 | LV_1055-2_0_4_line_70 |  | 61 | 106 | 0.017829 | 0.125 | 0.08 | 261 | 0 | 0.364 | 1 | 1 | cs | TRUE
71 | LV_1055-2_0_4_line_71 |  | 62 | 63 | 0.022134 | 0.125 | 0.08 | 261 | 0 | 0.364 | 1 | 1 | cs | TRUE
72 | LV_1055-2_0_4_line_72 |  | 62 | 64 | 0.013361 | 0.125 | 0.08 | 261 | 0 | 0.364 | 1 | 1 | cs | TRUE
73 | LV_1055-2_0_4_line_73 |  | 63 | 65 | 0.017661 | 0.125 | 0.08 | 261 | 0 | 0.364 | 1 | 1 | cs | TRUE
74 | LV_1055-2_0_4_line_74 |  | 64 | 66 | 0.015378 | 0.125 | 0.08 | 261 | 0 | 0.364 | 1 | 1 | cs | TRUE
75 | LV_1055-2_0_4_line_75 |  | 64 | 67 | 0.012585 | 0.125 | 0.08 | 261 | 0 | 0.364 | 1 | 1 | cs | TRUE
76 | LV_1055-2_0_4_line_76 |  | 65 | 68 | 0.012818 | 0.125 | 0.08 | 261 | 0 | 0.364 | 1 | 1 | cs | TRUE
77 | LV_1055-2_0_4_line_77 |  | 66 | 69 | 0.0134 | 0.125 | 0.08 | 261 | 0 | 0.364 | 1 | 1 | cs | TRUE
78 | LV_1055-2_0_4_line_78 |  | 68 | 70 | 0.013844 | 0.125 | 0.08 | 261 | 0 | 0.364 | 1 | 1 | cs | TRUE
79 | LV_1055-2_0_4_line_79 |  | 69 | 71 | 0.010371 | 0.125 | 0.08 | 261 | 0 | 0.364 | 1 | 1 | cs | TRUE
80 | LV_1055-2_0_4_line_80 |  | 70 | 72 | 0.018328 | 0.125 | 0.08 | 261 | 0 | 0.364 | 1 | 1 | cs | TRUE
81 | LV_1055-2_0_4_line_81 |  | 72 | 73 | 0.007036 | 0.125 | 0.08 | 261 | 0 | 0.364 | 1 | 1 | cs | TRUE
82 | LV_1055-2_0_4_line_82 |  | 73 | 74 | 0.017936 | 0.125 | 0.08 | 261 | 0 | 0.364 | 1 | 1 | cs | TRUE
83 | LV_1055-2_0_4_line_83 |  | 74 | 110 | 0.011247 | 0.125 | 0.08 | 261 | 0 | 0.364 | 1 | 1 | cs | TRUE
84 | LV_1055-2_0_4_line_84 |  | 75 | 76 | 0.0019899 | 0.125 | 0.08 | 261 | 0 | 0.364 | 1 | 1 | cs | TRUE
85 | LV_1055-2_0_4_line_85 |  | 76 | 77 | 0.029092 | 0.125 | 0.08 | 261 | 0 | 0.364 | 1 | 1 | cs | TRUE
86 | LV_1055-2_0_4_line_86 |  | 77 | 78 | 0.0023709 | 0.125 | 0.08 | 261 | 0 | 0.364 | 1 | 1 | cs | TRUE
87 | LV_1055-2_0_4_line_87 |  | 78 | 79 | 0.034272 | 0.125 | 0.08 | 261 | 0 | 0.364 | 1 | 1 | cs | TRUE
88 | LV_1055-2_0_4_line_88 |  | 80 | 81 | 0.0097569 | 0.125 | 0.08 | 261 | 0 | 0.364 | 1 | 3 | cs | TRUE
89 | LV_1055-2_0_4_line_89 |  | 80 | 82 | 0.0087435 | 0.125 | 0.08 | 261 | 0 | 0.364 | 1 | 3 | cs | TRUE
90 | LV_1055-2_0_4_line_90 |  | 81 | 83 | 0.010819 | 0.125 | 0.08 | 261 | 0 | 0.364 | 1 | 3 | cs | TRUE
91 | LV_1055-2_0_4_line_91 |  | 82 | 84 | 0.020018 | 0.125 | 0.08 | 261 | 0 | 0.364 | 1 | 3 | cs | TRUE
92 | LV_1055-2_0_4_line_92 |  | 83 | 85 | 0.015206 | 0.125 | 0.08 | 261 | 0 | 0.364 | 1 | 3 | cs | TRUE
93 | LV_1055-2_0_4_line_93 |  | 84 | 86 | 0.013246 | 0.125 | 0.08 | 261 | 0 | 0.364 | 1 | 3 | cs | TRUE
94 | LV_1055-2_0_4_line_94 |  | 85 | 87 | 0.00098546 | 0.125 | 0.08 | 261 | 0 | 0.364 | 1 | 3 | cs | TRUE
95 | LV_1055-2_0_4_line_95 |  | 86 | 88 | 0.037808 | 0.125 | 0.08 | 261 | 0 | 0.364 | 1 | 2 | cs | TRUE
96 | LV_1055-2_0_4_line_96 |  | 86 | 89 | 0.035141 | 0.125 | 0.08 | 261 | 0 | 0.364 | 1 | 1 | cs | TRUE
97 | LV_1055-2_0_4_line_97 |  | 87 | 90 | 0.023017 | 0.125 | 0.08 | 261 | 0 | 0.364 | 1 | 3 | cs | TRUE
98 | LV_1055-2_0_4_line_98 |  | 88 | 91 | 0.02516 | 0.125 | 0.08 | 261 | 0 | 0.364 | 1 | 1 | cs | TRUE
99 | LV_1055-2_0_4_line_99 |  | 88 | 92 | 0.020784 | 0.125 | 0.08 | 261 | 0 | 0.364 | 1 | 1 | cs | TRUE
100 | LV_1055-2_0_4_line_100 |  | 89 | 93 | 0.0073461 | 0.125 | 0.08 | 261 | 0 | 0.364 | 1 | 1 | cs | TRUE
101 | LV_1055-2_0_4_line_101 |  | 89 | 94 | 0.033707 | 0.125 | 0.08 | 261 | 0 | 0.364 | 1 | 1 | cs | TRUE
102 | LV_1055-2_0_4_line_102 |  | 90 | 112 | 0.0083411 | 0.125 | 0.08 | 261 | 0 | 0.364 | 1 | 3 | cs | TRUE
103 | LV_1055-2_0_4_line_103 |  | 91 | 100 | 0.0048289 | 0.125 | 0.08 | 261 | 0 | 0.364 | 1 | 1 | cs | TRUE
104 | LV_1055-2_0_4_line_104 |  | 93 | 98 | 0.043963 | 0.125 | 0.08 | 261 | 0 | 0.364 | 1 | 1 | cs | TRUE
105 | LV_1055-2_0_4_line_105 |  | 94 | 95 | 0.0050786 | 0.125 | 0.08 | 261 | 0 | 0.364 | 1 | 1 | cs | TRUE
106 | LV_1055-2_0_4_line_106 |  | 95 | 96 | 0.029038 | 0.125 | 0.08 | 261 | 0 | 0.364 | 1 | 1 | cs | TRUE
107 | LV_1055-2_0_4_line_107 |  | 96 | 97 | 0.013966 | 0.125 | 0.08 | 261 | 0 | 0.364 | 1 | 1 | cs | TRUE
108 | LV_1055-2_0_4_line_108 |  | 97 | 99 | 0.036562 | 0.125 | 0.08 | 261 | 0 | 0.364 | 1 | 1 | cs | TRUE
109 | LV_1055-2_0_4_line_109 |  | 100 | 110 | 0.022041 | 0.125 | 0.08 | 261 | 0 | 0.364 | 1 | 1 | cs | TRUE
110 | LV_1055-2_0_4_line_110 |  | 101 | 102 | 0.029658 | 0.125 | 0.08 | 261 | 0 | 0.364 | 1 | 1 | cs | TRUE
111 | LV_1055-2_0_4_line_111 |  | 103 | 104 | 0.025874 | 0.125 | 0.08 | 261 | 0 | 0.364 | 1 | 1 | cs | TRUE
112 | LV_1055-2_0_4_line_112 |  | 104 | 105 | 0.031657 | 0.125 | 0.08 | 261 | 0 | 0.364 | 1 | 1 | cs | TRUE
113 | LV_1055-2_0_4_line_113 |  | 106 | 108 | 7.1735e-05 | 0.125 | 0.08 | 261 | 0 | 0.364 | 1 | 1 | cs | TRUE
114 | LV_1055-2_0_4_line_114 |  | 107 | 109 | 0.0148 | 0.125 | 0.08 | 261 | 0 | 0.364 | 1 | 3 | cs | TRUE
115 | LV_1055-2_0_4_line_115 |  | 109 | 118 | 0.0052643 | 0.125 | 0.08 | 261 | 0 | 0.364 | 1 | 3 | cs | TRUE
116 | LV_1055-2_0_4_line_116 |  | 111 | 115 | 0.0011226 | 0.125 | 0.08 | 261 | 0 | 0.364 | 1 | 1 | cs | TRUE
117 | LV_1055-2_0_4_line_117 |  | 112 | 119 | 0.0014463 | 0.125 | 0.08 | 261 | 0 | 0.364 | 1 | 3 | cs | TRUE
118 | LV_1055-2_0_4_line_118 |  | 113 | 126 | 0.0012805 | 0.125 | 0.08 | 261 | 0 | 0.364 | 1 | 1 | cs | TRUE
119 | LV_1055-2_0_4_line_119 |  | 115 | 117 | 0.013832 | 0.125 | 0.08 | 261 | 0 | 0.364 | 1 | 1 | cs | TRUE
120 | LV_1055-2_0_4_line_120 |  | 118 | 122 | 0.0058207 | 0.125 | 0.08 | 261 | 0 | 0.364 | 1 | 3 | cs | TRUE
121 | LV_1055-2_0_4_line_121 |  | 119 | 120 | 0.031473 | 0.125 | 0.08 | 261 | 0 | 0.364 | 1 | 3 | cs | TRUE
122 | LV_1055-2_0_4_line_122 |  | 120 | 121 | 0.00034044 | 0.125 | 0.08 | 261 | 0 | 0.364 | 1 | 3 | cs | TRUE
123 | LV_1055-2_0_4_line_123 |  | 121 | 122 | 0.03377 | 0.125 | 0.08 | 261 | 0 | 0.364 | 1 | 3 | cs | TRUE
124 | LV_1055-2_0_4_line_124 |  | 123 | 124 | 0.0016299 | 0.125 | 0.08 | 261 | 0 | 0.364 | 1 | 1 | cs | TRUE
125 | LV_1055-2_0_4_line_125 |  | 124 | 125 | 0.029058 | 0.125 | 0.08 | 261 | 0 | 0.364 | 1 | 1 | cs | TRUE
126 | LV_1055-2_0_4_line_126 |  | 125 | 126 | 0.031749 | 0.125 | 0.08 | 261 | 0 | 0.364 | 1 | 1 | cs | TRUE

## trafo
| name | std_type | hv_bus | lv_bus | sn_mva | vn_hv_kv | vn_lv_kv | vk_percent | vkr_percent | pfe_kw | i0_percent | shift_degree | tap_side | tap_neutral | tap_min | tap_max | tap_step_percent | tap_step_degree | tap_pos | tap_phase_shifter | parallel | df | in_service
0 | LV_1055-2_0_4_trafo_14 | 0.63 MVA 20/0.4 kV | 128 | 31 | 0.63 | 20 | 0.4 | 6 | 1.206 | 1.65 | 0.2619 | 150 | hv | 0 | -2 | 2 | 2.5 | 0 | 0 | FALSE | 1 | 1 | TRUE

## line_geodata
| x0 | y0 | x1 | y1 | x2 | y2 | x3 | y3 | x4 | y4 | x5 | y5 | x6 | y6 | x7 | y7 | x8 | y8 | x9 | y9 | x10 | y10 | x11 | y11 | x12 | y12 | x13 | y13 | x14 | y14 | x15 | y15 | x16 | y16 | x17 | y17
0 | 2672810.1408 | 1219820.3043 | 2672811.7135 | 1219826.3608 | 2672816.0851 | 1219839.3337 | 2672820.4154 | 1219850.6728
1 | 2672810.1408 | 1219820.3043 | 2672814.7903 | 1219811.8001 | 2672819.285 | 1219784.9266 | 2672824.8546 | 1219773.1648 | 2672831.1842 | 1219771.8635 | 2672836.193 | 1219774.9379 | 2672849.5934 | 1219794.2364 | 2672857.9484 | 1219812.8394 | 2672867.9404 | 1219842.1472 | 2672883.4656 | 1219883.7418 | 2672883.2535 | 1219890.5325 | 2672883.0629 | 1219894.9441 | 2672886.4705 | 1219906.0708 | 2672888.6549 | 1219909.8777 | 2672892.2911 | 1219913.4801 | 2672909.545 | 1219961.3666 | 2672921.7998 | 1219966.342 | 2672965.6309 | 1219947.0439
2 | 2672965.6309 | 1219947.0439 | 2672962.3479 | 1219941.2444 | 2672951.5437 | 1219913.2761
3 | 2673099.0285 | 1219894.267 | 2673101.8138 | 1219901.6504 | 2673113.9013 | 1219919.6326
4 | 2673113.9013 | 1219919.6326 | 2673113.9145 | 1219926.6357
5 | 2673099.0285 | 1219894.267 | 2673086.4312 | 1219902.3063
6 | 2673096.737 | 1219878.1729 | 2673098.3009 | 1219892.3346 | 2673099.0285 | 1219894.267
7 | 2673113.9284 | 1219933.9644 | 2673113.9145 | 1219926.6357
8 | 2673143.9413 | 1219781.4341 | 2673145.4398 | 1219785.4662
9 | 2673145.4398 | 1219785.4662 | 2673149.2224 | 1219795.6859 | 2673155.8865 | 1219814.9435
10 | 2673143.9413 | 1219781.4341 | 2673137.5364 | 1219766.0596
11 | 2673143.9413 | 1219781.4341 | 2673125.7314 | 1219787.5469
12 | 2673162.7405 | 1219837.7026 | 2673162.3327 | 1219833.5714 | 2673155.8865 | 1219814.9435
13 | 2672951.5437 | 1219913.2761 | 2672941.5499 | 1219887.4059
14 | 2673152.7187 | 1219698.2436 | 2673151.5582 | 1219690.7911 | 2673149.1273 | 1219682.3447 | 2673146.3655 | 1219680.4541 | 2673143.2456 | 1219679.9154 | 2673134.6028 | 1219682.3331 | 2673127.8098 | 1219684.6609
15 | 2673152.7187 | 1219698.2436 | 2673157.4859 | 1219728.8765
16 | 2673127.8098 | 1219684.6609 | 2673123.2327 | 1219686.2294 | 2673120.1235 | 1219687.613
17 | 2673164.5971 | 1219755.9109 | 2673159.8576 | 1219744.1164 | 2673157.4859 | 1219728.8765
18 | 2673134.3132 | 1219608.9043 | 2673130.8138 | 1219609.6062 | 2673127.4107 | 1219611.1099 | 2673121.2678 | 1219613.8807 | 2673118.906 | 1219615.2526
19 | 2673134.3132 | 1219608.9043 | 2673149.4225 | 1219599.6282 | 2673162.2379 | 1219597.032
20 | 2673118.906 | 1219615.2526 | 2673119.8334 | 1219617.5989 | 2673122.7506 | 1219625.9957 | 2673126.3187 | 1219636.2185
21 | 2673089.1444 | 1219636.7792 | 2673094.741 | 1219631.5334 | 2673101.8625 | 1219626.3174 | 2673107.6113 | 1219622.2742 | 2673118.906 | 1219615.2526
22 | 2673162.2379 | 1219597.032 | 2673180.7281 | 1219593.2863 | 2673187.8267 | 1219597.3539
23 | 2672993.9729 | 1219886.3025 | 2672999.4636 | 1219897.1042
24 | 2672993.9729 | 1219886.3025 | 2672991.7289 | 1219881.8881 | 2672988.0173 | 1219870.6826
25 | 2673035.667 | 1219889.8205 | 2673043.7807 | 1219896.0396
26 | 2673035.667 | 1219889.8205 | 2673025.5789 | 1219877.5985
27 | 2673035.667 | 1219889.8205 | 2673053.3305 | 1219880.1085 | 2673061.223 | 1219877.8131
28 | 2673081.3719 | 1219905.5351 | 2673084.8573 | 1219903.3108
29 | 2673084.8573 | 1219903.3108 | 2673086.4312 | 1219902.3063
30 | 2673096.737 | 1219878.1729 | 2673108.6591 | 1219875.0283
31 | 2673096.737 | 1219878.1729 | 2673088.441 | 1219877.0927 | 2673077.9684 | 1219871.5829
32 | 2673113.9397 | 1219939.9907 | 2673113.9284 | 1219933.9644
33 | 2673109.0497 | 1219793.1468 | 2673125.7314 | 1219787.5469
34 | 2672931.1367 | 1219860.4499 | 2672941.5499 | 1219887.4059
35 | 2673029.0042 | 1219778.1002 | 2673031.5637 | 1219788.8445
36 | 2673029.0042 | 1219778.1002 | 2673028.0659 | 1219774.161
37 | 2673031.5637 | 1219788.8445 | 2673032.7468 | 1219793.8115 | 2673035.2944 | 1219800.7212
38 | 2673021.303 | 1219748.0527 | 2673024.3319 | 1219758.4855 | 2673028.0659 | 1219774.161
39 | 2673035.2944 | 1219800.7212 | 2673038.9656 | 1219810.6786
40 | 2673021.303 | 1219748.0527 | 2673019.7663 | 1219743.0457
41 | 2673021.303 | 1219748.0527 | 2673007.76 | 1219752.1849
42 | 2673046.6573 | 1219826.6015 | 2673042.1767 | 1219819.3881 | 2673038.9656 | 1219810.6786
43 | 2673013.6411 | 1219723.0872 | 2673019.7663 | 1219743.0457
44 | 2673007.76 | 1219752.1849 | 2673007.2406 | 1219752.3434
45 | 2673046.6573 | 1219826.6015 | 2673048.6519 | 1219829.8128
46 | 2672984.4714 | 1219758.3081 | 2672987.2167 | 1219758.453 | 2673007.2406 | 1219752.3434
47 | 2673059.9747 | 1219847.8002 | 2673059.1358 | 1219846.6914 | 2673048.6519 | 1219829.8128
48 | 2672984.4714 | 1219758.3081 | 2672982.8182 | 1219758.2212 | 2672971.7363 | 1219762.5804
49 | 2672965.0483 | 1219765.2112 | 2672971.7363 | 1219762.5804
50 | 2672965.0483 | 1219765.2112 | 2672963.5173 | 1219765.8135
51 | 2672963.5173 | 1219765.8135 | 2672954.8826 | 1219769.2101
52 | 2672943.4565 | 1219773.7047 | 2672954.8826 | 1219769.2101
53 | 2672943.4565 | 1219773.7047 | 2672948.7048 | 1219781.7544
54 | 2672943.4565 | 1219773.7047 | 2672941.3198 | 1219769.7205
55 | 2672999.8131 | 1219818.4876 | 2673003.6413 | 1219831.2457 | 2673005.8088 | 1219837.023
56 | 2673005.8088 | 1219837.023 | 2673011.482 | 1219852.1442 | 2673018.0083 | 1219865.7329 | 2673025.3484 | 1219877.3193 | 2673025.5789 | 1219877.5985
57 | 2672975.8445 | 1219723.6862 | 2672973.7788 | 1219711.2801 | 2672969.4032 | 1219710.4148 | 2672971.2722 | 1219702.8716
58 | 2672971.2722 | 1219702.8716 | 2672974.2012 | 1219691.05 | 2672975.1216 | 1219679.4748
59 | 2672960.3588 | 1219800.4078 | 2672956.1861 | 1219793.2288 | 2672948.7048 | 1219781.7544
60 | 2672941.3198 | 1219769.7205 | 2672933.2517 | 1219753.2793
61 | 2672941.3198 | 1219769.7205 | 2672907.3746 | 1219781.0234
62 | 2672976.1928 | 1219666.0026 | 2672975.1216 | 1219679.4748
63 | 2672966.4494 | 1219810.8865 | 2672960.3588 | 1219800.4078
64 | 2672933.2517 | 1219753.2793 | 2672933.1905 | 1219753.1547 | 2672927.6987 | 1219732.4167
65 | 2672907.3746 | 1219781.0234 | 2672910.0324 | 1219796.1844
66 | 2672907.3746 | 1219781.0234 | 2672902.2036 | 1219751.53 | 2672900.7207 | 1219736.7894
67 | 2673060.1287 | 1219848.0037 | 2673059.9747 | 1219847.8002
68 | 2673060.1287 | 1219848.0037 | 2673075.4691 | 1219868.2795
69 | 2673077.9684 | 1219871.5829 | 2673075.4691 | 1219868.2795
70 | 2673077.9684 | 1219871.5829 | 2673068.3331 | 1219875.7452 | 2673061.2919 | 1219877.7931
71 | 2673025.3272 | 1219584.4963 | 2673044.8756 | 1219574.1145
72 | 2673056.6757 | 1219567.8476 | 2673044.8756 | 1219574.1145
73 | 2673025.3272 | 1219584.4963 | 2673031.3806 | 1219595.8334 | 2673034.213 | 1219599.7195
74 | 2673056.6757 | 1219567.8476 | 2673055.1397 | 1219561.2912 | 2673053.1181 | 1219552.8869
75 | 2673056.6757 | 1219567.8476 | 2673059.5496 | 1219580.1005
76 | 2673034.213 | 1219599.7195 | 2673038.3064 | 1219605.3355 | 2673042.5214 | 1219609.4185
77 | 2673049.9843 | 1219539.8586 | 2673053.1181 | 1219552.8869
78 | 2673053.2428 | 1219618.1508 | 2673044.9211 | 1219611.743 | 2673042.5214 | 1219609.4185
79 | 2673049.9843 | 1219539.8586 | 2673047.5586 | 1219529.7754
80 | 2673070.2779 | 1219620.7819 | 2673058.0094 | 1219621.8211 | 2673053.2428 | 1219618.1508
81 | 2673070.2779 | 1219620.7819 | 2673074.7535 | 1219626.211
82 | 2673089.1444 | 1219636.7792 | 2673083.4859 | 1219632.8517 | 2673076.2225 | 1219627.9928 | 2673074.7535 | 1219626.211
83 | 2673089.1444 | 1219636.7792 | 2673088.3225 | 1219643.7737 | 2673087.5838 | 1219647.0778 | 2673087.5298 | 1219647.8948
84 | 2672930.4196 | 1219858.5936 | 2672931.1367 | 1219860.4499
85 | 2672930.4196 | 1219858.5936 | 2672925.2781 | 1219845.2841 | 2672920.6504 | 1219831.2013
86 | 2672920.6504 | 1219831.2013 | 2672919.9103 | 1219828.9489
87 | 2672910.0324 | 1219796.1844 | 2672911.0488 | 1219801.9819 | 2672919.9103 | 1219828.9489
88 | 2673084.5315 | 1219738.6532 | 2673080.0202 | 1219730.0019
89 | 2673075.9775 | 1219722.2492 | 2673080.0202 | 1219730.0019
90 | 2673084.5315 | 1219738.6532 | 2673089.534 | 1219748.2467
91 | 2673075.9775 | 1219722.2492 | 2673068.0952 | 1219707.1332 | 2673067.1383 | 1219704.321
92 | 2673096.2609 | 1219761.8707 | 2673094.8897 | 1219758.5173 | 2673089.534 | 1219748.2467
93 | 2673065.5349 | 1219691.2916 | 2673065.8612 | 1219700.5683 | 2673067.1383 | 1219704.321
94 | 2673096.6339 | 1219762.7828 | 2673096.2609 | 1219761.8707
95 | 2673065.5349 | 1219691.2916 | 2673093.818 | 1219699.9218 | 2673101.6541 | 1219697.0717
96 | 2673043.249 | 1219665.157 | 2673047.4413 | 1219673.5472 | 2673054.8385 | 1219684.2003 | 2673065.5349 | 1219691.2916
97 | 2673105.3454 | 1219784.0875 | 2673096.6339 | 1219762.7828
98 | 2673101.6541 | 1219697.0717 | 2673093.4869 | 1219679.9159 | 2673091.1863 | 1219674.2022
99 | 2673101.6541 | 1219697.0717 | 2673110.3222 | 1219691.9747 | 2673120.1235 | 1219687.613
100 | 2673043.249 | 1219665.157 | 2673039.9658 | 1219658.5854
101 | 2673043.249 | 1219665.157 | 2673017.6151 | 1219665.1095 | 2673014.4109 | 1219666.4933 | 2673009.8283 | 1219666.5356
102 | 2673108.5023 | 1219791.8081 | 2673105.3454 | 1219784.0875
103 | 2673091.1863 | 1219674.2022 | 2673089.7753 | 1219670.6978 | 2673089.4976 | 1219669.684
104 | 2673018.6149 | 1219620.1945 | 2673031.2944 | 1219641.2283 | 2673039.9658 | 1219658.5854
105 | 2673005.2149 | 1219665.0314 | 2673006.8332 | 1219664.9773 | 2673009.2348 | 1219666.5411 | 2673009.8283 | 1219666.5356
106 | 2672976.1928 | 1219666.0026 | 2673005.2149 | 1219665.0314
107 | 2672976.1928 | 1219666.0026 | 2672974.7109 | 1219652.1155
108 | 2672968.0893 | 1219616.2998 | 2672972.5171 | 1219631.5576 | 2672974.7109 | 1219652.1155
109 | 2673087.5298 | 1219647.8948 | 2673087.1924 | 1219652.9991 | 2673087.3119 | 1219658.7154 | 2673088.1338 | 1219664.7071 | 2673089.4976 | 1219669.684
110 | 2672900.7207 | 1219736.7894 | 2672897.7522 | 1219707.2807
111 | 2672925.2341 | 1219675.1819 | 2672925.1688 | 1219678.2303 | 2672924.0128 | 1219693.3037 | 2672924.1911 | 1219701.0091
112 | 2672924.1911 | 1219701.0091 | 2672924.3652 | 1219708.5289 | 2672927.1704 | 1219730.4219 | 2672927.6987 | 1219732.4167
113 | 2673061.2919 | 1219877.7931 | 2673061.223 | 1219877.8131
114 | 2673120.064 | 1219865.6899 | 2673115.9155 | 1219869.9251 | 2673108.6591 | 1219875.0283
115 | 2673123.1319 | 1219861.5508 | 2673122.6089 | 1219863.0917 | 2673120.064 | 1219865.6899
116 | 2673126.3187 | 1219636.2185 | 2673126.6887 | 1219637.2784
117 | 2673109.0497 | 1219793.1468 | 2673108.5023 | 1219791.8081
118 | 2672966.4494 | 1219810.8865 | 2672967.0929 | 1219811.9936
119 | 2673131.2469 | 1219650.3379 | 2673126.6887 | 1219637.2784
120 | 2673125.0024 | 1219856.0388 | 2673125.0024 | 1219856.0388 | 2673123.1319 | 1219861.5508
121 | 2673109.0497 | 1219793.1468 | 2673119.5283 | 1219822.8245
122 | 2673119.6417 | 1219823.1455 | 2673119.5283 | 1219822.8245
123 | 2673125.0024 | 1219856.0388 | 2673125.6015 | 1219844.9501 | 2673123.4526 | 1219833.9388 | 2673119.6417 | 1219823.1455
124 | 2672988.0173 | 1219870.6826 | 2672987.5048 | 1219869.1354
125 | 2672987.5048 | 1219869.1354 | 2672978.3678 | 1219841.5508
126 | 2672967.0929 | 1219811.9936 | 2672970.5443 | 1219817.9317 | 2672978.3678 | 1219841.5508

## bus_geodata
| x | y | coords
0 | 2672820.4154 | 1219850.6728
1 | 2672810.1408 | 1219820.3043
2 | 2672965.6309 | 1219947.0439
3 | 2673113.9013 | 1219919.6326
4 | 2673099.0285 | 1219894.267
5 | 2673113.9145 | 1219926.6357
6 | 2673145.4398 | 1219785.4662
7 | 2673143.9413 | 1219781.4341
8 | 2673155.8865 | 1219814.9435
9 | 2672951.5437 | 1219913.2761
10 | 2673152.7187 | 1219698.2436
11 | 2673127.8098 | 1219684.6609
12 | 2673157.4859 | 1219728.8765
13 | 2673134.3132 | 1219608.9043
14 | 2673118.906 | 1219615.2526
15 | 2673162.2379 | 1219597.032
16 | 2672999.4636 | 1219897.1042
17 | 2672993.9729 | 1219886.3025
18 | 2673162.7405 | 1219837.7026
19 | 2673043.7807 | 1219896.0396
20 | 2673035.667 | 1219889.8205
21 | 2673081.3719 | 1219905.5351
22 | 2673084.8573 | 1219903.3108
23 | 2673086.4312 | 1219902.3063
24 | 2673096.737 | 1219878.1729
25 | 2673113.9284 | 1219933.9644
26 | 2673137.5364 | 1219766.0596
27 | 2673125.7314 | 1219787.5469
28 | 2672941.5499 | 1219887.4059
29 | 2673029.0042 | 1219778.1002
30 | 2673031.5637 | 1219788.8445
31 | 2673028.0659 | 1219774.161
32 | 2673035.2944 | 1219800.7212
33 | 2673021.303 | 1219748.0527
34 | 2673038.9656 | 1219810.6786
35 | 2673019.7663 | 1219743.0457
36 | 2673007.76 | 1219752.1849
37 | 2673046.6573 | 1219826.6015
38 | 2673013.6411 | 1219723.0872
39 | 2673007.2406 | 1219752.3434
40 | 2673048.6519 | 1219829.8128
41 | 2672984.4714 | 1219758.3081
42 | 2672965.0483 | 1219765.2112
43 | 2672971.7363 | 1219762.5804
44 | 2672963.5173 | 1219765.8135
45 | 2672954.8826 | 1219769.2101
46 | 2672943.4565 | 1219773.7047
47 | 2672999.8131 | 1219818.4876
48 | 2673005.8088 | 1219837.023
49 | 2672975.8445 | 1219723.6862
50 | 2672971.2722 | 1219702.8716
51 | 2672948.7048 | 1219781.7544
52 | 2672941.3198 | 1219769.7205
53 | 2673025.5789 | 1219877.5985
54 | 2672975.1216 | 1219679.4748
55 | 2672960.3588 | 1219800.4078
56 | 2672933.2517 | 1219753.2793
57 | 2672907.3746 | 1219781.0234
58 | 2673059.9747 | 1219847.8002
59 | 2673060.1287 | 1219848.0037
60 | 2673075.4691 | 1219868.2795
61 | 2673077.9684 | 1219871.5829
62 | 2673044.8756 | 1219574.1145
63 | 2673025.3272 | 1219584.4963
64 | 2673056.6757 | 1219567.8476
65 | 2673034.213 | 1219599.7195
66 | 2673053.1181 | 1219552.8869
67 | 2673059.5496 | 1219580.1005
68 | 2673042.5214 | 1219609.4185
69 | 2673049.9843 | 1219539.8586
70 | 2673053.2428 | 1219618.1508
71 | 2673047.5586 | 1219529.7754
72 | 2673070.2779 | 1219620.7819
73 | 2673074.7535 | 1219626.211
74 | 2673089.1444 | 1219636.7792
75 | 2672931.1367 | 1219860.4499
76 | 2672930.4196 | 1219858.5936
77 | 2672920.6504 | 1219831.2013
78 | 2672919.9103 | 1219828.9489
79 | 2672910.0324 | 1219796.1844
80 | 2673080.0202 | 1219730.0019
81 | 2673084.5315 | 1219738.6533
82 | 2673075.9775 | 1219722.2492
83 | 2673089.534 | 1219748.2467
84 | 2673067.1383 | 1219704.321
85 | 2673096.2609 | 1219761.8707
86 | 2673065.5349 | 1219691.2916
87 | 2673096.6339 | 1219762.7828
88 | 2673101.6541 | 1219697.0717
89 | 2673043.249 | 1219665.157
90 | 2673105.3454 | 1219784.0875
91 | 2673091.1863 | 1219674.2022
92 | 2673120.1235 | 1219687.613
93 | 2673039.9658 | 1219658.5854
94 | 2673009.8283 | 1219666.5356
95 | 2673005.2149 | 1219665.0314
96 | 2672976.1928 | 1219666.0026
97 | 2672974.7109 | 1219652.1155
98 | 2673018.6149 | 1219620.1945
99 | 2672968.0893 | 1219616.2998
100 | 2673089.4976 | 1219669.684
101 | 2672897.7522 | 1219707.2807
102 | 2672900.7207 | 1219736.7894
103 | 2672925.2341 | 1219675.1819
104 | 2672924.1911 | 1219701.0091
105 | 2672927.6987 | 1219732.4167
106 | 2673061.2919 | 1219877.7931
107 | 2673108.6591 | 1219875.0283
108 | 2673061.223 | 1219877.8131
109 | 2673120.064 | 1219865.6899
110 | 2673087.5298 | 1219647.8948
111 | 2673126.3187 | 1219636.2185
112 | 2673108.5023 | 1219791.8081
113 | 2672966.4494 | 1219810.8865
114 | 2673187.8267 | 1219597.3539
115 | 2673126.6887 | 1219637.2784
116 | 2673164.5971 | 1219755.9109
117 | 2673131.2469 | 1219650.3379
118 | 2673123.1319 | 1219861.5508
119 | 2673109.0497 | 1219793.1468
120 | 2673119.5283 | 1219822.8245
121 | 2673119.6417 | 1219823.1455
122 | 2673125.0024 | 1219856.0388
123 | 2672988.0173 | 1219870.6826
124 | 2672987.5048 | 1219869.1354
125 | 2672978.3678 | 1219841.5508
126 | 2672967.0929 | 1219811.9936
127 | 2673113.9397 | 1219939.9907
128 | 2673021.303 | 1219748.0527

## line_std_types
| c_nf_per_km | r_ohm_per_km | x_ohm_per_km | max_i_ka | type | q_mm2 | alpha | voltage_rating
NAYY 4x50 SE | 210 | 0.642 | 0.083 | 0.142 | cs | 50 | 0.00403 | LV
NAYY 4x120 SE | 264 | 0.225 | 0.08 | 0.242 | cs | 120 | 0.00403 | LV
NAYY 4x150 SE | 261 | 0.208 | 0.08 | 0.27 | cs | 150 | 0.00403 | LV
NA2XS2Y 1x95 RM/25 12/20 kV | 216 | 0.313 | 0.132 | 0.252 | cs | 95 | 0.00403 | MV
NA2XS2Y 1x185 RM/25 12/20 kV | 273 | 0.161 | 0.117 | 0.362 | cs | 185 | 0.00403 | MV
NA2XS2Y 1x240 RM/25 12/20 kV | 304 | 0.122 | 0.112 | 0.421 | cs | 240 | 0.00403 | MV
NA2XS2Y 1x95 RM/25 6/10 kV | 315 | 0.313 | 0.123 | 0.249 | cs | 95 | 0.00403 | MV
NA2XS2Y 1x185 RM/25 6/10 kV | 406 | 0.161 | 0.11 | 0.358 | cs | 185 | 0.00403 | MV
NA2XS2Y 1x240 RM/25 6/10 kV | 456 | 0.122 | 0.105 | 0.416 | cs | 240 | 0.00403 | MV
NA2XS2Y 1x150 RM/25 12/20 kV | 250 | 0.206 | 0.116 | 0.319 | cs | 150 | 0.00403 | MV
NA2XS2Y 1x120 RM/25 12/20 kV | 230 | 0.253 | 0.119 | 0.283 | cs | 120 | 0.00403 | MV
NA2XS2Y 1x70 RM/25 12/20 kV | 190 | 0.443 | 0.132 | 0.22 | cs | 70 | 0.00403 | MV
NA2XS2Y 1x150 RM/25 6/10 kV | 360 | 0.206 | 0.11 | 0.315 | cs | 150 | 0.00403 | MV
NA2XS2Y 1x120 RM/25 6/10 kV | 340 | 0.253 | 0.113 | 0.28 | cs | 120 | 0.00403 | MV
NA2XS2Y 1x70 RM/25 6/10 kV | 280 | 0.443 | 0.123 | 0.217 | cs | 70 | 0.00403 | MV
N2XS(FL)2Y 1x120 RM/35 64/110 kV | 112 | 0.153 | 0.166 | 0.366 | cs | 120 | 0.00393 | HV
N2XS(FL)2Y 1x185 RM/35 64/110 kV | 125 | 0.099 | 0.156 | 0.457 | cs | 185 | 0.00393 | HV
N2XS(FL)2Y 1x240 RM/35 64/110 kV | 135 | 0.075 | 0.149 | 0.526 | cs | 240 | 0.00393 | HV
N2XS(FL)2Y 1x300 RM/35 64/110 kV | 144 | 0.06 | 0.144 | 0.588 | cs | 300 | 0.00393 | HV
15-AL1/3-ST1A 0.4 | 11 | 1.8769 | 0.35 | 0.105 | ol | 16 | 0.00403 | LV
24-AL1/4-ST1A 0.4 | 11.25 | 1.2012 | 0.335 | 0.14 | ol | 24 | 0.00403 | LV
48-AL1/8-ST1A 0.4 | 12.2 | 0.5939 | 0.3 | 0.21 | ol | 48 | 0.00403 | LV
94-AL1/15-ST1A 0.4 | 13.2 | 0.306 | 0.29 | 0.35 | ol | 94 | 0.00403 | LV
34-AL1/6-ST1A 10.0 | 9.7 | 0.8342 | 0.36 | 0.17 | ol | 34 | 0.00403 | MV
48-AL1/8-ST1A 10.0 | 10.1 | 0.5939 | 0.35 | 0.21 | ol | 48 | 0.00403 | MV
70-AL1/11-ST1A 10.0 | 10.4 | 0.4132 | 0.339 | 0.29 | ol | 70 | 0.00403 | MV
94-AL1/15-ST1A 10.0 | 10.75 | 0.306 | 0.33 | 0.35 | ol | 94 | 0.00403 | MV
122-AL1/20-ST1A 10.0 | 11.1 | 0.2376 | 0.323 | 0.41 | ol | 122 | 0.00403 | MV
149-AL1/24-ST1A 10.0 | 11.25 | 0.194 | 0.315 | 0.47 | ol | 149 | 0.00403 | MV
34-AL1/6-ST1A 20.0 | 9.15 | 0.8342 | 0.382 | 0.17 | ol | 34 | 0.00403 | MV
48-AL1/8-ST1A 20.0 | 9.5 | 0.5939 | 0.372 | 0.21 | ol | 48 | 0.00403 | MV
70-AL1/11-ST1A 20.0 | 9.7 | 0.4132 | 0.36 | 0.29 | ol | 70 | 0.00403 | MV
94-AL1/15-ST1A 20.0 | 10 | 0.306 | 0.35 | 0.35 | ol | 94 | 0.00403 | MV
122-AL1/20-ST1A 20.0 | 10.3 | 0.2376 | 0.344 | 0.41 | ol | 122 | 0.00403 | MV
149-AL1/24-ST1A 20.0 | 10.5 | 0.194 | 0.337 | 0.47 | ol | 149 | 0.00403 | MV
184-AL1/30-ST1A 20.0 | 10.75 | 0.1571 | 0.33 | 0.535 | ol | 184 | 0.00403 | MV
243-AL1/39-ST1A 20.0 | 11 | 0.1188 | 0.32 | 0.645 | ol | 243 | 0.00403 | MV
48-AL1/8-ST1A 110.0 | 8 | 0.5939 | 0.46 | 0.21 | ol | 48 | 0.00403 | HV
70-AL1/11-ST1A 110.0 | 8.4 | 0.4132 | 0.45 | 0.29 | ol | 70 | 0.00403 | HV
94-AL1/15-ST1A 110.0 | 8.65 | 0.306 | 0.44 | 0.35 | ol | 94 | 0.00403 | HV
122-AL1/20-ST1A 110.0 | 8.5 | 0.2376 | 0.43 | 0.41 | ol | 122 | 0.00403 | HV
149-AL1/24-ST1A 110.0 | 8.75 | 0.194 | 0.41 | 0.47 | ol | 149 | 0.00403 | HV
184-AL1/30-ST1A 110.0 | 8.8 | 0.1571 | 0.4 | 0.535 | ol | 184 | 0.00403 | HV
243-AL1/39-ST1A 110.0 | 9 | 0.1188 | 0.39 | 0.645 | ol | 243 | 0.00403 | HV
305-AL1/39-ST1A 110.0 | 9.2 | 0.0949 | 0.38 | 0.74 | ol | 305 | 0.00403 | HV
490-AL1/64-ST1A 110.0 | 9.75 | 0.059 | 0.37 | 0.96 | ol | 490 | 0.00403 | HV
679-AL1/86-ST1A 110.0 | 9.95 | 0.042 | 0.36 | 1.15 | ol | 679 | 0.00403 | HV
490-AL1/64-ST1A 220.0 | 10 | 0.059 | 0.285 | 0.96 | ol | 490 | 0.00403 | HV
679-AL1/86-ST1A 220.0 | 11.7 | 0.042 | 0.275 | 1.15 | ol | 679 | 0.00403 | HV
490-AL1/64-ST1A 380.0 | 11 | 0.059 | 0.253 | 0.96 | ol | 490 | 0.00403 | HV
679-AL1/86-ST1A 380.0 | 14.6 | 0.042 | 0.25 | 1.15 | ol | 679 | 0.00403 | HV

## trafo_std_types
| i0_percent | pfe_kw | vkr_percent | sn_mva | vn_lv_kv | vn_hv_kv | vk_percent | shift_degree | vector_group | tap_side | tap_neutral | tap_min | tap_max | tap_step_degree | tap_step_percent | tap_phase_shifter
160 MVA 380/110 kV | 0.06 | 60 | 0.25 | 160 | 110 | 380 | 12.2 | 0 | Yy0 | hv | 0 | -9 | 9 | 0 | 1.5 | FALSE
100 MVA 220/110 kV | 0.06 | 55 | 0.26 | 100 | 110 | 220 | 12 | 0 | Yy0 | hv | 0 | -9 | 9 | 0 | 1.5 | FALSE
63 MVA 110/20 kV | 0.04 | 22 | 0.32 | 63 | 20 | 110 | 18 | 150 | YNd5 | hv | 0 | -9 | 9 | 0 | 1.5 | FALSE
40 MVA 110/20 kV | 0.05 | 18 | 0.34 | 40 | 20 | 110 | 16.2 | 150 | YNd5 | hv | 0 | -9 | 9 | 0 | 1.5 | FALSE
25 MVA 110/20 kV | 0.07 | 14 | 0.41 | 25 | 20 | 110 | 12 | 150 | YNd5 | hv | 0 | -9 | 9 | 0 | 1.5 | FALSE
63 MVA 110/10 kV | 0.04 | 22 | 0.32 | 63 | 10 | 110 | 18 | 150 | YNd5 | hv | 0 | -9 | 9 | 0 | 1.5 | FALSE
40 MVA 110/10 kV | 0.05 | 18 | 0.34 | 40 | 10 | 110 | 16.2 | 150 | YNd5 | hv | 0 | -9 | 9 | 0 | 1.5 | FALSE
25 MVA 110/10 kV | 0.07 | 14 | 0.41 | 25 | 10 | 110 | 12 | 150 | YNd5 | hv | 0 | -9 | 9 | 0 | 1.5 | FALSE
0.25 MVA 20/0.4 kV | 0.32 | 0.8 | 1.44 | 0.25 | 0.4 | 20 | 6 | 150 | Yzn5 | hv | 0 | -2 | 2 | 0 | 2.5 | FALSE
0.4 MVA 20/0.4 kV | 0.3375 | 1.35 | 1.425 | 0.4 | 0.4 | 20 | 6 | 150 | Dyn5 | hv | 0 | -2 | 2 | 0 | 2.5 | FALSE
0.63 MVA 20/0.4 kV | 0.2619 | 1.65 | 1.206 | 0.63 | 0.4 | 20 | 6 | 150 | Dyn5 | hv | 0 | -2 | 2 | 0 | 2.5 | FALSE
0.25 MVA 10/0.4 kV | 0.24 | 0.6 | 1.2 | 0.25 | 0.4 | 10 | 4 | 150 | Dyn5 | hv | 0 | -2 | 2 | 0 | 2.5 | FALSE
0.4 MVA 10/0.4 kV | 0.2375 | 0.95 | 1.325 | 0.4 | 0.4 | 10 | 4 | 150 | Dyn5 | hv | 0 | -2 | 2 | 0 | 2.5 | FALSE
0.63 MVA 10/0.4 kV | 0.1873 | 1.18 | 1.0794 | 0.63 | 0.4 | 10 | 4 | 150 | Dyn5 | hv | 0 | -2 | 2 | 0 | 2.5 | FALSE

## trafo3w_std_types
| sn_hv_mva | sn_mv_mva | sn_lv_mva | vn_hv_kv | vn_mv_kv | vn_lv_kv | vk_hv_percent | vk_mv_percent | vk_lv_percent | vkr_hv_percent | vkr_mv_percent | vkr_lv_percent | pfe_kw | i0_percent | shift_mv_degree | shift_lv_degree | vector_group | tap_side | tap_neutral | tap_min | tap_max | tap_step_percent
63/25/38 MVA 110/20/10 kV | 63 | 25 | 38 | 110 | 20 | 10 | 10.4 | 10.4 | 10.4 | 0.28 | 0.32 | 0.35 | 35 | 0.89 | 0 | 0 | YN0yn0yn0 | hv | 0 | -10 | 10 | 1.2
63/25/38 MVA 110/10/10 kV | 63 | 25 | 38 | 110 | 10 | 10 | 10.4 | 10.4 | 10.4 | 0.28 | 0.32 | 0.35 | 35 | 0.89 | 0 | 0 | YN0yn0yn0 | hv | 0 | -10 | 10 | 1.2

## fuse_std_types
| fuse_type | i_rated_a | t_avg | t_min | t_total | x_avg | x_min | x_total
HV 100A | HV 100A | 100 | 0 | [10.0, 3.64, 0.854, 0.281, 0.1, 0.0531, 0.022, 0.01] | [10.0, 4.267, 1.21, 0.403, 0.1, 0.058, 0.022, 0.01] | 0 | [300.0, 350.0, 450.0, 550.0, 700.0, 850.0, 1200.0, 1752.0] | [600.0, 700.0, 900.0, 1150.0, 1665.0, 2000.0, 3000.0, 4313.0]
HV 10A | HV 10A | 10 | 0 | [10.0, 1675.0, 0.344, 0.156, 0.1, 0.0417, 0.0171, 0.01] | [10.0, 1.3, 0.3, 0.155, 0.1, 0.0555, 0.023, 0.01] | 0 | [30.0, 32.0, 35.0, 37.0, 39.0, 50.0, 70.0, 88.0] | [60.0, 70.0, 80.0, 87.0, 94.0, 110.0, 150.0, 216.0]
HV 125A | HV 125A | 125 | 0 | [10.0, 1.82, 0.344, 0.1, 0.0467, 0.0269, 0.01] | [10.0, 2.478, 0.426, 0.1, 0.0427, 0.0211, 0.01] | 0 | [375.0, 500.0, 700.0, 925.0, 1200.0, 1500.0, 2341.0] | [750.0, 1000.0, 1500.0, 2200.0, 3000.0, 4000.0, 5765.0]
HV 160A | HV 160A | 160 | 0 | [10.0, 4.15, 1.03, 0.198, 0.1, 0.051, 0.0172, 0.01] | [10.0, 2.3, 0.734, 0.274, 0.1, 0.046, 0.0177, 0.01] | 0 | [480.0, 550.0, 700.0, 1000.0, 1260.0, 1600.0, 2500.0, 3227.0] | [960.0, 1300.0, 1700.0, 2200.0, 2996.0, 4000.0, 6000.0, 7946.0]
HV 16A | HV 16A | 16 | 0 | [10.0, 0.352, 0.164, 0.1, 0.0649, 0.0342, 0.01] | [10.0, 2.34, 0.722, 0.181, 0.1, 0.055, 0.0296, 0.01] | 0 | [48.0, 60.0, 65.0, 71.0, 80.0, 100.0, 162.0] | [96.0, 110.0, 125.0, 150.0, 168.0, 200.0, 250.0, 398.0]
HV 200A | HV 200A | 200 | 0 | [10.0, 4.267, 1.21, 0.403, 0.1, 0.058, 0.022, 0.01] | [10.0, 3.73, 1.654, 0.328, 0.1, 0.0531, 0.019, 0.01] | 0 | [600.0, 700.0, 900.0, 1150.0, 1665.0, 2000.0, 3000.0, 4313.0] | [1200.0, 1500.0, 1800.0, 2700.0, 3960.0, 5000.0, 7500.0, 10620.0]
HV 20A | HV 20A | 20 | 0 | [10.0, 1.3, 0.3, 0.155, 0.1, 0.0555, 0.023, 0.01] | [10.0, 1.3, 0.161, 0.1, 0.0611, 0.0399, 0.0141, 0.01] | 0 | [60.0, 70.0, 80.0, 87.0, 94.0, 110.0, 150.0, 216.0] | [120.0, 150.0, 200.0, 223.0, 260.0, 300.0, 450.0, 532.0]
HV 25A | HV 25A | 25 | 0 | [10.0, 2.512, 0.833, 0.299, 0.1, 0.0372, 0.0223, 0.01] | [10.0, 3.125, 0.597, 0.198, 0.1, 0.0378, 0.022, 0.01] | 0 | [75.0, 82.0, 90.0, 100.0, 124.0, 170.0, 200.0, 289.0] | [150.0, 170.0, 210.0, 250.0, 294.0, 400.0, 500.0, 711.0]
HV 31.5A | HV 31.5A | 31.5 | 0 | [10.0, 2.34, 0.722, 0.181, 0.1, 0.055, 0.0296, 0.01] | [10.0, 2.84, 0.368, 0.164, 0.1, 0.0621, 0.0378, 0.0195, 0.01] | 0 | [95.0, 110.0, 125.0, 150.0, 165.0, 200.0, 250.0, 390.0] | [189.0, 220.0, 300.0, 350.0, 393.0, 450.0, 530.0, 700.0, 960.0]
HV 40A | HV 40A | 40 | 0 | [10.0, 1.3, 0.161, 0.1, 0.0611, 0.0399, 0.0141, 0.01] | [10.0, 2.05, 0.369, 0.198, 0.1, 0.051, 0.0298, 0.01] | 0 | [120.0, 150.0, 200.0, 223.0, 260.0, 300.0, 450.0, 532.0] | [240.0, 300.0, 400.0, 450.0, 530.0, 650.0, 800.0, 1311.0]
HV 50A | HV 50A | 50 | 0 | [10.0, 3.215, 0.597, 0.198, 0.1, 0.0378, 0.022, 0.01] | [10.0, 3.64, 0.854, 0.281, 0.1, 0.0531, 0.022, 0.01] | 0 | [150.0, 170.0, 210.0, 250.0, 294.0, 400.0, 500.0, 711.0] | [300.0, 350.0, 450.0, 550.0, 700.0, 850.0, 1200.0, 1752.0]
HV 6.3A | HV 6.3A | 6.3 | 0 | [10.0, 1.39, 0.344, 0.168, 0.1, 0.056, 0.0263, 0.01] | [10.0, 1.711, 0.516, 0.198, 0.1, 0.0634, 0.0303, 0.01] | 0 | [19.0, 19.5, 20.4, 20.8, 22.0, 25.0, 32.0, 48.0] | [38.0, 40.0, 43.0, 48.0, 53.0, 60.0, 75.0, 118.0]
HV 63A | HV 63A | 63 | 0 | [10.0, 2.84, 0.368, 0.164, 0.1, 0.0621, 0.0378, 0.0195, 0.01] | [10.0, 1.82, 0.344, 0.1, 0.0467, 0.0269, 0.01] | 0 | [189.0, 220.0, 300.0, 350.0, 393.0, 450.0, 530.0, 700.0, 961.0] | [378.0, 500.0, 700.0, 934.0, 1200.0, 1500.0, 2366.0]
HV 80A | HV 80A | 80 | 0 | [10.0, 2.05, 0.369, 0.198, 0.1, 0.051, 0.0298, 0.01] | [10.0, 4.15, 1.03, 0.198, 0.1, 0.051, 0.0172, 0.01] | 0 | [240.0, 300.0, 400.0, 450.0, 530.0, 650.0, 800.0, 1311.0] | [480.0, 550.0, 700.0, 1000.0, 1260.0, 1600.0, 2500.0, 3227.0]
Siemens NH-1-100 | Siemens NH-1-100 | 100 | [5400.0, 2000.0, 400.0, 20.0, 1.0, 0.2, 0.012, 0.004] | 0 | 0 | [150.0, 190.0, 250.0, 430.0, 900.0, 1250.0, 2700.0, 3600.0] | 0 | 0
Siemens NH-1-125 | Siemens NH-1-125 | 125 | [4800.0, 120.0, 7.0, 0.1, 0.004] | 0 | 0 | [180.0, 400.0, 740.0, 2000.0, 4250.0] | 0 | 0
Siemens NH-1-16 | Siemens NH-1-16 | 16 | [4000.0, 400.0, 2.0, 0.1, 0.04, 0.01] | 0 | 0 | [26.0, 35.0, 75.0, 150.0, 200.0, 300.0] | 0 | 0
Siemens NH-1-160 | Siemens NH-1-160 | 160 | [4800.0, 120.0, 7.0, 0.1, 0.004] | 0 | 0 | [210.0, 500.0, 900.0, 2300.0, 5000.0] | 0 | 0
Siemens NH-1-25 | Siemens NH-1-25 | 25 | [4000.0, 1000.0, 10.0, 0.2, 0.02, 0.01] | 0 | 0 | [40.0, 50.0, 100.0, 210.0, 400.0, 500.0] | 0 | 0
Siemens NH-1-50 | Siemens NH-1-50 | 50 | [4000.0, 40.0, 4.0, 1.0, 0.02, 0.01] | 0 | 0 | [86.0, 200.0, 300.0, 400.0, 1000.0, 1280.0] | 0 | 0
Siemens NH-1-63 | Siemens NH-1-63 | 63 | [4000.0, 100.0, 10.0, 2.0, 0.04, 0.01] | 0 | 0 | [100.0, 200.0, 300.0, 400.0, 1000.0, 1500.0] | 0 | 0
Siemens NH-1-80 | Siemens NH-1-80 | 80 | [4800.0, 120.0, 7.0, 0.1, 0.01] | 0 | 0 | [150.58, 250.0, 450.0, 1150.0, 2470.0] | 0 | 0
Siemens NH-2-1000 | Siemens NH-2-1000 | 1000 | [4800.0, 120.0, 7.0, 0.1, 0.004] | 0 | 0 | [1900.0, 3500.0, 8400.0, 24000.0, 52000.0] | 0 | 0
Siemens NH-2-200 | Siemens NH-2-200 | 200 | [4800.0, 120.0, 7.0, 0.1, 0.004] | 0 | 0 | [280.0, 650.0, 1200.0, 3000.0, 7000.0] | 0 | 0
Siemens NH-2-224 | Siemens NH-2-224 | 224 | [4800.0, 120.0, 7.0, 0.2, 0.04, 0.004] | 0 | 0 | [400.0, 750.0, 1453.0, 3025.0, 4315.0, 7600.0] | 0 | 0
Siemens NH-2-250 | Siemens NH-2-250 | 250 | [4800.0, 120.0, 7.0, 0.1, 0.004] | 0 | 0 | [450.0, 800.0, 1650.0, 4000.0, 8500.0] | 0 | 0
Siemens NH-2-315 | Siemens NH-2-315 | 315 | [4800.0, 120.0, 7.0, 0.1, 0.004] | 0 | 0 | [550.0, 920.0, 1900.0, 5000.0, 11000.0] | 0 | 0
Siemens NH-2-355 | Siemens NH-2-355 | 355 | [4800.0, 120.0, 6.0, 0.1, 0.004] | 0 | 0 | [650.0, 1116.27, 2350.0, 5840.0, 12790.0] | 0 | 0
Siemens NH-2-400 | Siemens NH-2-400 | 400 | [4800.0, 120.0, 7.0, 0.1, 0.004] | 0 | 0 | [720.0, 1350.0, 2800.0, 6500.0, 15000.0] | 0 | 0
Siemens NH-2-425 | Siemens NH-2-425 | 425 | [4800.0, 120.0, 7.0, 0.1, 0.004] | 0 | 0 | [850.0, 1500.0, 3050.0, 7500.0, 16500.0] | 0 | 0
Siemens NH-2-630 | Siemens NH-2-630 | 630 | [4800.0, 120.0, 7.0, 0.1, 0.004] | 0 | 0 | [1200.0, 2000.0, 4800.0, 12000.0, 26000.0] | 0 | 0

## res_bus
| vm_pu | va_degree | p_mw | q_mvar
0 | 0.98567 | -0.27624 | 0.0017663 | 0.00044269
1 | 0.98572 | -0.27522 | 0 | 0
2 | 0.98625 | -0.26487 | 0 | 0
3 | 0.98931 | -0.2036 | 0 | 0
4 | 0.98955 | -0.19895 | 0 | 0
5 | 0.98925 | -0.2047 | 0.0028299 | 0.00070925
6 | 0.98372 | -0.31122 | 0 | 0
7 | 0.98374 | -0.31086 | 0 | 0
8 | 0.98359 | -0.31383 | 0.002304 | 0.00057744
9 | 0.98631 | -0.2637 | 0.0031706 | 0.00079463
10 | 0.97623 | -0.45733 | 0 | 0
11 | 0.97678 | -0.44653 | 0.0079084 | 0.001982
12 | 0.97579 | -0.46592 | 0.0078171 | 0.0019591
13 | 0.97352 | -0.51068 | 0 | 0
14 | 0.97366 | -0.50789 | 0 | 0
15 | 0.97326 | -0.51583 | 0.0053136 | 0.0013317
16 | 0.98906 | -0.21031 | 0.0030077 | 0.00075381
17 | 0.98909 | -0.20966 | 0.0023782 | 0.00059602
18 | 0.98354 | -0.31482 | 0.0023222 | 0.00058199
19 | 0.99051 | -0.18053 | 0.0060649 | 0.00152
20 | 0.99057 | -0.17942 | 0 | 0
21 | 0.98931 | -0.20357 | 0.0079374 | 0.0019893
22 | 0.98934 | -0.20299 | 0.0030529 | 0.00076512
23 | 0.98936 | -0.20262 | 0.0028284 | 0.00070886
24 | 0.98989 | -0.19236 | 0 | 0
25 | 0.98921 | -0.20549 | 0.0030535 | 0.00076528
26 | 0.98369 | -0.31178 | 0.0030562 | 0.00076596
27 | 0.98387 | -0.3082 | 0.0024773 | 0.00062088
28 | 0.98644 | -0.26124 | 0.0020136 | 0.00050466
29 | 0.99966 | -0.0064237 | 0.0031418 | 0.00078741
30 | 0.99874 | -0.023765 | 0.0025757 | 0.00064554
31 | 1 | 0 | -0.38692 | -0.098708
32 | 0.99771 | -0.043195 | 0.0034399 | 0.00086213
33 | 0.99736 | -0.050346 | 0 | 0
34 | 0.99685 | -0.059548 | 0.0035914 | 0.00090008
35 | 0.99731 | -0.051258 | 0.0043559 | 0.0010917
36 | 0.9961 | -0.074405 | 0.0046356 | 0.0011618
37 | 0.99542 | -0.086627 | 0.0041514 | 0.0010404
38 | 0.99721 | -0.053299 | 0.0055791 | 0.0013983
39 | 0.99606 | -0.075285 | 0.0028792 | 0.00072159
40 | 0.99512 | -0.092304 | 0.0041084 | 0.0010297
41 | 0.99412 | -0.11253 | 0 | 0
42 | 0.99243 | -0.14506 | 0.0054524 | 0.0013665
43 | 0.99301 | -0.13392 | 0.0017676 | 0.00044301
44 | 0.9923 | -0.14745 | 0.0020079 | 0.00050322
45 | 0.99162 | -0.16061 | 0.0019552 | 0.00049002
46 | 0.99074 | -0.17764 | 0 | 0
47 | 0.99029 | -0.18489 | 0.0015861 | 0.00039752
48 | 0.99032 | -0.18434 | 0.0016522 | 0.00041408
49 | 0.97451 | -0.49116 | 0.0050528 | 0.0012664
50 | 0.97463 | -0.48886 | 0.004314 | 0.0010812
51 | 0.99055 | -0.18137 | 0.0024873 | 0.00062338
52 | 0.99051 | -0.18215 | 0 | 0
53 | 0.99045 | -0.18174 | 0.0049693 | 0.0012454
54 | 0.97484 | -0.48477 | 0.0030103 | 0.00075445
55 | 0.99016 | -0.18896 | 0.0016212 | 0.00040632
56 | 0.99031 | -0.18596 | 0.0036155 | 0.00090612
57 | 0.98905 | -0.21043 | 0 | 0
58 | 0.99347 | -0.12378 | 0.0058422 | 0.0014642
59 | 0.99345 | -0.12415 | 0.0040616 | 0.0010179
60 | 0.99155 | -0.16044 | 0.0044278 | 0.0011097
61 | 0.99125 | -0.16626 | 0 | 0
62 | 0.9724 | -0.53267 | 0.0028336 | 0.00071017
63 | 0.97272 | -0.52632 | 0 | 0
64 | 0.97224 | -0.53581 | 0 | 0
65 | 0.97298 | -0.52125 | 0.0019672 | 0.00049302
66 | 0.97216 | -0.53741 | 0.0032571 | 0.0008163
67 | 0.97216 | -0.53746 | 0.0071123 | 0.0017825
68 | 0.97319 | -0.51711 | 0.0027882 | 0.00069878
69 | 0.97213 | -0.538 | 0 | 0
70 | 0.97345 | -0.51193 | 0.0022696 | 0.00056882
71 | 0.97211 | -0.53845 | 0.0023749 | 0.0005952
72 | 0.97384 | -0.50431 | 0 | 0
73 | 0.97399 | -0.50139 | 0.0023901 | 0.00059903
74 | 0.97441 | -0.49315 | 0 | 0
75 | 0.98662 | -0.25763 | 0.0012104 | 0.00030335
76 | 0.98664 | -0.25734 | 0.014152 | 0.0035469
77 | 0.98723 | -0.24572 | 0.013179 | 0.0033029
78 | 0.98731 | -0.24421 | 0.0018552 | 0.00046496
79 | 0.98849 | -0.22135 | 0.0024093 | 0.00060382
80 | 0.98069 | -0.36999 | 0.0042676 | 0.0010696
81 | 0.98114 | -0.36132 | 0.00235 | 0.00058897
82 | 0.9803 | -0.37754 | 0.0022896 | 0.00057382
83 | 0.98164 | -0.35157 | 0.0029577 | 0.00074126
84 | 0.97943 | -0.39457 | 0.0035808 | 0.00089743
85 | 0.98236 | -0.3376 | 0.0045832 | 0.0011487
86 | 0.97887 | -0.40557 | 0 | 0
87 | 0.98241 | -0.33667 | 0.0028522 | 0.00071482
88 | 0.97744 | -0.43351 | 0 | 0
89 | 0.97705 | -0.44133 | 0 | 0
90 | 0.98355 | -0.31454 | 0.0026068 | 0.00065332
91 | 0.97613 | -0.45922 | 0.0020309 | 0.00050899
92 | 0.97696 | -0.44306 | 0.0021303 | 0.00053391
93 | 0.97696 | -0.44306 | 0.0059241 | 0.0014847
94 | 0.9757 | -0.46784 | 0.012796 | 0.0032069
95 | 0.97556 | -0.47065 | 0.0094326 | 0.002364
96 | 0.97499 | -0.4817 | 0 | 0
97 | 0.97489 | -0.48385 | 0.0030646 | 0.00076806
98 | 0.97668 | -0.44861 | 0.0069195 | 0.0017342
99 | 0.9747 | -0.48743 | 0.0053303 | 0.0013359
100 | 0.97589 | -0.46399 | 0.0056189 | 0.0014082
101 | 0.98879 | -0.21551 | 0.0024029 | 0.00060222
102 | 0.98885 | -0.21424 | 0.0023639 | 0.00059246
103 | 0.9899 | -0.19388 | 0.0033248 | 0.00083327
104 | 0.98998 | -0.19235 | 0.0025022 | 0.00062712
105 | 0.99015 | -0.18907 | 0.002271 | 0.00056917
106 | 0.99094 | -0.17221 | 0.0021381 | 0.00053586
107 | 0.98914 | -0.20671 | 0.0073469 | 0.0018413
108 | 0.99094 | -0.17223 | 0.0023865 | 0.00059811
109 | 0.98827 | -0.22332 | 0.0028251 | 0.00070804
110 | 0.9749 | -0.48349 | 0.0014732 | 0.00036923
111 | 0.97339 | -0.51311 | 0.003391 | 0.00084986
112 | 0.98397 | -0.30641 | 0.0017628 | 0.00044179
113 | 0.98996 | -0.19279 | 0.0015313 | 0.00038378
114 | 0.97316 | -0.5177 | 0.0037593 | 0.00094216
115 | 0.97338 | -0.5133 | 0.0056326 | 0.0014117
116 | 0.9756 | -0.46969 | 0.0073265 | 0.0018362
117 | 0.97334 | -0.51425 | 0.0037266 | 0.00093398
118 | 0.98797 | -0.22914 | 0.0031188 | 0.00078165
119 | 0.98404 | -0.30498 | 0 | 0
120 | 0.98574 | -0.2721 | 0.0019533 | 0.00048953
121 | 0.98576 | -0.27174 | 0.0035704 | 0.00089482
122 | 0.98764 | -0.23548 | 0.0028865 | 0.00072343
123 | 0.98918 | -0.20805 | 0.0024443 | 0.0006126
124 | 0.98919 | -0.20782 | 0.0044079 | 0.0011047
125 | 0.98951 | -0.20149 | 0.0024991 | 0.00062633
126 | 0.98994 | -0.19316 | 0.0015103 | 0.00037851
127 | 0.98919 | -0.20581 | 0.0029649 | 0.00074307
128 | 0.99998 | 149.9956 | 0 | 0

## res_line
| p_from_mw | q_from_mvar | p_to_mw | q_to_mvar | pl_mw | ql_mvar | i_from_ka | i_to_ka | i_ka | vm_from_pu | va_from_degree | vm_to_pu | va_to_degree | loading_percent
0 | -0.0017663 | -0.00044269 | 0.0017664 | 0.00044233 | 8.5548e-08 | -3.5422e-07 | 0.0026666 | 0.0026664 | 0.0026666 | 0.98567 | -0.27624 | 0.98572 | -0.27522 | 0.73257
1 | -0.0017664 | -0.00044233 | 0.0017673 | 0.00043873 | 8.6846e-07 | -3.601e-06 | 0.0026664 | 0.0026649 | 0.0026664 | 0.98572 | -0.27522 | 0.98625 | -0.26487 | 0.73253
2 | -0.0017673 | -0.00043873 | 0.0017674 | 0.00043833 | 9.7593e-08 | -4.0522e-07 | 0.0026649 | 0.0026648 | 0.0026649 | 0.98625 | -0.26487 | 0.98631 | -0.2637 | 0.73213
3 | -0.008849 | -0.0022178 | 0.008851 | 0.0022187 | 1.9622e-06 | 8.7647e-07 | 0.01331 | 0.01331 | 0.01331 | 0.98931 | -0.2036 | 0.98955 | -0.19895 | 3.6565
4 | 0.008849 | 0.0022178 | -0.0088486 | -0.0022176 | 4.6523e-07 | 2.0783e-07 | 0.01331 | 0.01331 | 0.01331 | 0.98931 | -0.2036 | 0.98925 | -0.2047 | 3.6566
5 | 0.013821 | 0.0034648 | -0.013819 | -0.0034635 | 2.4208e-06 | 1.3574e-06 | 0.020784 | 0.020784 | 0.020784 | 0.98955 | -0.19895 | 0.98936 | -0.20262 | 5.71
6 | -0.022672 | -0.0056835 | 0.02268 | 0.0056878 | 7.1112e-06 | 4.3415e-06 | 0.034094 | 0.034094 | 0.034094 | 0.98955 | -0.19895 | 0.98989 | -0.19236 | 9.3664
7 | 0.0060186 | 0.0015083 | -0.0060184 | -0.0015083 | 2.2525e-07 | 5.0069e-08 | 0.0090531 | 0.0090531 | 0.0090531 | 0.98925 | -0.2047 | 0.98921 | -0.20549 | 2.4871
8 | -0.0046269 | -0.0011592 | 0.004627 | 0.0011592 | 7.9e-08 | -4.0445e-09 | 0.0069987 | 0.0069986 | 0.0069987 | 0.98372 | -0.31122 | 0.98374 | -0.31086 | 1.9227
9 | 0.0046269 | 0.0011592 | -0.0046263 | -0.0011592 | 5.7448e-07 | -2.934e-08 | 0.0069987 | 0.0069988 | 0.0069988 | 0.98372 | -0.31122 | 0.98359 | -0.31383 | 1.9227
10 | 0.0030563 | 0.00076583 | -0.0030562 | -0.00076596 | 1.3349e-07 | -1.2602e-07 | 0.004623 | 0.0046231 | 0.0046231 | 0.98374 | -0.31086 | 0.98369 | -0.31178 | 1.2701
11 | -0.0076833 | -0.001925 | 0.0076843 | 0.0019254 | 9.7287e-07 | 3.7873e-07 | 0.011622 | 0.011622 | 0.011622 | 0.98374 | -0.31086 | 0.98387 | -0.3082 | 3.1928
12 | 0.0023223 | 0.00058176 | -0.0023222 | -0.00058199 | 1.1045e-07 | -2.3217e-07 | 0.0035132 | 0.0035133 | 0.0035133 | 0.98359 | -0.31383 | 0.98354 | -0.31482 | 0.96519
13 | -0.004938 | -0.001233 | 0.0049386 | 0.001233 | 5.7693e-07 | 1.5239e-08 | 0.0074481 | 0.007448 | 0.0074481 | 0.98631 | -0.2637 | 0.98644 | -0.26124 | 2.0462
14 | -0.015151 | -0.0037994 | 0.015159 | 0.0038039 | 7.8005e-06 | 4.5044e-06 | 0.023095 | 0.023095 | 0.023095 | 0.97623 | -0.45733 | 0.97678 | -0.44653 | 6.3447
15 | 0.015151 | 0.0037994 | -0.015145 | -0.0037958 | 6.2008e-06 | 3.5811e-06 | 0.023095 | 0.023095 | 0.023095 | 0.97623 | -0.45733 | 0.97579 | -0.46592 | 6.3448
16 | -0.023067 | -0.0057859 | 0.023071 | 0.0057883 | 3.8168e-06 | 2.3396e-06 | 0.035142 | 0.035142 | 0.035142 | 0.97678 | -0.44653 | 0.97696 | -0.44306 | 9.6544
17 | 0.0073279 | 0.0018367 | -0.0073265 | -0.0018362 | 1.3174e-06 | 4.9178e-07 | 0.011175 | 0.011175 | 0.011175 | 0.97579 | -0.46592 | 0.9756 | -0.46969 | 3.07
18 | -0.0090754 | -0.0022748 | 0.0090766 | 0.0022753 | 1.2065e-06 | 5.6425e-07 | 0.013872 | 0.013872 | 0.013872 | 0.97352 | -0.51068 | 0.97366 | -0.50789 | 3.8109
19 | 0.0090754 | 0.0022748 | -0.0090732 | -0.0022737 | 2.2229e-06 | 1.0398e-06 | 0.013872 | 0.013872 | 0.013872 | 0.97352 | -0.51068 | 0.97326 | -0.51583 | 3.811
20 | 0.012754 | 0.0031972 | -0.01275 | -0.0031955 | 3.1684e-06 | 1.7513e-06 | 0.019491 | 0.019491 | 0.019491 | 0.97366 | -0.50789 | 0.97339 | -0.51311 | 5.3548
21 | -0.02183 | -0.0054726 | 0.021846 | 0.0054819 | 1.5343e-05 | 9.3621e-06 | 0.033363 | 0.033363 | 0.033363 | 0.97366 | -0.50789 | 0.97441 | -0.49315 | 9.1657
22 | 0.0037596 | 0.00094204 | -0.0037593 | -0.00094216 | 3.3511e-07 | -1.2161e-07 | 0.005748 | 0.0057481 | 0.0057481 | 0.97326 | -0.51583 | 0.97316 | -0.5177 | 1.5791
23 | -0.0030077 | -0.00075381 | 0.0030078 | 0.00075372 | 9.3042e-08 | -9.5968e-08 | 0.0045251 | 0.004525 | 0.0045251 | 0.98906 | -0.21031 | 0.98909 | -0.20966 | 1.2432
24 | -0.005386 | -0.0013497 | 0.0053864 | 0.0013498 | 4.1254e-07 | 4.895e-08 | 0.0081028 | 0.0081027 | 0.0081028 | 0.98909 | -0.20966 | 0.98918 | -0.20805 | 2.226
25 | -0.0060649 | -0.00152 | 0.0060653 | 0.0015201 | 3.1824e-07 | 7.2082e-08 | 0.0091112 | 0.0091111 | 0.0091112 | 0.99051 | -0.18053 | 0.99057 | -0.17942 | 2.5031
26 | 0.008209 | 0.0020568 | -0.0082081 | -0.0020565 | 9.0366e-07 | 3.7436e-07 | 0.012331 | 0.012331 | 0.012331 | 0.99057 | -0.17942 | 0.99045 | -0.18174 | 3.3877
27 | -0.014274 | -0.0035769 | 0.014279 | 0.0035797 | 4.8926e-06 | 2.7658e-06 | 0.021442 | 0.021442 | 0.021442 | 0.99057 | -0.17942 | 0.99094 | -0.17223 | 5.8907
28 | -0.0079374 | -0.0019893 | 0.0079376 | 0.0019894 | 2.2099e-07 | 8.8344e-08 | 0.011939 | 0.011939 | 0.011939 | 0.98931 | -0.20357 | 0.98934 | -0.20299 | 3.2799
29 | -0.010991 | -0.0027545 | 0.010991 | 0.0027546 | 1.9132e-07 | 9.8471e-08 | 0.01653 | 0.01653 | 0.01653 | 0.98934 | -0.20299 | 0.98936 | -0.20262 | 4.5413
30 | 0.19833 | 0.050563 | -0.19819 | -0.050476 | 0.00013727 | 8.7378e-05 | 0.29844 | 0.29844 | 0.29844 | 0.98989 | -0.19236 | 0.98914 | -0.20671 | 27.3296
31 | -0.22101 | -0.056251 | 0.22129 | 0.056428 | 0.0002785 | 0.00017746 | 0.33253 | 0.33253 | 0.33253 | 0.98989 | -0.19236 | 0.99125 | -0.16626 | 30.4517
32 | 0.0029649 | 0.00074302 | -0.0029649 | -0.00074307 | 4.4951e-08 | -4.8594e-08 | 0.0044599 | 0.00446 | 0.00446 | 0.98921 | -0.20549 | 0.98919 | -0.20581 | 1.2253
33 | -0.010162 | -0.0025463 | 0.010163 | 0.002547 | 1.5585e-06 | 7.7393e-07 | 0.015368 | 0.015368 | 0.015368 | 0.98387 | -0.3082 | 0.98404 | -0.30498 | 4.2221
34 | -0.0069522 | -0.0017376 | 0.0069534 | 0.001738 | 1.1914e-06 | 3.9354e-07 | 0.010486 | 0.010485 | 0.010486 | 0.98644 | -0.26124 | 0.98662 | -0.25763 | 2.8806
35 | 0.2743 | 0.070494 | -0.27407 | -0.070347 | 0.00023087 | 0.00014732 | 0.40892 | 0.40892 | 0.40892 | 0.99966 | -0.0064237 | 0.99874 | -0.023765 | 37.4472
36 | -0.27744 | -0.071281 | 0.27753 | 0.071337 | 8.6588e-05 | 5.5257e-05 | 0.4136 | 0.4136 | 0.4136 | 0.99966 | -0.0064237 | 1 | 0 | 37.8754
37 | 0.27149 | 0.069701 | -0.27124 | -0.069538 | 0.00025579 | 0.00016322 | 0.40509 | 0.40509 | 0.40509 | 0.99874 | -0.023765 | 0.99771 | -0.043195 | 37.0958
38 | 0.10774 | 0.027372 | -0.10748 | -0.027205 | 0.00026044 | 0.00016633 | 0.16045 | 0.16045 | 0.16045 | 1 | 0 | 0.99736 | -0.050346 | 44.0794
39 | 0.2678 | 0.068676 | -0.26759 | -0.06854 | 0.0002122 | 0.00013539 | 0.39996 | 0.39996 | 0.39996 | 0.99771 | -0.043195 | 0.99685 | -0.059548 | 36.626
40 | 0.009936 | 0.0024902 | -0.0099355 | -0.00249 | 4.3161e-07 | 2.0788e-07 | 0.014824 | 0.014824 | 0.014824 | 0.99736 | -0.050346 | 0.99731 | -0.051258 | 4.0725
41 | 0.097543 | 0.024715 | -0.097431 | -0.024643 | 0.0001126 | 7.1881e-05 | 0.14562 | 0.14563 | 0.14563 | 0.99736 | -0.050346 | 0.9961 | -0.074405 | 40.0069
42 | 0.26399 | 0.06764 | -0.26365 | -0.06742 | 0.00034594 | 0.00022071 | 0.3946 | 0.3946 | 0.3946 | 0.99685 | -0.059548 | 0.99542 | -0.086627 | 36.1351
43 | 0.0055797 | 0.0013983 | -0.0055791 | -0.0013983 | 5.426e-07 | 7.4865e-08 | 0.008325 | 0.0083251 | 0.0083251 | 0.99731 | -0.051258 | 0.99721 | -0.053299 | 2.2871
44 | 0.092795 | 0.023481 | -0.092791 | -0.023479 | 3.9176e-06 | 2.5002e-06 | 0.1387 | 0.1387 | 0.1387 | 0.9961 | -0.074405 | 0.99606 | -0.075285 | 38.1045
45 | 0.2595 | 0.066379 | -0.25943 | -0.066334 | 7.1281e-05 | 4.5472e-05 | 0.38839 | 0.38839 | 0.38839 | 0.99542 | -0.086627 | 0.99512 | -0.092304 | 35.5668
46 | 0.089912 | 0.022757 | -0.089751 | -0.022655 | 0.00016043 | 0.00010237 | 0.1344 | 0.1344 | 0.1344 | 0.99606 | -0.075285 | 0.99412 | -0.11253 | 36.9228
47 | 0.25532 | 0.065304 | -0.25493 | -0.065056 | 0.00038829 | 0.00024768 | 0.38225 | 0.38225 | 0.38225 | 0.99512 | -0.092304 | 0.99347 | -0.12378 | 35.0043
48 | 0.089751 | 0.022655 | -0.08966 | -0.022596 | 9.1878e-05 | 5.8626e-05 | 0.1344 | 0.1344 | 0.1344 | 0.99412 | -0.11253 | 0.99301 | -0.13392 | 36.9228
49 | -0.087845 | -0.022123 | 0.087892 | 0.022153 | 4.6781e-05 | 2.9847e-05 | 0.13175 | 0.13175 | 0.13175 | 0.99243 | -0.14506 | 0.99301 | -0.13392 | 36.1952
50 | 0.082393 | 0.020757 | -0.082383 | -0.020751 | 9.4213e-06 | 6.0084e-06 | 0.12358 | 0.12358 | 0.12358 | 0.99243 | -0.14506 | 0.9923 | -0.14745 | 33.9492
51 | 0.080375 | 0.020248 | -0.080325 | -0.020215 | 5.0578e-05 | 3.225e-05 | 0.12056 | 0.12056 | 0.12056 | 0.9923 | -0.14745 | 0.99162 | -0.16061 | 33.1221
52 | 0.07837 | 0.019725 | -0.078306 | -0.019685 | 6.3711e-05 | 4.0616e-05 | 0.11763 | 0.11763 | 0.11763 | 0.99162 | -0.16061 | 0.99074 | -0.17764 | 32.3161
53 | 0.021912 | 0.0054995 | -0.021908 | -0.0054971 | 3.9035e-06 | 2.3745e-06 | 0.032913 | 0.032913 | 0.032913 | 0.99074 | -0.17764 | 0.99055 | -0.18137 | 9.042
54 | 0.056394 | 0.014185 | -0.056382 | -0.014178 | 1.2162e-05 | 7.7258e-06 | 0.084718 | 0.084718 | 0.084718 | 0.99074 | -0.17764 | 0.99051 | -0.18215 | 23.2741
55 | -0.0015861 | -0.00039752 | 0.0015862 | 0.0003973 | 4.1515e-08 | -2.242e-07 | 0.0023833 | 0.0023832 | 0.0023833 | 0.99029 | -0.18489 | 0.99032 | -0.18434 | 0.65476
56 | -0.0032384 | -0.00081138 | 0.0032388 | 0.00081105 | 4.022e-07 | -3.2556e-07 | 0.0048658 | 0.0048656 | 0.0048658 | 0.99032 | -0.18434 | 0.99045 | -0.18174 | 1.3368
57 | -0.0050528 | -0.0012664 | 0.0050534 | 0.0012664 | 5.5378e-07 | 4.529e-08 | 0.0077153 | 0.0077152 | 0.0077153 | 0.97451 | -0.49116 | 0.97463 | -0.48886 | 2.1196
58 | -0.0093674 | -0.0023476 | 0.0093692 | 0.0023485 | 1.8248e-06 | 8.713e-07 | 0.014302 | 0.014301 | 0.014302 | 0.97463 | -0.48886 | 0.97484 | -0.48477 | 3.929
59 | 0.019421 | 0.0048737 | -0.019414 | -0.0048695 | 7.0233e-06 | 4.2118e-06 | 0.029176 | 0.029176 | 0.029176 | 0.99055 | -0.18137 | 0.99016 | -0.18896 | 8.0155
60 | 0.011718 | 0.0029373 | -0.011716 | -0.0029362 | 2.1283e-06 | 1.1264e-06 | 0.017604 | 0.017604 | 0.017604 | 0.99051 | -0.18215 | 0.99031 | -0.18596 | 4.8362
61 | 0.044664 | 0.01124 | -0.044604 | -0.011202 | 6.0276e-05 | 3.8118e-05 | 0.067114 | 0.067114 | 0.067114 | 0.99051 | -0.18215 | 0.98905 | -0.21043 | 18.438
62 | -0.012379 | -0.0031029 | 0.012381 | 0.0031039 | 1.8097e-06 | 9.8966e-07 | 0.018896 | 0.018896 | 0.018896 | 0.97484 | -0.48477 | 0.97499 | -0.4817 | 5.1913
63 | 0.017792 | 0.0044632 | -0.017789 | -0.0044613 | 3.2498e-06 | 1.924e-06 | 0.02674 | 0.02674 | 0.02674 | 0.99016 | -0.18896 | 0.98996 | -0.19279 | 7.3462
64 | 0.0081004 | 0.00203 | -0.0080992 | -0.0020296 | 1.1995e-06 | 4.8992e-07 | 0.012171 | 0.012171 | 0.012171 | 0.99031 | -0.18596 | 0.99015 | -0.18907 | 3.3438
65 | 0.039836 | 0.010008 | -0.039815 | -0.0099948 | 2.0739e-05 | 1.3075e-05 | 0.059941 | 0.059941 | 0.059941 | 0.98905 | -0.21043 | 0.98849 | -0.22135 | 16.4674
66 | 0.0047678 | 0.0011944 | -0.004767 | -0.0011944 | 8.6361e-07 | -2.1587e-08 | 0.007173 | 0.0071732 | 0.0071732 | 0.98905 | -0.21043 | 0.98885 | -0.21424 | 1.9707
67 | 0.24909 | 0.063592 | -0.24908 | -0.063589 | 4.4498e-06 | 2.838e-06 | 0.3735 | 0.3735 | 0.3735 | 0.99347 | -0.12378 | 0.99345 | -0.12415 | 34.203
68 | 0.24502 | 0.062571 | -0.24459 | -0.062298 | 0.00042903 | 0.00027359 | 0.36741 | 0.36741 | 0.36741 | 0.99345 | -0.12415 | 0.99155 | -0.16044 | 33.6459
69 | 0.24016 | 0.061188 | -0.2401 | -0.061145 | 6.7392e-05 | 4.297e-05 | 0.36077 | 0.36077 | 0.36077 | 0.99155 | -0.16044 | 0.99125 | -0.16626 | 33.0374
70 | 0.018809 | 0.0047169 | -0.018804 | -0.0047137 | 5.3305e-06 | 3.1818e-06 | 0.028236 | 0.028236 | 0.028236 | 0.99125 | -0.16626 | 0.99094 | -0.17221 | 7.7573
71 | -0.015581 | -0.0039053 | 0.015586 | 0.003908 | 4.7185e-06 | 2.7452e-06 | 0.023843 | 0.023843 | 0.023843 | 0.9724 | -0.53267 | 0.97272 | -0.52632 | 6.5502
72 | 0.012747 | 0.0031951 | -0.012745 | -0.0031941 | 1.9065e-06 | 1.0544e-06 | 0.019507 | 0.019507 | 0.019507 | 0.9724 | -0.53267 | 0.97224 | -0.53581 | 5.359
73 | -0.015586 | -0.003908 | 0.015589 | 0.0039102 | 3.7648e-06 | 2.1902e-06 | 0.023843 | 0.023843 | 0.023843 | 0.97272 | -0.52632 | 0.97298 | -0.52125 | 6.5502
74 | 0.0056325 | 0.0014114 | -0.0056321 | -0.0014113 | 4.2854e-07 | 8.3576e-08 | 0.0086204 | 0.0086205 | 0.0086205 | 0.97224 | -0.53581 | 0.97216 | -0.53741 | 2.3683
75 | 0.0071128 | 0.0017827 | -0.0071123 | -0.0017825 | 5.5931e-07 | 2.019e-07 | 0.010886 | 0.010886 | 0.010886 | 0.97224 | -0.53581 | 0.97216 | -0.53746 | 2.9907
76 | -0.017557 | -0.0044033 | 0.01756 | 0.0044053 | 3.4655e-06 | 2.0587e-06 | 0.026851 | 0.026851 | 0.026851 | 0.97298 | -0.52125 | 0.97319 | -0.51711 | 7.3766
77 | 0.002375 | 0.00059498 | -0.0023749 | -0.00059511 | 6.6402e-08 | -1.2364e-07 | 0.0036351 | 0.0036352 | 0.0036352 | 0.97216 | -0.53741 | 0.97213 | -0.538 | 0.99868
78 | -0.020348 | -0.0051041 | 0.020353 | 0.0051071 | 5.0257e-06 | 3.0444e-06 | 0.031114 | 0.031114 | 0.031114 | 0.97319 | -0.51711 | 0.97345 | -0.51193 | 8.5478
79 | 0.0023749 | 0.00059511 | -0.0023749 | -0.0005952 | 5.1393e-08 | -9.5686e-08 | 0.0036352 | 0.0036352 | 0.0036352 | 0.97213 | -0.538 | 0.97211 | -0.53845 | 0.99869
80 | -0.022623 | -0.005676 | 0.022631 | 0.005681 | 8.2203e-06 | 5.033e-06 | 0.034583 | 0.034583 | 0.034583 | 0.97345 | -0.51193 | 0.97384 | -0.50431 | 9.5009
81 | -0.022631 | -0.005681 | 0.022634 | 0.0056829 | 3.1557e-06 | 1.9321e-06 | 0.034583 | 0.034583 | 0.034583 | 0.97384 | -0.50431 | 0.97399 | -0.50139 | 9.5009
82 | -0.025024 | -0.0062819 | 0.025034 | 0.006288 | 9.8327e-06 | 6.0696e-06 | 0.038235 | 0.038235 | 0.038235 | 0.97399 | -0.50139 | 0.97441 | -0.49315 | 10.504
83 | -0.04688 | -0.01177 | 0.046901 | 0.011784 | 2.1621e-05 | 1.3697e-05 | 0.071598 | 0.071597 | 0.071598 | 0.97441 | -0.49315 | 0.9749 | -0.48349 | 19.6697
84 | -0.0081638 | -0.0020414 | 0.0081639 | 0.0020414 | 1.131e-07 | 4.6969e-08 | 0.012311 | 0.012311 | 0.012311 | 0.98662 | -0.25763 | 0.98664 | -0.25734 | 3.3821
85 | -0.022316 | -0.0055883 | 0.022328 | 0.0055958 | 1.2356e-05 | 7.5363e-06 | 0.033655 | 0.033655 | 0.033655 | 0.98664 | -0.25734 | 0.98723 | -0.24572 | 9.2458
86 | -0.035507 | -0.0088988 | 0.03551 | 0.0089004 | 2.5466e-06 | 1.5995e-06 | 0.053519 | 0.053519 | 0.053519 | 0.98723 | -0.24572 | 0.98731 | -0.24421 | 14.7029
87 | -0.037365 | -0.0093653 | 0.037406 | 0.009391 | 4.0757e-05 | 2.5646e-05 | 0.056315 | 0.056315 | 0.056315 | 0.98731 | -0.24421 | 0.98849 | -0.22135 | 15.4711
88 | -0.14787 | -0.037345 | 0.14793 | 0.037383 | 6.1449e-05 | 3.8958e-05 | 0.22446 | 0.22446 | 0.22446 | 0.98069 | -0.36999 | 0.98114 | -0.36132 | 20.5553
89 | 0.1436 | 0.036275 | -0.14355 | -0.036242 | 5.1935e-05 | 3.2908e-05 | 0.21799 | 0.21799 | 0.21799 | 0.98069 | -0.36999 | 0.9803 | -0.37754 | 19.9623
90 | -0.15028 | -0.037972 | 0.15035 | 0.038017 | 7.0321e-05 | 4.4596e-05 | 0.22803 | 0.22803 | 0.22803 | 0.98114 | -0.36132 | 0.98164 | -0.35157 | 20.8817
91 | 0.14126 | 0.035668 | -0.14114 | -0.035595 | 0.00011515 | 7.2936e-05 | 0.21451 | 0.21451 | 0.21451 | 0.9803 | -0.37754 | 0.97943 | -0.39457 | 19.6441
92 | -0.15331 | -0.038758 | 0.15341 | 0.038823 | 0.00010276 | 6.5187e-05 | 0.23251 | 0.23251 | 0.23251 | 0.98164 | -0.35157 | 0.98236 | -0.3376 | 21.2922
93 | 0.13756 | 0.034698 | -0.13749 | -0.034652 | 7.2378e-05 | 4.5822e-05 | 0.20907 | 0.20907 | 0.20907 | 0.97943 | -0.39457 | 0.97887 | -0.40557 | 19.1459
94 | -0.15799 | -0.039972 | 0.158 | 0.039977 | 7.063e-06 | 4.4829e-06 | 0.23945 | 0.23945 | 0.23945 | 0.98236 | -0.3376 | 0.98241 | -0.33667 | 21.9279
95 | 0.081472 | 0.020548 | -0.081364 | -0.02048 | 0.00010882 | 6.8694e-05 | 0.1239 | 0.1239 | 0.1239 | 0.97887 | -0.40557 | 0.97744 | -0.43351 | 17.0187
96 | 0.056018 | 0.014104 | -0.055922 | -0.014043 | 9.5609e-05 | 6.0749e-05 | 0.085178 | 0.085178 | 0.085178 | 0.97887 | -0.40557 | 0.97705 | -0.44133 | 23.4005
97 | -0.16085 | -0.040691 | 0.16102 | 0.0408 | 0.00017097 | 0.00010855 | 0.24377 | 0.24377 | 0.24377 | 0.98241 | -0.33667 | 0.98355 | -0.31454 | 22.3236
98 | 0.056151 | 0.01415 | -0.056082 | -0.014106 | 6.8988e-05 | 4.3837e-05 | 0.085509 | 0.08551 | 0.08551 | 0.97744 | -0.43351 | 0.97613 | -0.45922 | 23.4916
99 | 0.025213 | 0.0063293 | -0.025201 | -0.0063222 | 1.1485e-05 | 7.0898e-06 | 0.038387 | 0.038387 | 0.038387 | 0.97744 | -0.43351 | 0.97696 | -0.44306 | 10.5458
100 | 0.012847 | 0.0032201 | -0.012845 | -0.0032195 | 1.0545e-06 | 5.829e-07 | 0.019565 | 0.019565 | 0.019565 | 0.97705 | -0.44133 | 0.97696 | -0.44306 | 5.375
101 | 0.043076 | 0.010823 | -0.043021 | -0.010788 | 5.4416e-05 | 3.4405e-05 | 0.065613 | 0.065613 | 0.065613 | 0.97705 | -0.44133 | 0.9757 | -0.46784 | 18.0256
102 | -0.16363 | -0.041453 | 0.16369 | 0.041494 | 6.398e-05 | 4.0629e-05 | 0.24772 | 0.24772 | 0.24772 | 0.98355 | -0.31454 | 0.98397 | -0.30641 | 22.6847
103 | 0.054051 | 0.013597 | -0.054039 | -0.01359 | 1.2299e-05 | 7.8112e-06 | 0.082414 | 0.082414 | 0.082414 | 0.97613 | -0.45922 | 0.97589 | -0.46399 | 22.6411
104 | 0.0069214 | 0.0017348 | -0.0069195 | -0.0017342 | 1.8322e-06 | 6.2229e-07 | 0.010542 | 0.010542 | 0.010542 | 0.97696 | -0.44306 | 0.97668 | -0.44861 | 2.8962
105 | 0.030226 | 0.0075816 | -0.030222 | -0.007579 | 4.0472e-06 | 2.5268e-06 | 0.046099 | 0.046099 | 0.046099 | 0.9757 | -0.46784 | 0.97556 | -0.47065 | 12.6645
106 | 0.020789 | 0.005215 | -0.020778 | -0.0052084 | 1.095e-05 | 6.6459e-06 | 0.031711 | 0.031711 | 0.031711 | 0.97556 | -0.47065 | 0.97499 | -0.4817 | 8.7119
107 | 0.0083967 | 0.0021045 | -0.0083958 | -0.0021041 | 8.6007e-07 | 3.7629e-07 | 0.012815 | 0.012815 | 0.012815 | 0.97499 | -0.4817 | 0.97489 | -0.48385 | 3.5206
108 | 0.0053312 | 0.001336 | -0.0053303 | -0.0013359 | 9.0788e-07 | 1.2525e-07 | 0.0081373 | 0.0081375 | 0.0081375 | 0.97489 | -0.48385 | 0.9747 | -0.48743 | 2.2356
109 | 0.04842 | 0.012181 | -0.048375 | -0.012153 | 4.5073e-05 | 2.8572e-05 | 0.073846 | 0.073846 | 0.073846 | 0.97589 | -0.46399 | 0.9749 | -0.48349 | 20.2874
110 | -0.0024029 | -0.00060222 | 0.002403 | 0.00060193 | 1.4542e-07 | -2.8737e-07 | 0.0036161 | 0.0036159 | 0.0036161 | 0.98879 | -0.21551 | 0.98885 | -0.21424 | 0.99343
111 | -0.0033248 | -0.00083327 | 0.003325 | 0.00083309 | 2.4235e-07 | -1.7756e-07 | 0.0049978 | 0.0049977 | 0.0049978 | 0.9899 | -0.19388 | 0.98998 | -0.19235 | 1.373
112 | -0.0058273 | -0.0014602 | 0.0058282 | 0.0014604 | 9.1071e-07 | 1.7574e-07 | 0.0087587 | 0.0087586 | 0.0087587 | 0.98998 | -0.19235 | 0.99015 | -0.18907 | 2.4062
113 | 0.016666 | 0.0041778 | -0.016666 | -0.0041778 | 1.6848e-08 | 9.8595e-09 | 0.025026 | 0.025026 | 0.025026 | 0.99094 | -0.17221 | 0.99094 | -0.17223 | 6.8752
114 | 0.19085 | 0.048634 | -0.19069 | -0.048537 | 0.00015279 | 9.7217e-05 | 0.28739 | 0.28739 | 0.28739 | 0.98914 | -0.20671 | 0.98827 | -0.22332 | 26.3175
115 | 0.18787 | 0.047829 | -0.18781 | -0.047796 | 5.2751e-05 | 3.3558e-05 | 0.28313 | 0.28313 | 0.28313 | 0.98827 | -0.22332 | 0.98797 | -0.22914 | 25.928
116 | 0.0093595 | 0.0023456 | -0.0093594 | -0.0023456 | 8.6178e-08 | 4.12e-08 | 0.014308 | 0.014308 | 0.014308 | 0.97339 | -0.51311 | 0.97338 | -0.5133 | 3.9307
117 | -0.16546 | -0.041936 | 0.16547 | 0.041943 | 1.1334e-05 | 7.1985e-06 | 0.25038 | 0.25038 | 0.25038 | 0.98397 | -0.30641 | 0.98404 | -0.30498 | 22.9288
118 | 0.016258 | 0.0040775 | -0.016258 | -0.0040773 | 2.8679e-07 | 1.6708e-07 | 0.024438 | 0.024438 | 0.024438 | 0.98996 | -0.19279 | 0.98994 | -0.19316 | 6.7138
119 | 0.0037268 | 0.00093391 | -0.0037266 | -0.00093398 | 1.6836e-07 | -6.4179e-08 | 0.0056971 | 0.0056972 | 0.0056972 | 0.97338 | -0.5133 | 0.97334 | -0.51425 | 1.5652
120 | 0.1847 | 0.047014 | -0.18464 | -0.046978 | 5.6408e-05 | 3.5878e-05 | 0.27844 | 0.27844 | 0.27844 | 0.98797 | -0.22914 | 0.98764 | -0.23548 | 25.4979
121 | -0.17563 | -0.04449 | 0.17591 | 0.044667 | 0.00027784 | 0.00017662 | 0.26575 | 0.26575 | 0.26575 | 0.98404 | -0.30498 | 0.98574 | -0.2721 | 24.3361
122 | -0.17786 | -0.045156 | 0.17787 | 0.045158 | 3.0725e-06 | 1.9534e-06 | 0.2687 | 0.2687 | 0.2687 | 0.98574 | -0.2721 | 0.98576 | -0.27174 | 24.6061
123 | -0.18144 | -0.046053 | 0.18175 | 0.046255 | 0.00031712 | 0.00020166 | 0.27409 | 0.27409 | 0.27409 | 0.98576 | -0.27174 | 0.98764 | -0.23548 | 25.0996
124 | -0.0078307 | -0.0019624 | 0.0078308 | 0.0019624 | 8.4811e-08 | 3.3356e-08 | 0.01178 | 0.01178 | 0.01178 | 0.98918 | -0.20805 | 0.98919 | -0.20782 | 3.2362
125 | -0.012239 | -0.0030671 | 0.012242 | 0.0030691 | 3.6934e-06 | 1.9906e-06 | 0.01841 | 0.01841 | 0.01841 | 0.98919 | -0.20782 | 0.98951 | -0.20149 | 5.0578
126 | -0.014741 | -0.0036955 | 0.014747 | 0.0036988 | 5.851e-06 | 3.3366e-06 | 0.022168 | 0.022168 | 0.022168 | 0.98951 | -0.20149 | 0.98994 | -0.19316 | 6.0902

## res_trafo
| p_hv_mw | q_hv_mvar | p_lv_mw | q_lv_mvar | pl_mw | ql_mvar | i_hv_ka | i_lv_ka | vm_hv_pu | va_hv_degree | vm_lv_pu | va_lv_degree | loading_percent
0 | -1.2729e-15 | -1.3162e-15 | 0.00165 | 1.2699e-07 | 0.00165 | 1.2699e-07 | 5.2857e-17 | 0.0023815 | 0.99998 | 149.9956 | 1 | 0 | 0.2619

## res_ext_grid
| p_mw | q_mvar
0 | 0.39027 | 0.099549

## res_load
| p_mw | q_mvar
0 | 0.0017663 | 0.00044269
1 | 0.0028299 | 0.00070925
2 | 0.002304 | 0.00057744
3 | 0.0031706 | 0.00079463
4 | 0.0079084 | 0.001982
5 | 0.0078171 | 0.0019591
6 | 0.0053136 | 0.0013317
7 | 0.0030077 | 0.00075381
8 | 0.0023782 | 0.00059602
9 | 0.0023222 | 0.00058199
10 | 0.0060649 | 0.00152
11 | 0.0079374 | 0.0019893
12 | 0.0030529 | 0.00076512
13 | 0.0028284 | 0.00070886
14 | 0.0030535 | 0.00076528
15 | 0.0030562 | 0.00076596
16 | 0.0024773 | 0.00062088
17 | 0.0020136 | 0.00050466
18 | 0.0031418 | 0.00078741
19 | 0.0025757 | 0.00064554
20 | 0.0033545 | 0.00084071
21 | 0.0034399 | 0.00086213
22 | 0.0035914 | 0.00090008
23 | 0.0043559 | 0.0010917
24 | 0.0046356 | 0.0011618
25 | 0.0041514 | 0.0010404
26 | 0.0055791 | 0.0013983
27 | 0.0028792 | 0.00072159
28 | 0.0041084 | 0.0010297
29 | 0.0054524 | 0.0013665
30 | 0.0017676 | 0.00044301
31 | 0.0020079 | 0.00050322
32 | 0.0019552 | 0.00049002
33 | 0.0015861 | 0.00039752
34 | 0.0016522 | 0.00041408
35 | 0.0050528 | 0.0012664
36 | 0.004314 | 0.0010812
37 | 0.0024873 | 0.00062338
38 | 0.0049693 | 0.0012454
39 | 0.0030103 | 0.00075445
40 | 0.0016212 | 0.00040632
41 | 0.0036155 | 0.00090612
42 | 0.0058422 | 0.0014642
43 | 0.0040616 | 0.0010179
44 | 0.0044278 | 0.0011097
45 | 0.0028336 | 0.00071017
46 | 0.0019672 | 0.00049302
47 | 0.0032571 | 0.0008163
48 | 0.0071123 | 0.0017825
49 | 0.0027882 | 0.00069878
50 | 0.0022696 | 0.00056882
51 | 0.0023749 | 0.0005952
52 | 0.0023901 | 0.00059903
53 | 0.0012104 | 0.00030335
54 | 0.014152 | 0.0035469
55 | 0.013179 | 0.0033029
56 | 0.0018552 | 0.00046496
57 | 0.0024093 | 0.00060382
58 | 0.0042676 | 0.0010696
59 | 0.00235 | 0.00058897
60 | 0.0022896 | 0.00057382
61 | 0.0029577 | 0.00074126
62 | 0.0035808 | 0.00089743
63 | 0.0045832 | 0.0011487
64 | 0.0028522 | 0.00071482
65 | 0.0026068 | 0.00065332
66 | 0.0020309 | 0.00050899
67 | 0.0021303 | 0.00053391
68 | 0.0059241 | 0.0014847
69 | 0.012796 | 0.0032069
70 | 0.0094326 | 0.002364
71 | 0.0030646 | 0.00076806
72 | 0.0069195 | 0.0017342
73 | 0.0053303 | 0.0013359
74 | 0.0056189 | 0.0014082
75 | 0.0024029 | 0.00060222
76 | 0.0023639 | 0.00059246
77 | 0.0033248 | 0.00083327
78 | 0.0025022 | 0.00062712
79 | 0.002271 | 0.00056917
80 | 0.0021381 | 0.00053586
81 | 0.0073469 | 0.0018413
82 | 0.0023865 | 0.00059811
83 | 0.0028251 | 0.00070804
84 | 0.0014732 | 0.00036923
85 | 0.003391 | 0.00084986
86 | 0.0017628 | 0.00044179
87 | 0.0015313 | 0.00038378
88 | 0.0037593 | 0.00094216
89 | 0.0056326 | 0.0014117
90 | 0.0073265 | 0.0018362
91 | 0.0037266 | 0.00093398
92 | 0.0031188 | 0.00078165
93 | 0.0019533 | 0.00048953
94 | 0.0035704 | 0.00089482
95 | 0.0028865 | 0.00072343
96 | 0.0024443 | 0.0006126
97 | 0.0044079 | 0.0011047
98 | 0.0024991 | 0.00062633
99 | 0.0015103 | 0.00037851
100 | 0.0029649 | 0.00074307

## dtypes
| element | column | dtype
0 | bus | name | object
1 | bus | vn_kv | float64
2 | bus | type | object
3 | bus | zone | object
4 | bus | in_service | bool
5 | load | name | object
6 | load | bus | uint32
7 | load | p_mw | float64
8 | load | q_mvar | float64
9 | load | const_z_percent | float64
10 | load | const_i_percent | float64
11 | load | sn_mva | float64
12 | load | scaling | float64
13 | load | in_service | bool
14 | load | type | object
15 | ext_grid | name | object
16 | ext_grid | bus | uint32
17 | ext_grid | vm_pu | float64
18 | ext_grid | va_degree | float64
19 | ext_grid | slack_weight | float64
20 | ext_grid | in_service | bool
21 | line | name | object
22 | line | std_type | object
23 | line | from_bus | uint32
24 | line | to_bus | uint32
25 | line | length_km | float64
26 | line | r_ohm_per_km | float64
27 | line | x_ohm_per_km | float64
28 | line | c_nf_per_km | float64
29 | line | g_us_per_km | float64
30 | line | max_i_ka | float64
31 | line | df | float64
32 | line | parallel | uint32
33 | line | type | object
34 | line | in_service | bool
35 | trafo | name | object
36 | trafo | std_type | object
37 | trafo | hv_bus | uint32
38 | trafo | lv_bus | uint32
39 | trafo | sn_mva | float64
40 | trafo | vn_hv_kv | float64
41 | trafo | vn_lv_kv | float64
42 | trafo | vk_percent | float64
43 | trafo | vkr_percent | float64
44 | trafo | pfe_kw | float64
45 | trafo | i0_percent | float64
46 | trafo | shift_degree | float64
47 | trafo | tap_side | object
48 | trafo | tap_neutral | int32
49 | trafo | tap_min | int32
50 | trafo | tap_max | int32
51 | trafo | tap_step_percent | float64
52 | trafo | tap_step_degree | float64
53 | trafo | tap_pos | int32
54 | trafo | tap_phase_shifter | bool
55 | trafo | parallel | uint32
56 | trafo | df | float64
57 | trafo | in_service | bool
58 | line_geodata | coords | object
59 | bus_geodata | x | float64
60 | bus_geodata | y | float64
61 | bus_geodata | coords | object
62 | res_bus | vm_pu | float64
63 | res_bus | va_degree | float64
64 | res_bus | p_mw | float64
65 | res_bus | q_mvar | float64
66 | res_line | p_from_mw | float64
67 | res_line | q_from_mvar | float64
68 | res_line | p_to_mw | float64
69 | res_line | q_to_mvar | float64
70 | res_line | pl_mw | float64
71 | res_line | ql_mvar | float64
72 | res_line | i_from_ka | float64
73 | res_line | i_to_ka | float64
74 | res_line | i_ka | float64
75 | res_line | vm_from_pu | float64
76 | res_line | va_from_degree | float64
77 | res_line | vm_to_pu | float64
78 | res_line | va_to_degree | float64
79 | res_line | loading_percent | float64
80 | res_trafo | p_hv_mw | float64
81 | res_trafo | q_hv_mvar | float64
82 | res_trafo | p_lv_mw | float64
83 | res_trafo | q_lv_mvar | float64
84 | res_trafo | pl_mw | float64
85 | res_trafo | ql_mvar | float64
86 | res_trafo | i_hv_ka | float64
87 | res_trafo | i_lv_ka | float64
88 | res_trafo | vm_hv_pu | float64
89 | res_trafo | va_hv_degree | float64
90 | res_trafo | vm_lv_pu | float64
91 | res_trafo | va_lv_degree | float64
92 | res_trafo | loading_percent | float64
93 | res_ext_grid | p_mw | float64
94 | res_ext_grid | q_mvar | float64
95 | res_load | p_mw | float64
96 | res_load | q_mvar | float64

## parameters
| version | format_version | converged | OPF_converged | name | f_hz | sn_mva
0 | 2.14.6 | 2.14.0 | TRUE | FALSE |  | 50 | 1