## bus
| name | vn_kv | type | zone | in_service
0 | bus_LV_1062-14_0_4_node_0 | 0.4 | n |  | TRUE
1 | bus_LV_1062-14_0_4_node_1 | 0.4 | n |  | TRUE
2 | bus_LV_1062-14_0_4_node_2 | 0.4 | n |  | TRUE
3 | bus_LV_1062-14_0_4_node_3 | 0.4 | n |  | TRUE
4 | bus_LV_1062-14_0_4_node_4 | 0.4 | n |  | TRUE
5 | bus_LV_1062-14_0_4_node_5 | 0.4 | n |  | TRUE
6 | bus_LV_1062-14_0_4_node_6 | 0.4 | n |  | TRUE
7 | bus_LV_1062-14_0_4_node_7 | 0.4 | n |  | TRUE
8 | bus_LV_1062-14_0_4_node_8 | 0.4 | n |  | TRUE
9 | bus_LV_1062-14_0_4_node_9 | 0.4 | n |  | TRUE
10 | bus_LV_1062-14_0_4_node_10 | 0.4 | n |  | TRUE
11 | bus_LV_1062-14_0_4_node_14 | 0.4 | n |  | TRUE
12 | bus_LV_1062-14_0_4_node_126 | 0.4 | n |  | TRUE
13 | bus_LV_1062-14_0_4_node_105 | 0.4 | n |  | TRUE
14 | bus_LV_1062-14_0_4_node_15 | 0.4 | n |  | TRUE
15 | bus_LV_1062-14_0_4_node_12 | 0.4 | n |  | TRUE
16 | bus_LV_1062-14_0_4_node_106 | 0.4 | n |  | TRUE
17 | bus_LV_1062-14_0_4_node_11 | 0.4 | n |  | TRUE
18 | bus_LV_1062-14_0_4_node_13 | 0.4 | n |  | TRUE
19 | bus_LV_1062-14_0_4_node_18 | 0.4 | n |  | TRUE
20 | bus_LV_1062-14_0_4_node_19 | 0.4 | n |  | TRUE
21 | bus_LV_1062-14_0_4_node_41 | 0.4 | n |  | TRUE
22 | bus_LV_1062-14_0_4_node_138 | 0.4 | n |  | TRUE
23 | bus_LV_1062-14_0_4_node_141 | 0.4 | n |  | TRUE
24 | bus_LV_1062-14_0_4_node_38 | 0.4 | n |  | TRUE
25 | bus_LV_1062-14_0_4_node_40 | 0.4 | n |  | TRUE
26 | bus_LV_1062-14_0_4_node_37 | 0.4 | n |  | TRUE
27 | bus_LV_1062-14_0_4_node_136 | 0.4 | n |  | TRUE
28 | bus_LV_1062-14_0_4_node_137 | 0.4 | n |  | TRUE
29 | bus_LV_1062-14_0_4_node_20 | 0.4 | n |  | TRUE
30 | bus_LV_1062-14_0_4_node_21 | 0.4 | n |  | TRUE
31 | bus_LV_1062-14_0_4_node_23 | 0.4 | n |  | TRUE
32 | bus_LV_1062-14_0_4_node_25 | 0.4 | n |  | TRUE
33 | bus_LV_1062-14_0_4_node_30 | 0.4 | n |  | TRUE
34 | bus_LV_1062-14_0_4_node_27 | 0.4 | n |  | TRUE
35 | bus_LV_1062-14_0_4_node_26 | 0.4 | n |  | TRUE
36 | bus_LV_1062-14_0_4_node_119 | 0.4 | n |  | TRUE
37 | bus_LV_1062-14_0_4_node_53 | 0.4 | n |  | TRUE
38 | bus_LV_1062-14_0_4_node_31 | 0.4 | n |  | TRUE
39 | bus_LV_1062-14_0_4_node_52 | 0.4 | n |  | TRUE
40 | bus_LV_1062-14_0_4_node_32 | 0.4 | n |  | TRUE
41 | bus_LV_1062-14_0_4_node_51 | 0.4 | n |  | TRUE
42 | bus_LV_1062-14_0_4_node_28 | 0.4 | n |  | TRUE
43 | bus_LV_1062-14_0_4_node_29 | 0.4 | n |  | TRUE
44 | bus_LV_1062-14_0_4_node_33 | 0.4 | n |  | TRUE
45 | bus_LV_1062-14_0_4_node_34 | 0.4 | n |  | TRUE
46 | bus_LV_1062-14_0_4_node_55 | 0.4 | n |  | TRUE
47 | bus_LV_1062-14_0_4_node_49 | 0.4 | n |  | TRUE
48 | bus_LV_1062-14_0_4_node_48 | 0.4 | n |  | TRUE
49 | bus_LV_1062-14_0_4_node_35 | 0.4 | n |  | TRUE
50 | bus_LV_1062-14_0_4_node_36 | 0.4 | n |  | TRUE
51 | bus_LV_1062-14_0_4_node_39 | 0.4 | n |  | TRUE
52 | bus_LV_1062-14_0_4_node_142 | 0.4 | n |  | TRUE
53 | bus_LV_1062-14_0_4_node_139 | 0.4 | n |  | TRUE
54 | bus_LV_1062-14_0_4_node_43 | 0.4 | n |  | TRUE
55 | bus_LV_1062-14_0_4_node_44 | 0.4 | n |  | TRUE
56 | bus_LV_1062-14_0_4_node_45 | 0.4 | n |  | TRUE
57 | bus_LV_1062-14_0_4_node_46 | 0.4 | n |  | TRUE
58 | bus_LV_1062-14_0_4_node_47 | 0.4 | n |  | TRUE
59 | bus_LV_1062-14_0_4_node_50 | 0.4 | n |  | TRUE
60 | bus_LV_1062-14_0_4_node_54 | 0.4 | n |  | TRUE
61 | bus_LV_1062-14_0_4_node_56 | 0.4 | n |  | TRUE
62 | bus_LV_1062-14_0_4_node_96 | 0.4 | n |  | TRUE
63 | bus_LV_1062-14_0_4_node_94 | 0.4 | n |  | TRUE
64 | bus_LV_1062-14_0_4_node_57 | 0.4 | n |  | TRUE
65 | bus_LV_1062-14_0_4_node_58 | 0.4 | n |  | TRUE
66 | bus_LV_1062-14_0_4_node_59 | 0.4 | n |  | TRUE
67 | bus_LV_1062-14_0_4_node_60 | 0.4 | n |  | TRUE
68 | bus_LV_1062-14_0_4_node_146 | 0.4 | n |  | TRUE
69 | bus_LV_1062-14_0_4_node_89 | 0.4 | n |  | TRUE
70 | bus_LV_1062-14_0_4_node_64 | 0.4 | n |  | TRUE
71 | bus_LV_1062-14_0_4_node_62 | 0.4 | n |  | TRUE
72 | bus_LV_1062-14_0_4_node_111 | 0.4 | n |  | TRUE
73 | bus_LV_1062-14_0_4_node_90 | 0.4 | n |  | TRUE
74 | bus_LV_1062-14_0_4_node_61 | 0.4 | n |  | TRUE
75 | bus_LV_1062-14_0_4_node_63 | 0.4 | n |  | TRUE
76 | bus_LV_1062-14_0_4_node_65 | 0.4 | n |  | TRUE
77 | bus_LV_1062-14_0_4_node_66 | 0.4 | n |  | TRUE
78 | bus_LV_1062-14_0_4_node_67 | 0.4 | n |  | TRUE
79 | bus_LV_1062-14_0_4_node_68 | 0.4 | n |  | TRUE
80 | bus_LV_1062-14_0_4_node_113 | 0.4 | n |  | TRUE
81 | bus_LV_1062-14_0_4_node_114 | 0.4 | n |  | TRUE
82 | bus_LV_1062-14_0_4_node_93 | 0.4 | n |  | TRUE
83 | bus_LV_1062-14_0_4_node_69 | 0.4 | n |  | TRUE
84 | bus_LV_1062-14_0_4_node_70 | 0.4 | n |  | TRUE
85 | bus_LV_1062-14_0_4_node_71 | 0.4 | n |  | TRUE
86 | bus_LV_1062-14_0_4_node_72 | 0.4 | n |  | TRUE
87 | bus_LV_1062-14_0_4_node_73 | 0.4 | n |  | TRUE
88 | bus_LV_1062-14_0_4_node_74 | 0.4 | n |  | TRUE
89 | bus_LV_1062-14_0_4_node_75 | 0.4 | n |  | TRUE
90 | bus_LV_1062-14_0_4_node_78 | 0.4 | n |  | TRUE
91 | bus_LV_1062-14_0_4_node_88 | 0.4 | n |  | TRUE
92 | bus_LV_1062-14_0_4_node_79 | 0.4 | n |  | TRUE
93 | bus_LV_1062-14_0_4_node_76 | 0.4 | n |  | TRUE
94 | bus_LV_1062-14_0_4_node_86 | 0.4 | n |  | TRUE
95 | bus_LV_1062-14_0_4_node_77 | 0.4 | n |  | TRUE
96 | bus_LV_1062-14_0_4_node_80 | 0.4 | n |  | TRUE
97 | bus_LV_1062-14_0_4_node_129 | 0.4 | n |  | TRUE
98 | bus_LV_1062-14_0_4_node_130 | 0.4 | n |  | TRUE
99 | bus_LV_1062-14_0_4_node_81 | 0.4 | n |  | TRUE
100 | bus_LV_1062-14_0_4_node_82 | 0.4 | n |  | TRUE
101 | bus_LV_1062-14_0_4_node_83 | 0.4 | n |  | TRUE
102 | bus_LV_1062-14_0_4_node_84 | 0.4 | n |  | TRUE
103 | bus_LV_1062-14_0_4_node_85 | 0.4 | n |  | TRUE
104 | bus_LV_1062-14_0_4_node_87 | 0.4 | n |  | TRUE
105 | bus_LV_1062-14_0_4_node_127 | 0.4 | n |  | TRUE
106 | bus_LV_1062-14_0_4_node_91 | 0.4 | n |  | TRUE
107 | bus_LV_1062-14_0_4_node_92 | 0.4 | n |  | TRUE
108 | bus_LV_1062-14_0_4_node_95 | 0.4 | n |  | TRUE
109 | bus_LV_1062-14_0_4_node_97 | 0.4 | n |  | TRUE
110 | bus_LV_1062-14_0_4_node_98 | 0.4 | n |  | TRUE
111 | bus_LV_1062-14_0_4_node_99 | 0.4 | n |  | TRUE
112 | bus_LV_1062-14_0_4_node_100 | 0.4 | n |  | TRUE
113 | bus_LV_1062-14_0_4_node_101 | 0.4 | n |  | TRUE
114 | bus_LV_1062-14_0_4_node_102 | 0.4 | n |  | TRUE
115 | bus_LV_1062-14_0_4_node_103 | 0.4 | n |  | TRUE
116 | bus_LV_1062-14_0_4_node_104 | 0.4 | n |  | TRUE
117 | bus_LV_1062-14_0_4_node_112 | 0.4 | n |  | TRUE
118 | bus_LV_1062-14_0_4_node_110 | 0.4 | n |  | TRUE
119 | bus_LV_1062-14_0_4_node_118 | 0.4 | n |  | TRUE
120 | bus_LV_1062-14_0_4_node_116 | 0.4 | n |  | TRUE
121 | bus_LV_1062-14_0_4_node_109 | 0.4 | n |  | TRUE
122 | bus_LV_1062-14_0_4_node_132 | 0.4 | n |  | TRUE
123 | bus_LV_1062-14_0_4_node_117 | 0.4 | n |  | TRUE
124 | bus_LV_1062-14_0_4_node_107 | 0.4 | n |  | TRUE
125 | bus_LV_1062-14_0_4_node_108 | 0.4 | n |  | TRUE
126 | bus_LV_1062-14_0_4_node_145 | 0.4 | n |  | TRUE
127 | bus_LV_1062-14_0_4_node_115 | 0.4 | n |  | TRUE
128 | bus_LV_1062-14_0_4_node_120 | 0.4 | n |  | TRUE
129 | bus_LV_1062-14_0_4_node_121 | 0.4 | n |  | TRUE
130 | bus_LV_1062-14_0_4_node_122 | 0.4 | n |  | TRUE
131 | bus_LV_1062-14_0_4_node_134 | 0.4 | n |  | TRUE
132 | bus_LV_1062-14_0_4_node_135 | 0.4 | n |  | TRUE
133 | bus_LV_1062-14_0_4_node_131 | 0.4 | n |  | TRUE
134 | bus_LV_1062-14_0_4_node_124 | 0.4 | n |  | TRUE
135 | bus_LV_1062-14_0_4_node_125 | 0.4 | n |  | TRUE
136 | bus_LV_1062-14_0_4_node_123 | 0.4 | n |  | TRUE
137 | bus_LV_1062-14_0_4_node_133 | 0.4 | n |  | TRUE
138 | bus_LV_1062-14_0_4_node_143 | 0.4 | n |  | TRUE
139 | bus_LV_1062-14_0_4_node_144 | 0.4 | n |  | TRUE
140 | bus_LV_1062-14_0_4_node_140 | 0.4 | n |  | TRUE
141 | bus_MV_2_0_node_17 | 20 | n |  | TRUE

## load
| name | bus | p_mw | q_mvar | const_z_percent | const_i_percent | sn_mva | scaling | in_service | type
0 | LV_1062-14_0_4_load_0 | 0 | 0.0034883 | 0.00087425 | 0 | 0 |  | 1 | TRUE | wye
1 | LV_1062-14_0_4_load_3 | 3 | 0.010663 | 0.0026725 | 0 | 0 |  | 1 | TRUE | wye
2 | LV_1062-14_0_4_load_4 | 4 | 0.0074672 | 0.0018715 | 0 | 0 |  | 1 | TRUE | wye
3 | LV_1062-14_0_4_load_7 | 7 | 0.0022552 | 0.0005652 | 0 | 0 |  | 1 | TRUE | wye
4 | LV_1062-14_0_4_load_8 | 8 | 0.0072177 | 0.0018089 | 0 | 0 |  | 1 | TRUE | wye
5 | LV_1062-14_0_4_load_9 | 9 | 0.0022032 | 0.00055219 | 0 | 0 |  | 1 | TRUE | wye
6 | LV_1062-14_0_4_load_10 | 10 | 0.0031103 | 0.00077952 | 0 | 0 |  | 1 | TRUE | wye
7 | LV_1062-14_0_4_load_126 | 12 | 0.0019937 | 0.00049968 | 0 | 0 |  | 1 | TRUE | wye
8 | LV_1062-14_0_4_load_105 | 13 | 0.0025993 | 0.00065145 | 0 | 0 |  | 1 | TRUE | wye
9 | LV_1062-14_0_4_load_12 | 15 | 0.0034448 | 0.00086336 | 0 | 0 |  | 1 | TRUE | wye
10 | LV_1062-14_0_4_load_106 | 16 | 0.0043345 | 0.0010863 | 0 | 0 |  | 1 | TRUE | wye
11 | LV_1062-14_0_4_load_11 | 17 | 0.0018788 | 0.00047088 | 0 | 0 |  | 1 | TRUE | wye
12 | LV_1062-14_0_4_load_13 | 18 | 0.010114 | 0.0025348 | 0 | 0 |  | 1 | TRUE | wye
13 | LV_1062-14_0_4_load_18 | 19 | 0.0030486 | 0.00076404 | 0 | 0 |  | 1 | TRUE | wye
14 | LV_1062-14_0_4_load_19 | 20 | 0.0039227 | 0.00098312 | 0 | 0 |  | 1 | TRUE | wye
15 | LV_1062-14_0_4_load_138 | 22 | 0.0099553 | 0.002495 | 0 | 0 |  | 1 | TRUE | wye
16 | LV_1062-14_0_4_load_40 | 25 | 0.002168 | 0.00054336 | 0 | 0 |  | 1 | TRUE | wye
17 | LV_1062-14_0_4_load_136 | 27 | 0.0072176 | 0.0018089 | 0 | 0 |  | 1 | TRUE | wye
18 | LV_1062-14_0_4_load_137 | 28 | 0.0099598 | 0.0024962 | 0 | 0 |  | 1 | TRUE | wye
19 | LV_1062-14_0_4_load_23 | 31 | 0.0035362 | 0.00088625 | 0 | 0 |  | 1 | TRUE | wye
20 | LV_1062-14_0_4_load_25 | 32 | 0.0034857 | 0.00087361 | 0 | 0 |  | 1 | TRUE | wye
21 | LV_1062-14_0_4_load_30 | 33 | 0.0054439 | 0.0013644 | 0 | 0 |  | 1 | TRUE | wye
22 | LV_1062-14_0_4_load_27 | 34 | 0.0042101 | 0.0010551 | 0 | 0 |  | 1 | TRUE | wye
23 | LV_1062-14_0_4_load_26 | 35 | 0.0035656 | 0.00089362 | 0 | 0 |  | 1 | TRUE | wye
24 | LV_1062-14_0_4_load_119 | 36 | 0.0016971 | 0.00042532 | 0 | 0 |  | 1 | TRUE | wye
25 | LV_1062-14_0_4_load_31 | 38 | 0.0022875 | 0.0005733 | 0 | 0 |  | 1 | TRUE | wye
26 | LV_1062-14_0_4_load_52 | 39 | 0.0027327 | 0.00068488 | 0 | 0 |  | 1 | TRUE | wye
27 | LV_1062-14_0_4_load_51 | 41 | 0.0025207 | 0.00063176 | 0 | 0 |  | 1 | TRUE | wye
28 | LV_1062-14_0_4_load_28 | 42 | 0.0039868 | 0.00099919 | 0 | 0 |  | 1 | TRUE | wye
29 | LV_1062-14_0_4_load_29 | 43 | 0.0096262 | 0.0024125 | 0 | 0 |  | 1 | TRUE | wye
30 | LV_1062-14_0_4_load_33 | 44 | 0.0033677 | 0.00084403 | 0 | 0 |  | 1 | TRUE | wye
31 | LV_1062-14_0_4_load_34 | 45 | 0.0052715 | 0.0013212 | 0 | 0 |  | 1 | TRUE | wye
32 | LV_1062-14_0_4_load_55 | 46 | 0.0045545 | 0.0011415 | 0 | 0 |  | 1 | TRUE | wye
33 | LV_1062-14_0_4_load_48 | 48 | 0.0023823 | 0.00059706 | 0 | 0 |  | 1 | TRUE | wye
34 | LV_1062-14_0_4_load_35 | 49 | 0.010813 | 0.0027099 | 0 | 0 |  | 1 | TRUE | wye
35 | LV_1062-14_0_4_load_36 | 50 | 0.0065117 | 0.001632 | 0 | 0 |  | 1 | TRUE | wye
36 | LV_1062-14_0_4_load_39 | 51 | 0.00442 | 0.0011077 | 0 | 0 |  | 1 | TRUE | wye
37 | LV_1062-14_0_4_load_142 | 52 | 0.0033226 | 0.00083271 | 0 | 0 |  | 1 | TRUE | wye
38 | LV_1062-14_0_4_load_139 | 53 | 0.00877 | 0.002198 | 0 | 0 |  | 1 | TRUE | wye
39 | LV_1062-14_0_4_load_43 | 54 | 0.0022749 | 0.00057014 | 0 | 0 |  | 1 | TRUE | wye
40 | LV_1062-14_0_4_load_44 | 55 | 0.0023524 | 0.00058956 | 0 | 0 |  | 1 | TRUE | wye
41 | LV_1062-14_0_4_load_46 | 57 | 0.0023982 | 0.00060105 | 0 | 0 |  | 1 | TRUE | wye
42 | LV_1062-14_0_4_load_47 | 58 | 0.0022982 | 0.00057598 | 0 | 0 |  | 1 | TRUE | wye
43 | LV_1062-14_0_4_load_50 | 59 | 0.0049193 | 0.0012329 | 0 | 0 |  | 1 | TRUE | wye
44 | LV_1062-14_0_4_load_54 | 60 | 0.0022543 | 0.00056499 | 0 | 0 |  | 1 | TRUE | wye
45 | LV_1062-14_0_4_load_96 | 62 | 0.0029426 | 0.00073747 | 0 | 0 |  | 1 | TRUE | wye
46 | LV_1062-14_0_4_load_94 | 63 | 0.0025462 | 0.00063814 | 0 | 0 |  | 1 | TRUE | wye
47 | LV_1062-14_0_4_load_57 | 64 | 0.0027091 | 0.00067896 | 0 | 0 |  | 1 | TRUE | wye
48 | LV_1062-14_0_4_load_58 | 65 | 0.0013188 | 0.00033052 | 0 | 0 |  | 1 | TRUE | wye
49 | LV_1062-14_0_4_load_59 | 66 | 0.00033743 | 8.4567e-05 | 0 | 0 |  | 1 | TRUE | wye
50 | LV_1062-14_0_4_load_60 | 67 | 0.0012768 | 0.00032 | 0 | 0 |  | 1 | TRUE | wye
51 | LV_1062-14_0_4_load_146 | 68 | 0.00022674 | 5.6826e-05 | 0 | 0 |  | 1 | TRUE | wye
52 | LV_1062-14_0_4_load_89 | 69 | 0.00027998 | 7.017e-05 | 0 | 0 |  | 1 | TRUE | wye
53 | LV_1062-14_0_4_load_64 | 70 | 0.00058441 | 0.00014647 | 0 | 0 |  | 1 | TRUE | wye
54 | LV_1062-14_0_4_load_62 | 71 | 0.00022282 | 5.5843e-05 | 0 | 0 |  | 1 | TRUE | wye
55 | LV_1062-14_0_4_load_111 | 72 | 0.002617 | 0.00065588 | 0 | 0 |  | 1 | TRUE | wye
56 | LV_1062-14_0_4_load_90 | 73 | 0.00087332 | 0.00021887 | 0 | 0 |  | 1 | TRUE | wye
57 | LV_1062-14_0_4_load_61 | 74 | 0.00022249 | 5.5762e-05 | 0 | 0 |  | 1 | TRUE | wye
58 | LV_1062-14_0_4_load_65 | 76 | 0.0018052 | 0.00045243 | 0 | 0 |  | 1 | TRUE | wye
59 | LV_1062-14_0_4_load_66 | 77 | 0.0002987 | 7.4861e-05 | 0 | 0 |  | 1 | TRUE | wye
60 | LV_1062-14_0_4_load_67 | 78 | 0.0025817 | 0.00064703 | 0 | 0 |  | 1 | TRUE | wye
61 | LV_1062-14_0_4_load_68 | 79 | 0.00063013 | 0.00015792 | 0 | 0 |  | 1 | TRUE | wye
62 | LV_1062-14_0_4_load_114 | 81 | 0.00046528 | 0.00011661 | 0 | 0 |  | 1 | TRUE | wye
63 | LV_1062-14_0_4_load_93 | 82 | 0.00042903 | 0.00010752 | 0 | 0 |  | 1 | TRUE | wye
64 | LV_1062-14_0_4_load_69 | 83 | 0.002782 | 0.00069723 | 0 | 0 |  | 1 | TRUE | wye
65 | LV_1062-14_0_4_load_70 | 84 | 0.0017933 | 0.00044943 | 0 | 0 |  | 1 | TRUE | wye
66 | LV_1062-14_0_4_load_71 | 85 | 0.0022026 | 0.00055202 | 0 | 0 |  | 1 | TRUE | wye
67 | LV_1062-14_0_4_load_72 | 86 | 0.0022792 | 0.00057123 | 0 | 0 |  | 1 | TRUE | wye
68 | LV_1062-14_0_4_load_73 | 87 | 0.0019494 | 0.00048855 | 0 | 0 |  | 1 | TRUE | wye
69 | LV_1062-14_0_4_load_74 | 88 | 0.0017068 | 0.00042777 | 0 | 0 |  | 1 | TRUE | wye
70 | LV_1062-14_0_4_load_75 | 89 | 0.0027575 | 0.0006911 | 0 | 0 |  | 1 | TRUE | wye
71 | LV_1062-14_0_4_load_88 | 91 | 0.0025497 | 0.00063901 | 0 | 0 |  | 1 | TRUE | wye
72 | LV_1062-14_0_4_load_79 | 92 | 0.002335 | 0.0005852 | 0 | 0 |  | 1 | TRUE | wye
73 | LV_1062-14_0_4_load_76 | 93 | 0.0021177 | 0.00053076 | 0 | 0 |  | 1 | TRUE | wye
74 | LV_1062-14_0_4_load_86 | 94 | 0.0024049 | 0.00060272 | 0 | 0 |  | 1 | TRUE | wye
75 | LV_1062-14_0_4_load_77 | 95 | 0.0022431 | 0.00056218 | 0 | 0 |  | 1 | TRUE | wye
76 | LV_1062-14_0_4_load_80 | 96 | 0.0024247 | 0.00060768 | 0 | 0 |  | 1 | TRUE | wye
77 | LV_1062-14_0_4_load_129 | 97 | 0.0018822 | 0.00047172 | 0 | 0 |  | 1 | TRUE | wye
78 | LV_1062-14_0_4_load_81 | 99 | 0.002464 | 0.00061754 | 0 | 0 |  | 1 | TRUE | wye
79 | LV_1062-14_0_4_load_82 | 100 | 0.0021818 | 0.0005468 | 0 | 0 |  | 1 | TRUE | wye
80 | LV_1062-14_0_4_load_83 | 101 | 0.001163 | 0.00029147 | 0 | 0 |  | 1 | TRUE | wye
81 | LV_1062-14_0_4_load_84 | 102 | 0.0024984 | 0.00062616 | 0 | 0 |  | 1 | TRUE | wye
82 | LV_1062-14_0_4_load_85 | 103 | 0.0023707 | 0.00059415 | 0 | 0 |  | 1 | TRUE | wye
83 | LV_1062-14_0_4_load_87 | 104 | 0.0011498 | 0.00028816 | 0 | 0 |  | 1 | TRUE | wye
84 | LV_1062-14_0_4_load_127 | 105 | 0.0015918 | 0.00039895 | 0 | 0 |  | 1 | TRUE | wye
85 | LV_1062-14_0_4_load_91 | 106 | 0.00068295 | 0.00017116 | 0 | 0 |  | 1 | TRUE | wye
86 | LV_1062-14_0_4_load_92 | 107 | 0.0012851 | 0.00032208 | 0 | 0 |  | 1 | TRUE | wye
87 | LV_1062-14_0_4_load_95 | 108 | 0.0030108 | 0.00075457 | 0 | 0 |  | 1 | TRUE | wye
88 | LV_1062-14_0_4_load_97 | 109 | 0.0063699 | 0.0015965 | 0 | 0 |  | 1 | TRUE | wye
89 | LV_1062-14_0_4_load_98 | 110 | 0.0013032 | 0.00032661 | 0 | 0 |  | 1 | TRUE | wye
90 | LV_1062-14_0_4_load_99 | 111 | 0.0043403 | 0.0010878 | 0 | 0 |  | 1 | TRUE | wye
91 | LV_1062-14_0_4_load_100 | 112 | 0.0011152 | 0.0002795 | 0 | 0 |  | 1 | TRUE | wye
92 | LV_1062-14_0_4_load_104 | 116 | 0.0024038 | 0.00060244 | 0 | 0 |  | 1 | TRUE | wye
93 | LV_1062-14_0_4_load_112 | 117 | 0.0010515 | 0.00026353 | 0 | 0 |  | 1 | TRUE | wye
94 | LV_1062-14_0_4_load_118 | 119 | 0.0025232 | 0.00063237 | 0 | 0 |  | 1 | TRUE | wye
95 | LV_1062-14_0_4_load_116 | 120 | 0.0010481 | 0.00026269 | 0 | 0 |  | 1 | TRUE | wye
96 | LV_1062-14_0_4_load_109 | 121 | 0.00094271 | 0.00023627 | 0 | 0 |  | 1 | TRUE | wye
97 | LV_1062-14_0_4_load_132 | 122 | 0.0025232 | 0.00063237 | 0 | 0 |  | 1 | TRUE | wye
98 | LV_1062-14_0_4_load_117 | 123 | 0.0010482 | 0.00026271 | 0 | 0 |  | 1 | TRUE | wye
99 | LV_1062-14_0_4_load_107 | 124 | 0.0026309 | 0.00065937 | 0 | 0 |  | 1 | TRUE | wye
100 | LV_1062-14_0_4_load_145 | 126 | 0.002639 | 0.00066139 | 0 | 0 |  | 1 | TRUE | wye
101 | LV_1062-14_0_4_load_115 | 127 | 0.00025312 | 6.3438e-05 | 0 | 0 |  | 1 | TRUE | wye
102 | LV_1062-14_0_4_load_122 | 130 | 0.0002017 | 5.055e-05 | 0 | 0 |  | 1 | TRUE | wye
103 | LV_1062-14_0_4_load_134 | 131 | 0.0026362 | 0.0006607 | 0 | 0 |  | 1 | TRUE | wye
104 | LV_1062-14_0_4_load_135 | 132 | 0.0023799 | 0.00059645 | 0 | 0 |  | 1 | TRUE | wye
105 | LV_1062-14_0_4_load_131 | 133 | 0.0018831 | 0.00047196 | 0 | 0 |  | 1 | TRUE | wye
106 | LV_1062-14_0_4_load_124 | 134 | 0.00085014 | 0.00021306 | 0 | 0 |  | 1 | TRUE | wye
107 | LV_1062-14_0_4_load_125 | 135 | 0.00031639 | 7.9294e-05 | 0 | 0 |  | 1 | TRUE | wye
108 | LV_1062-14_0_4_load_123 | 136 | 0.00041664 | 0.00010442 | 0 | 0 |  | 1 | TRUE | wye
109 | LV_1062-14_0_4_load_143 | 138 | 0.00040259 | 0.0001009 | 0 | 0 |  | 1 | TRUE | wye
110 | LV_1062-14_0_4_load_144 | 139 | 0.0028576 | 0.00071619 | 0 | 0 |  | 1 | TRUE | wye
111 | LV_1062-14_0_4_load_140 | 140 | 0.008769 | 0.0021977 | 0 | 0 |  | 1 | TRUE | wye

## ext_grid
| name | bus | vm_pu | va_degree | slack_weight | in_service
0 |  | 96 | 1 | 0 | 1 | TRUE

## line
| name | std_type | from_bus | to_bus | length_km | r_ohm_per_km | x_ohm_per_km | c_nf_per_km | g_us_per_km | max_i_ka | df | parallel | type | in_service
0 | LV_1062-14_0_4_line_0 |  | 0 | 1 | 0.0079049 | 0.125 | 0.08 | 261 | 0 | 0.364 | 1 | 1 | cs | TRUE
1 | LV_1062-14_0_4_line_1 |  | 0 | 2 | 0.017965 | 0.125 | 0.08 | 261 | 0 | 0.364 | 1 | 1 | cs | TRUE
2 | LV_1062-14_0_4_line_2 |  | 1 | 3 | 0.018153 | 0.125 | 0.08 | 261 | 0 | 0.364 | 1 | 1 | cs | TRUE
3 | LV_1062-14_0_4_line_3 |  | 1 | 4 | 0.012555 | 0.125 | 0.08 | 261 | 0 | 0.364 | 1 | 1 | cs | TRUE
4 | LV_1062-14_0_4_line_4 |  | 2 | 5 | 0.008022 | 0.125 | 0.08 | 261 | 0 | 0.364 | 1 | 3 | cs | TRUE
5 | LV_1062-14_0_4_line_5 |  | 2 | 6 | 0.042908 | 0.125 | 0.08 | 261 | 0 | 0.364 | 1 | 3 | cs | TRUE
6 | LV_1062-14_0_4_line_6 |  | 5 | 7 | 0.011178 | 0.125 | 0.08 | 261 | 0 | 0.364 | 1 | 3 | cs | TRUE
7 | LV_1062-14_0_4_line_7 |  | 5 | 8 | 0.015831 | 0.125 | 0.08 | 261 | 0 | 0.364 | 1 | 1 | cs | TRUE
8 | LV_1062-14_0_4_line_8 |  | 6 | 9 | 0.0035894 | 0.125 | 0.08 | 261 | 0 | 0.364 | 1 | 1 | cs | TRUE
9 | LV_1062-14_0_4_line_9 |  | 6 | 10 | 0.029998 | 0.125 | 0.08 | 261 | 0 | 0.364 | 1 | 3 | cs | TRUE
10 | LV_1062-14_0_4_line_10 |  | 7 | 11 | 0.021772 | 0.125 | 0.08 | 261 | 0 | 0.364 | 1 | 3 | cs | TRUE
11 | LV_1062-14_0_4_line_11 |  | 9 | 12 | 0.0095845 | 0.125 | 0.08 | 261 | 0 | 0.364 | 1 | 1 | cs | TRUE
12 | LV_1062-14_0_4_line_12 |  | 10 | 13 | 0.021756 | 0.125 | 0.08 | 261 | 0 | 0.364 | 1 | 3 | cs | TRUE
13 | LV_1062-14_0_4_line_13 |  | 11 | 14 | 0.030494 | 0.125 | 0.08 | 261 | 0 | 0.364 | 1 | 3 | cs | TRUE
14 | LV_1062-14_0_4_line_14 |  | 11 | 15 | 0.010885 | 0.125 | 0.08 | 261 | 0 | 0.364 | 1 | 1 | cs | TRUE
15 | LV_1062-14_0_4_line_15 |  | 13 | 16 | 0.0096302 | 0.125 | 0.08 | 261 | 0 | 0.364 | 1 | 3 | cs | TRUE
16 | LV_1062-14_0_4_line_16 |  | 14 | 19 | 0.036051 | 0.125 | 0.08 | 261 | 0 | 0.364 | 1 | 3 | cs | TRUE
17 | LV_1062-14_0_4_line_17 |  | 15 | 17 | 0.009886 | 0.125 | 0.08 | 261 | 0 | 0.364 | 1 | 1 | cs | TRUE
18 | LV_1062-14_0_4_line_18 |  | 16 | 124 | 0.0092649 | 0.125 | 0.08 | 261 | 0 | 0.364 | 1 | 3 | cs | TRUE
19 | LV_1062-14_0_4_line_19 |  | 17 | 18 | 0.0088274 | 0.125 | 0.08 | 261 | 0 | 0.364 | 1 | 1 | cs | TRUE
20 | LV_1062-14_0_4_line_20 |  | 19 | 20 | 0.021596 | 0.125 | 0.08 | 261 | 0 | 0.364 | 1 | 3 | cs | TRUE
21 | LV_1062-14_0_4_line_21 |  | 20 | 29 | 0.055392 | 0.125 | 0.08 | 261 | 0 | 0.364 | 1 | 2 | cs | TRUE
22 | LV_1062-14_0_4_line_22 |  | 21 | 22 | 0.029952 | 0.125 | 0.08 | 261 | 0 | 0.364 | 1 | 1 | cs | TRUE
23 | LV_1062-14_0_4_line_23 |  | 21 | 23 | 0.043656 | 0.125 | 0.08 | 261 | 0 | 0.364 | 1 | 1 | cs | TRUE
24 | LV_1062-14_0_4_line_24 |  | 21 | 24 | 0.011988 | 0.125 | 0.08 | 261 | 0 | 0.364 | 1 | 1 | cs | TRUE
25 | LV_1062-14_0_4_line_25 |  | 22 | 28 | 0.045251 | 0.125 | 0.08 | 261 | 0 | 0.364 | 1 | 1 | cs | TRUE
26 | LV_1062-14_0_4_line_26 |  | 23 | 52 | 0.049632 | 0.125 | 0.08 | 261 | 0 | 0.364 | 1 | 1 | cs | TRUE
27 | LV_1062-14_0_4_line_27 |  | 23 | 53 | 0.012342 | 0.125 | 0.08 | 261 | 0 | 0.364 | 1 | 1 | cs | TRUE
28 | LV_1062-14_0_4_line_28 |  | 24 | 25 | 0.039842 | 0.125 | 0.08 | 261 | 0 | 0.364 | 1 | 1 | cs | TRUE
29 | LV_1062-14_0_4_line_29 |  | 24 | 26 | 0.010604 | 0.125 | 0.08 | 261 | 0 | 0.364 | 1 | 1 | cs | TRUE
30 | LV_1062-14_0_4_line_30 |  | 26 | 51 | 0.020794 | 0.125 | 0.08 | 261 | 0 | 0.364 | 1 | 1 | cs | TRUE
31 | LV_1062-14_0_4_line_31 |  | 26 | 49 | 0.026752 | 0.125 | 0.08 | 261 | 0 | 0.364 | 1 | 1 | cs | TRUE
32 | LV_1062-14_0_4_line_32 |  | 27 | 28 | 0.039605 | 0.125 | 0.08 | 261 | 0 | 0.364 | 1 | 1 | cs | TRUE
33 | LV_1062-14_0_4_line_33 |  | 29 | 30 | 0.036393 | 0.125 | 0.08 | 261 | 0 | 0.364 | 1 | 2 | cs | TRUE
34 | LV_1062-14_0_4_line_34 |  | 30 | 31 | 0.029118 | 0.125 | 0.08 | 261 | 0 | 0.364 | 1 | 1 | cs | TRUE
35 | LV_1062-14_0_4_line_35 |  | 30 | 32 | 0.0039779 | 0.125 | 0.08 | 261 | 0 | 0.364 | 1 | 1 | cs | TRUE
36 | LV_1062-14_0_4_line_36 |  | 31 | 33 | 0.0066391 | 0.125 | 0.08 | 261 | 0 | 0.364 | 1 | 1 | cs | TRUE
37 | LV_1062-14_0_4_line_37 |  | 32 | 34 | 0.017599 | 0.125 | 0.08 | 261 | 0 | 0.364 | 1 | 1 | cs | TRUE
38 | LV_1062-14_0_4_line_38 |  | 33 | 37 | 0.0077287 | 0.125 | 0.08 | 261 | 0 | 0.364 | 1 | 1 | cs | TRUE
39 | LV_1062-14_0_4_line_39 |  | 34 | 42 | 0.042523 | 0.125 | 0.08 | 261 | 0 | 0.364 | 1 | 1 | cs | TRUE
40 | LV_1062-14_0_4_line_40 |  | 35 | 36 | 0.049562 | 0.125 | 0.08 | 261 | 0 | 0.364 | 1 | 1 | cs | TRUE
41 | LV_1062-14_0_4_line_41 |  | 36 | 40 | 0.010753 | 0.125 | 0.08 | 261 | 0 | 0.364 | 1 | 1 | cs | TRUE
42 | LV_1062-14_0_4_line_42 |  | 37 | 46 | 0.025879 | 0.125 | 0.08 | 261 | 0 | 0.364 | 1 | 1 | cs | TRUE
43 | LV_1062-14_0_4_line_43 |  | 37 | 47 | 0.032027 | 0.125 | 0.08 | 261 | 0 | 0.364 | 1 | 1 | cs | TRUE
44 | LV_1062-14_0_4_line_44 |  | 38 | 39 | 0.0039753 | 0.125 | 0.08 | 261 | 0 | 0.364 | 1 | 1 | cs | TRUE
45 | LV_1062-14_0_4_line_45 |  | 39 | 47 | 0.018766 | 0.125 | 0.08 | 261 | 0 | 0.364 | 1 | 1 | cs | TRUE
46 | LV_1062-14_0_4_line_46 |  | 40 | 41 | 0.028424 | 0.125 | 0.08 | 261 | 0 | 0.364 | 1 | 1 | cs | TRUE
47 | LV_1062-14_0_4_line_47 |  | 41 | 48 | 0.0025821 | 0.125 | 0.08 | 261 | 0 | 0.364 | 1 | 1 | cs | TRUE
48 | LV_1062-14_0_4_line_48 |  | 42 | 43 | 0.0021531 | 0.125 | 0.08 | 261 | 0 | 0.364 | 1 | 1 | cs | TRUE
49 | LV_1062-14_0_4_line_49 |  | 43 | 44 | 0.02086 | 0.125 | 0.08 | 261 | 0 | 0.364 | 1 | 1 | cs | TRUE
50 | LV_1062-14_0_4_line_50 |  | 44 | 45 | 0.0078821 | 0.125 | 0.08 | 261 | 0 | 0.364 | 1 | 1 | cs | TRUE
51 | LV_1062-14_0_4_line_51 |  | 46 | 61 | 0.014509 | 0.125 | 0.08 | 261 | 0 | 0.364 | 1 | 1 | cs | TRUE
52 | LV_1062-14_0_4_line_52 |  | 47 | 60 | 0.01748 | 0.125 | 0.08 | 261 | 0 | 0.364 | 1 | 1 | cs | TRUE
53 | LV_1062-14_0_4_line_53 |  | 47 | 57 | 0.019405 | 0.125 | 0.08 | 261 | 0 | 0.364 | 1 | 1 | cs | TRUE
54 | LV_1062-14_0_4_line_54 |  | 48 | 56 | 0.015174 | 0.125 | 0.08 | 261 | 0 | 0.364 | 1 | 1 | cs | TRUE
55 | LV_1062-14_0_4_line_55 |  | 49 | 50 | 0.022822 | 0.125 | 0.08 | 261 | 0 | 0.364 | 1 | 1 | cs | TRUE
56 | LV_1062-14_0_4_line_56 |  | 52 | 125 | 0.01684 | 0.125 | 0.08 | 261 | 0 | 0.364 | 1 | 1 | cs | TRUE
57 | LV_1062-14_0_4_line_57 |  | 53 | 140 | 0.0045329 | 0.125 | 0.08 | 261 | 0 | 0.364 | 1 | 1 | cs | TRUE
58 | LV_1062-14_0_4_line_58 |  | 54 | 55 | 0.0065601 | 0.125 | 0.08 | 261 | 0 | 0.364 | 1 | 1 | cs | TRUE
59 | LV_1062-14_0_4_line_59 |  | 54 | 56 | 0.015758 | 0.125 | 0.08 | 261 | 0 | 0.364 | 1 | 1 | cs | TRUE
60 | LV_1062-14_0_4_line_60 |  | 55 | 57 | 0.0015145 | 0.125 | 0.08 | 261 | 0 | 0.364 | 1 | 1 | cs | TRUE
61 | LV_1062-14_0_4_line_61 |  | 56 | 58 | 0.012052 | 0.125 | 0.08 | 261 | 0 | 0.364 | 1 | 1 | cs | TRUE
62 | LV_1062-14_0_4_line_62 |  | 58 | 59 | 0.028822 | 0.125 | 0.08 | 261 | 0 | 0.364 | 1 | 1 | cs | TRUE
63 | LV_1062-14_0_4_line_63 |  | 61 | 62 | 0.01973 | 0.125 | 0.08 | 261 | 0 | 0.364 | 1 | 1 | cs | TRUE
64 | LV_1062-14_0_4_line_64 |  | 62 | 63 | 0.0091769 | 0.125 | 0.08 | 261 | 0 | 0.364 | 1 | 1 | cs | TRUE
65 | LV_1062-14_0_4_line_65 |  | 63 | 108 | 0.016902 | 0.125 | 0.08 | 261 | 0 | 0.364 | 1 | 1 | cs | TRUE
66 | LV_1062-14_0_4_line_66 |  | 64 | 65 | 0.00089074 | 0.125 | 0.08 | 261 | 0 | 0.364 | 1 | 1 | cs | TRUE
67 | LV_1062-14_0_4_line_67 |  | 64 | 66 | 0.042949 | 0.125 | 0.08 | 261 | 0 | 0.364 | 1 | 1 | cs | TRUE
68 | LV_1062-14_0_4_line_68 |  | 65 | 67 | 0.037346 | 0.125 | 0.08 | 261 | 0 | 0.364 | 1 | 1 | cs | TRUE
69 | LV_1062-14_0_4_line_69 |  | 66 | 68 | 0.23746 | 0.125 | 0.08 | 261 | 0 | 0.364 | 1 | 1 | cs | TRUE
70 | LV_1062-14_0_4_line_70 |  | 66 | 69 | 0.17293 | 0.125 | 0.08 | 261 | 0 | 0.364 | 1 | 1 | cs | TRUE
71 | LV_1062-14_0_4_line_71 |  | 67 | 70 | 0.19302 | 0.125 | 0.08 | 261 | 0 | 0.364 | 1 | 1 | cs | TRUE
72 | LV_1062-14_0_4_line_72 |  | 68 | 72 | 0.49995 | 0.125 | 0.08 | 261 | 0 | 0.364 | 1 | 2 | cs | TRUE
73 | LV_1062-14_0_4_line_73 |  | 69 | 73 | 0.045927 | 0.125 | 0.08 | 261 | 0 | 0.364 | 1 | 1 | cs | TRUE
74 | LV_1062-14_0_4_line_74 |  | 70 | 71 | 0.0072686 | 0.125 | 0.08 | 261 | 0 | 0.364 | 1 | 1 | cs | TRUE
75 | LV_1062-14_0_4_line_75 |  | 71 | 74 | 0.0080756 | 0.125 | 0.08 | 261 | 0 | 0.364 | 1 | 1 | cs | TRUE
76 | LV_1062-14_0_4_line_76 |  | 72 | 121 | 0.0319 | 0.125 | 0.08 | 261 | 0 | 0.364 | 1 | 3 | cs | TRUE
77 | LV_1062-14_0_4_line_77 |  | 74 | 75 | 0.047263 | 0.125 | 0.08 | 261 | 0 | 0.364 | 1 | 1 | cs | TRUE
78 | LV_1062-14_0_4_line_78 |  | 75 | 76 | 0.058438 | 0.125 | 0.08 | 261 | 0 | 0.364 | 1 | 1 | cs | TRUE
79 | LV_1062-14_0_4_line_79 |  | 75 | 77 | 0.15122 | 0.125 | 0.08 | 261 | 0 | 0.364 | 1 | 1 | cs | TRUE
80 | LV_1062-14_0_4_line_80 |  | 76 | 78 | 0.051809 | 0.125 | 0.08 | 261 | 0 | 0.364 | 1 | 1 | cs | TRUE
81 | LV_1062-14_0_4_line_81 |  | 77 | 79 | 0.038219 | 0.125 | 0.08 | 261 | 0 | 0.364 | 1 | 1 | cs | TRUE
82 | LV_1062-14_0_4_line_82 |  | 79 | 80 | 0.0094321 | 0.125 | 0.08 | 261 | 0 | 0.364 | 1 | 1 | cs | TRUE
83 | LV_1062-14_0_4_line_83 |  | 80 | 81 | 0.016715 | 0.125 | 0.08 | 261 | 0 | 0.364 | 1 | 1 | cs | TRUE
84 | LV_1062-14_0_4_line_84 |  | 80 | 82 | 0.062316 | 0.125 | 0.08 | 261 | 0 | 0.364 | 1 | 1 | cs | TRUE
85 | LV_1062-14_0_4_line_85 |  | 81 | 127 | 0.041137 | 0.125 | 0.08 | 261 | 0 | 0.364 | 1 | 1 | cs | TRUE
86 | LV_1062-14_0_4_line_86 |  | 82 | 107 | 0.016986 | 0.125 | 0.08 | 261 | 0 | 0.364 | 1 | 1 | cs | TRUE
87 | LV_1062-14_0_4_line_87 |  | 83 | 84 | 0.010783 | 0.125 | 0.08 | 261 | 0 | 0.364 | 1 | 1 | cs | TRUE
88 | LV_1062-14_0_4_line_88 |  | 83 | 85 | 0.0066806 | 0.125 | 0.08 | 261 | 0 | 0.364 | 1 | 1 | cs | TRUE
89 | LV_1062-14_0_4_line_89 |  | 84 | 86 | 0.010605 | 0.125 | 0.08 | 261 | 0 | 0.364 | 1 | 1 | cs | TRUE
90 | LV_1062-14_0_4_line_90 |  | 85 | 87 | 0.0044773 | 0.125 | 0.08 | 261 | 0 | 0.364 | 1 | 1 | cs | TRUE
91 | LV_1062-14_0_4_line_91 |  | 86 | 88 | 0.011219 | 0.125 | 0.08 | 261 | 0 | 0.364 | 1 | 1 | cs | TRUE
92 | LV_1062-14_0_4_line_92 |  | 87 | 89 | 0.025576 | 0.125 | 0.08 | 261 | 0 | 0.364 | 1 | 1 | cs | TRUE
93 | LV_1062-14_0_4_line_93 |  | 88 | 90 | 0.061625 | 0.125 | 0.08 | 261 | 0 | 0.364 | 1 | 1 | cs | TRUE
94 | LV_1062-14_0_4_line_94 |  | 89 | 91 | 0.013711 | 0.125 | 0.08 | 261 | 0 | 0.364 | 1 | 1 | cs | TRUE
95 | LV_1062-14_0_4_line_95 |  | 90 | 92 | 0.033499 | 0.125 | 0.08 | 261 | 0 | 0.364 | 1 | 1 | cs | TRUE
96 | LV_1062-14_0_4_line_96 |  | 90 | 93 | 0.016548 | 0.125 | 0.08 | 261 | 0 | 0.364 | 1 | 1 | cs | TRUE
97 | LV_1062-14_0_4_line_97 |  | 91 | 94 | 0.020465 | 0.125 | 0.08 | 261 | 0 | 0.364 | 1 | 1 | cs | TRUE
98 | LV_1062-14_0_4_line_98 |  | 92 | 96 | 0.026787 | 0.125 | 0.08 | 261 | 0 | 0.364 | 1 | 1 | cs | TRUE
99 | LV_1062-14_0_4_line_99 |  | 93 | 95 | 0.020991 | 0.125 | 0.08 | 261 | 0 | 0.364 | 1 | 1 | cs | TRUE
100 | LV_1062-14_0_4_line_100 |  | 94 | 102 | 0.0025628 | 0.125 | 0.08 | 261 | 0 | 0.364 | 1 | 1 | cs | TRUE
101 | LV_1062-14_0_4_line_101 |  | 96 | 97 | 0.0099537 | 0.125 | 0.08 | 261 | 0 | 0.364 | 1 | 3 | cs | TRUE
102 | LV_1062-14_0_4_line_102 |  | 97 | 98 | 0.0097929 | 0.125 | 0.08 | 261 | 0 | 0.364 | 1 | 3 | cs | TRUE
103 | LV_1062-14_0_4_line_103 |  | 98 | 133 | 0.017795 | 0.125 | 0.08 | 261 | 0 | 0.364 | 1 | 3 | cs | TRUE
104 | LV_1062-14_0_4_line_104 |  | 99 | 100 | 0.004513 | 0.125 | 0.08 | 261 | 0 | 0.364 | 1 | 1 | cs | TRUE
105 | LV_1062-14_0_4_line_105 |  | 99 | 101 | 0.018067 | 0.125 | 0.08 | 261 | 0 | 0.364 | 1 | 1 | cs | TRUE
106 | LV_1062-14_0_4_line_106 |  | 100 | 102 | 0.022583 | 0.125 | 0.08 | 261 | 0 | 0.364 | 1 | 1 | cs | TRUE
107 | LV_1062-14_0_4_line_107 |  | 101 | 103 | 0.012204 | 0.125 | 0.08 | 261 | 0 | 0.364 | 1 | 1 | cs | TRUE
108 | LV_1062-14_0_4_line_108 |  | 103 | 104 | 0.010112 | 0.125 | 0.08 | 261 | 0 | 0.364 | 1 | 1 | cs | TRUE
109 | LV_1062-14_0_4_line_109 |  | 104 | 105 | 0.011059 | 0.125 | 0.08 | 261 | 0 | 0.364 | 1 | 1 | cs | TRUE
110 | LV_1062-14_0_4_line_110 |  | 106 | 107 | 0.094891 | 0.125 | 0.08 | 261 | 0 | 0.364 | 1 | 1 | cs | TRUE
111 | LV_1062-14_0_4_line_111 |  | 109 | 110 | 0.039264 | 0.125 | 0.08 | 261 | 0 | 0.364 | 1 | 3 | cs | TRUE
112 | LV_1062-14_0_4_line_112 |  | 109 | 111 | 0.032419 | 0.125 | 0.08 | 261 | 0 | 0.364 | 1 | 3 | cs | TRUE
113 | LV_1062-14_0_4_line_113 |  | 110 | 112 | 0.028234 | 0.125 | 0.08 | 261 | 0 | 0.364 | 1 | 3 | cs | TRUE
114 | LV_1062-14_0_4_line_114 |  | 111 | 113 | 0.036669 | 0.125 | 0.08 | 261 | 0 | 0.364 | 1 | 3 | cs | TRUE
115 | LV_1062-14_0_4_line_115 |  | 112 | 114 | 0.046032 | 0.125 | 0.08 | 261 | 0 | 0.364 | 1 | 3 | cs | TRUE
116 | LV_1062-14_0_4_line_116 |  | 113 | 115 | 0.10315 | 0.125 | 0.08 | 261 | 0 | 0.364 | 1 | 3 | cs | TRUE
117 | LV_1062-14_0_4_line_117 |  | 113 | 116 | 0.0090886 | 0.125 | 0.08 | 261 | 0 | 0.364 | 1 | 1 | cs | TRUE
118 | LV_1062-14_0_4_line_118 |  | 114 | 117 | 0.031196 | 0.125 | 0.08 | 261 | 0 | 0.364 | 1 | 1 | cs | TRUE
119 | LV_1062-14_0_4_line_119 |  | 114 | 118 | 0.1065 | 0.125 | 0.08 | 261 | 0 | 0.364 | 1 | 3 | cs | TRUE
120 | LV_1062-14_0_4_line_120 |  | 115 | 119 | 0.0079267 | 0.125 | 0.08 | 261 | 0 | 0.364 | 1 | 3 | cs | TRUE
121 | LV_1062-14_0_4_line_121 |  | 116 | 120 | 0.01392 | 0.125 | 0.08 | 261 | 0 | 0.364 | 1 | 1 | cs | TRUE
122 | LV_1062-14_0_4_line_122 |  | 118 | 121 | 0.047729 | 0.125 | 0.08 | 261 | 0 | 0.364 | 1 | 3 | cs | TRUE
123 | LV_1062-14_0_4_line_123 |  | 119 | 122 | 0.0070399 | 0.125 | 0.08 | 261 | 0 | 0.364 | 1 | 3 | cs | TRUE
124 | LV_1062-14_0_4_line_124 |  | 120 | 123 | 0.0086726 | 0.125 | 0.08 | 261 | 0 | 0.364 | 1 | 1 | cs | TRUE
125 | LV_1062-14_0_4_line_125 |  | 122 | 133 | 0.014199 | 0.125 | 0.08 | 261 | 0 | 0.364 | 1 | 3 | cs | TRUE
126 | LV_1062-14_0_4_line_126 |  | 122 | 126 | 0.044037 | 0.125 | 0.08 | 261 | 0 | 0.364 | 1 | 3 | cs | TRUE
127 | LV_1062-14_0_4_line_127 |  | 123 | 131 | 0.03585 | 0.125 | 0.08 | 261 | 0 | 0.364 | 1 | 1 | cs | TRUE
128 | LV_1062-14_0_4_line_128 |  | 124 | 125 | 0.028153 | 0.125 | 0.08 | 261 | 0 | 0.364 | 1 | 3 | cs | TRUE
129 | LV_1062-14_0_4_line_129 |  | 125 | 126 | 0.015738 | 0.125 | 0.08 | 261 | 0 | 0.364 | 1 | 3 | cs | TRUE
130 | LV_1062-14_0_4_line_130 |  | 127 | 128 | 0.02742 | 0.125 | 0.08 | 261 | 0 | 0.364 | 1 | 1 | cs | TRUE
131 | LV_1062-14_0_4_line_131 |  | 128 | 129 | 0.085407 | 0.125 | 0.08 | 261 | 0 | 0.364 | 1 | 1 | cs | TRUE
132 | LV_1062-14_0_4_line_132 |  | 128 | 130 | 0.011466 | 0.125 | 0.08 | 261 | 0 | 0.364 | 1 | 1 | cs | TRUE
133 | LV_1062-14_0_4_line_133 |  | 129 | 134 | 0.035345 | 0.125 | 0.08 | 261 | 0 | 0.364 | 1 | 1 | cs | TRUE
134 | LV_1062-14_0_4_line_134 |  | 129 | 135 | 0.080649 | 0.125 | 0.08 | 261 | 0 | 0.364 | 1 | 1 | cs | TRUE
135 | LV_1062-14_0_4_line_135 |  | 130 | 136 | 0.03678 | 0.125 | 0.08 | 261 | 0 | 0.364 | 1 | 1 | cs | TRUE
136 | LV_1062-14_0_4_line_136 |  | 131 | 132 | 0.01747 | 0.125 | 0.08 | 261 | 0 | 0.364 | 1 | 1 | cs | TRUE
137 | LV_1062-14_0_4_line_137 |  | 134 | 137 | 0.060352 | 0.125 | 0.08 | 261 | 0 | 0.364 | 1 | 1 | cs | TRUE
138 | LV_1062-14_0_4_line_138 |  | 137 | 138 | 0.024097 | 0.125 | 0.08 | 261 | 0 | 0.364 | 1 | 1 | cs | TRUE
139 | LV_1062-14_0_4_line_139 |  | 137 | 139 | 0.062353 | 0.125 | 0.08 | 261 | 0 | 0.364 | 1 | 1 | cs | TRUE

## trafo
| name | std_type | hv_bus | lv_bus | sn_mva | vn_hv_kv | vn_lv_kv | vk_percent | vkr_percent | pfe_kw | i0_percent | shift_degree | tap_side | tap_neutral | tap_min | tap_max | tap_step_percent | tap_step_degree | tap_pos | tap_phase_shifter | parallel | df | in_service
0 | LV_1062-14_0_4_trafo_80 | 0.63 MVA 20/0.4 kV | 141 | 96 | 0.63 | 20 | 0.4 | 6 | 1.206 | 1.65 | 0.2619 | 150 | hv | 0 | -2 | 2 | 2.5 | 0 | 0 | FALSE | 1 | 1 | TRUE

## line_geodata
| x0 | y0 | x1 | y1 | x2 | y2 | x3 | y3 | x4 | y4 | x5 | y5 | x6 | y6 | x7 | y7 | x8 | y8 | x9 | y9
0 | 2656876.9091 | 1209806.8023 | 2656874.6048 | 1209814.3639
1 | 2656876.5582 | 1209831.6583 | 2656873.4647 | 1209823.6796 | 2656874.2336 | 1209815.5821 | 2656874.6048 | 1209814.3639
2 | 2656876.9091 | 1209806.8023 | 2656875.5671 | 1209801.6753 | 2656872.8759 | 1209796.9469 | 2656871.0322 | 1209792.6045 | 2656870.7847 | 1209789.9204
3 | 2656886.8184 | 1209799.0588 | 2656876.9091 | 1209806.8023
4 | 2656876.5582 | 1209831.6583 | 2656869.215 | 1209834.9347
5 | 2656916.2106 | 1209814.9929 | 2656876.5582 | 1209831.6583
6 | 2656869.215 | 1209834.9347 | 2656859.0145 | 1209839.5069
7 | 2656869.215 | 1209834.9347 | 2656869.5874 | 1209837.3286 | 2656871.6426 | 1209850.5783
8 | 2656916.2106 | 1209814.9929 | 2656919.6149 | 1209813.8549
9 | 2656916.2106 | 1209814.9929 | 2656918.2148 | 1209820.8266 | 2656920.6174 | 1209823.9291 | 2656924.8844 | 1209826.0155 | 2656939.2179 | 1209830.9409
10 | 2656839.1473 | 1209848.412 | 2656859.0145 | 1209839.5069
11 | 2656928.705 | 1209810.8163 | 2656919.6149 | 1209813.8549
12 | 2656959.793 | 1209838.0111 | 2656939.2179 | 1209830.9409
13 | 2656812.558 | 1209856.5971 | 2656814.4764 | 1209859.4726 | 2656839.1473 | 1209848.412
14 | 2656839.1473 | 1209848.412 | 2656837.5283 | 1209843.627 | 2656837.5604 | 1209837.7934
15 | 2656968.9005 | 1209841.1407 | 2656959.793 | 1209838.0111
16 | 2656812.558 | 1209856.5971 | 2656797.5254 | 1209823.8296
17 | 2656837.6148 | 1209827.9076 | 2656837.5604 | 1209837.7934
18 | 2656968.9005 | 1209841.1407 | 2656977.6626 | 1209844.1516
19 | 2656837.6634 | 1209819.0803 | 2656837.6148 | 1209827.9076
20 | 2656797.5254 | 1209823.8296 | 2656788.5205 | 1209804.201
21 | 2656765.423 | 1209753.854 | 2656788.5205 | 1209804.201
22 | 2656961.4529 | 1209952.4622 | 2656953.9158 | 1209949.7887 | 2656933.5881 | 1209941.4936
23 | 2656975.7403 | 1209911.2516 | 2656974.8234 | 1209915.7345 | 2656961.4529 | 1209952.4622
24 | 2656961.298 | 1209962.3222 | 2656962.2589 | 1209957.9954 | 2656959.7748 | 1209957.0711 | 2656961.4529 | 1209952.4622
25 | 2656892.3015 | 1209923.032 | 2656895.7129 | 1209924.8187 | 2656913.6601 | 1209933.3616 | 2656933.5881 | 1209941.4936
26 | 2656975.7403 | 1209911.2516 | 2656983.0641 | 1209905.229 | 2656986.4266 | 1209903.3156 | 2656989.8667 | 1209894.8767 | 2656997.9262 | 1209872.3068 | 2656998.9427 | 1209869.2697
27 | 2656975.7403 | 1209911.2516 | 2656973.0022 | 1209909.0575 | 2656964.6772 | 1209906.1052
28 | 2656961.298 | 1209962.3222 | 2656998.4128 | 1209976.808
29 | 2656961.6701 | 1209972.6986 | 2656960.3922 | 1209966.4382 | 2656960.9563 | 1209963.8754 | 2656961.298 | 1209962.3222
30 | 2656961.6701 | 1209972.6986 | 2656977.5462 | 1209986.1277
31 | 2656961.6701 | 1209972.6986 | 2656954.8605 | 1209984.5852 | 2656950.967 | 1209987.194 | 2656946.4889 | 1209986.5398 | 2656944.1223 | 1209989.5644
32 | 2656857.2172 | 1209904.657 | 2656892.3015 | 1209923.032
33 | 2656800.5053 | 1209743.815 | 2656765.423 | 1209753.854
34 | 2656800.5053 | 1209743.815 | 2656828.3002 | 1209735.139
35 | 2656800.5053 | 1209743.815 | 2656803.7672 | 1209746.0918
36 | 2656834.6377 | 1209733.1608 | 2656828.3002 | 1209735.139
37 | 2656803.7672 | 1209746.0918 | 2656803.7672 | 1209746.0918 | 2656821.0263 | 1209749.5359
38 | 2656842.0154 | 1209730.8579 | 2656834.6377 | 1209733.1608
39 | 2656863.5033 | 1209747.8239 | 2656833.4771 | 1209749.4766 | 2656821.0263 | 1209749.5359 | 2656821.0263 | 1209749.5359
40 | 2656783.1266 | 1209651.1445 | 2656774.8945 | 1209649.9264 | 2656770.2003 | 1209651.1825 | 2656765.8435 | 1209656.9334 | 2656762.7479 | 1209667.5325 | 2656762.7977 | 1209682.264 | 2656762.8768 | 1209685.6559
41 | 2656793.7639 | 1209652.7186 | 2656783.1266 | 1209651.1445
42 | 2656842.0154 | 1209730.8579 | 2656858.2279 | 1209724.4974 | 2656866.0243 | 1209721.2049
43 | 2656837.5974 | 1209699.1413 | 2656842.0154 | 1209730.8579
44 | 2656819.1538 | 1209702.6075 | 2656815.2469 | 1209703.3418
45 | 2656837.5974 | 1209699.1413 | 2656819.1538 | 1209702.6075
46 | 2656793.7639 | 1209652.7186 | 2656821.3712 | 1209655.861 | 2656822.0092 | 1209655.8644
47 | 2656822.0092 | 1209655.8644 | 2656824.5913 | 1209655.878
48 | 2656863.5033 | 1209747.8239 | 2656865.6532 | 1209747.7056
49 | 2656886.3404 | 1209745.1547 | 2656870.8397 | 1209747.4201 | 2656865.6532 | 1209747.7056
50 | 2656886.3404 | 1209745.1547 | 2656894.1397 | 1209744.0149
51 | 2656879.3903 | 1209715.5603 | 2656866.0243 | 1209721.2049
52 | 2656837.5974 | 1209699.1413 | 2656854.7759 | 1209695.9109
53 | 2656837.5974 | 1209699.1413 | 2656838.57 | 1209679.7609
54 | 2656839.7646 | 1209655.9584 | 2656824.5913 | 1209655.878
55 | 2656934.6044 | 1210010.2906 | 2656943.8035 | 1209989.9718 | 2656944.1223 | 1209989.5644
56 | 2657004.2872 | 1209853.3006 | 2656998.9427 | 1209869.2697
57 | 2656960.405 | 1209904.5902 | 2656964.6772 | 1209906.1052
58 | 2656838.9747 | 1209671.6965 | 2656838.6459 | 1209678.2483
59 | 2656839.7646 | 1209655.9584 | 2656838.9747 | 1209671.6965
60 | 2656838.6459 | 1209678.2483 | 2656838.57 | 1209679.7609
61 | 2656839.7646 | 1209655.9584 | 2656850.9118 | 1209651.3759
62 | 2656876.7932 | 1209638.7674 | 2656860.6197 | 1209647.3852 | 2656850.9118 | 1209651.3759
63 | 2656879.3903 | 1209715.5603 | 2656892.1393 | 1209708.144 | 2656896.0417 | 1209705.0487
64 | 2656903.2315 | 1209699.3459 | 2656896.0417 | 1209705.0487
65 | 2656903.2315 | 1209699.3459 | 2656905.3662 | 1209697.6527 | 2656913.7824 | 1209686.2443
66 | 2657545.6272 | 1209542.5428 | 2657546.5007 | 1209542.7172
67 | 2657546.5007 | 1209542.7172 | 2657553.0485 | 1209544.025 | 2657573.5228 | 1209543.5666 | 2657589.2559 | 1209542.2005
68 | 2657545.6272 | 1209542.5428 | 2657542.1694 | 1209541.8522 | 2657531.6491 | 1209537.9484 | 2657519.6055 | 1209530.4168 | 2657511.5653 | 1209528.0045
69 | 2657589.2559 | 1209542.2005 | 2657826.1099 | 1209559.106
70 | 2657589.2559 | 1209542.2005 | 2657616.6157 | 1209371.4469
71 | 2657320.24 | 1209502.4934 | 2657511.5653 | 1209528.0045
72 | 2657404.4233 | 1209827.675 | 2657826.1099 | 1209559.106
73 | 2657616.6157 | 1209371.4469 | 2657618.0545 | 1209371.5266 | 2657624.959 | 1209368.9139 | 2657629.7697 | 1209364.2909 | 2657631.2078 | 1209355.4773 | 2657628.9522 | 1209348.9738 | 2657623.6793 | 1209344.7871 | 2657617.181 | 1209340.3202
74 | 2657320.24 | 1209502.4934 | 2657312.9852 | 1209502.0451
75 | 2657304.9769 | 1209501.0651 | 2657310.2325 | 1209501.8751 | 2657312.9852 | 1209502.0451
76 | 2657404.4233 | 1209827.675 | 2657387.6367 | 1209821.7767 | 2657379.2159 | 1209821.6957 | 2657376.7041 | 1209826.7969
77 | 2657264.0116 | 1209478.7066 | 2657274.2253 | 1209486.865 | 2657283.8533 | 1209492.6942 | 2657292.2604 | 1209497.4221 | 2657300.0771 | 1209500.31 | 2657304.9769 | 1209501.0651
78 | 2657264.0116 | 1209478.7066 | 2657261.1556 | 1209482.4592 | 2657260.7497 | 1209486.7356 | 2657265.6598 | 1209498.6343 | 2657276.0265 | 1209516.1998 | 2657276.5226 | 1209524.6985 | 2657276.1224 | 1209532.3326
79 | 2657264.0116 | 1209478.7066 | 2657252.9741 | 1209470.0511 | 2657243.6817 | 1209464.1029 | 2657219.5366 | 1209455.7553 | 2657203.4948 | 1209449.7424 | 2657178.7093 | 1209436.0413 | 2657165.0854 | 1209430.741 | 2657127.4514 | 1209421.2306 | 2657125.7981 | 1209420.7242
80 | 2657235.2475 | 1209551.73 | 2657249.4309 | 1209554.9234 | 2657254.5834 | 1209554.2391 | 2657265.3067 | 1209548.1049 | 2657270.741 | 1209543.3987 | 2657274.5917 | 1209538.177 | 2657276.1224 | 1209532.3326
81 | 2657089.255 | 1209409.5309 | 2657125.7981 | 1209420.7242
82 | 2657081.3007 | 1209404.8905 | 2657085.001 | 1209408.2279 | 2657089.255 | 1209409.5309
83 | 2657081.3007 | 1209404.8905 | 2657064.7459 | 1209407.197
84 | 2657081.3007 | 1209404.8905 | 2657130.4137 | 1209398.4342 | 2657142.7403 | 1209395.0573
85 | 2657064.7459 | 1209407.197 | 2657024.0023 | 1209412.8736
86 | 2657142.7403 | 1209395.0573 | 2657158.2543 | 1209390.8073 | 2657159.0895 | 1209390.4711
87 | 2656990.2073 | 1209735.0261 | 2657000.9774 | 1209734.501
88 | 2657007.6501 | 1209734.1756 | 2657000.9774 | 1209734.501
89 | 2656990.2073 | 1209735.0261 | 2656979.6148 | 1209735.5425
90 | 2657007.6501 | 1209734.1756 | 2657012.1221 | 1209733.9576
91 | 2656968.4397 | 1209736.4297 | 2656972.6189 | 1209735.8836 | 2656979.6148 | 1209735.5425
92 | 2657036.1793 | 1209741.2313 | 2657030.3804 | 1209738.8035 | 2657022.1567 | 1209734.7781 | 2657016.4736 | 1209733.7455 | 2657012.1221 | 1209733.9576
93 | 2656922.6595 | 1209760.4662 | 2656922.0238 | 1209754.59 | 2656922.5649 | 1209749.6588 | 2656925.2312 | 1209745.0482 | 2656928.8295 | 1209741.5359 | 2656933.6492 | 1209739.0693 | 2656938.1537 | 1209738.5675 | 2656949.3388 | 1209738.9189 | 2656965.8 | 1209736.7746 | 2656968.4397 | 1209736.4297
94 | 2657036.1793 | 1209741.2313 | 2657044.6207 | 1209744.7654 | 2657048.9691 | 1209746.1382
95 | 2656922.6595 | 1209760.4662 | 2656925.7755 | 1209770.8577 | 2656929.4293 | 1209776.6627 | 2656933.5494 | 1209780.5932 | 2656939.2541 | 1209784.1497 | 2656942.479 | 1209785.1433
96 | 2656922.6595 | 1209760.4662 | 2656930.3954 | 1209759.0502 | 2656939.0778 | 1209758.9329
97 | 2657069.0607 | 1209749.5179 | 2657065.0165 | 1209749.2519 | 2657054.9343 | 1209748.0214 | 2657048.9691 | 1209746.1382
98 | 2656942.479 | 1209785.1433 | 2656944.8774 | 1209785.8822 | 2656951.5536 | 1209786.3906 | 2656969.1184 | 1209785.6067
99 | 2656939.0778 | 1209758.9329 | 2656960.0667 | 1209758.6494
100 | 2657069.0607 | 1209749.5179 | 2657071.6179 | 1209749.6861
101 | 2656977.6553 | 1209789.8259 | 2656977.0099 | 1209788.6571 | 2656973.5189 | 1209786.5003 | 2656969.8185 | 1209785.5755 | 2656969.1184 | 1209785.6067
102 | 2656979.5838 | 1209799.288 | 2656979.3736 | 1209795.039 | 2656978.5714 | 1209791.4848 | 2656977.6553 | 1209789.8259
103 | 2656979.5838 | 1209799.288 | 2656997.331 | 1209797.9796
104 | 2657098.5694 | 1209752.175 | 2657094.1252 | 1209751.3899
105 | 2657098.5694 | 1209752.175 | 2657100.1626 | 1209752.4565 | 2657109.2986 | 1209754.0671 | 2657116.4534 | 1209754.5667
106 | 2657071.6179 | 1209749.6861 | 2657092.1117 | 1209751.0342 | 2657094.1252 | 1209751.3899
107 | 2657128.6275 | 1209755.4167 | 2657116.4534 | 1209754.5667
108 | 2657128.6275 | 1209755.4167 | 2657138.7146 | 1209756.1211
109 | 2657138.7146 | 1209756.1211 | 2657139.5601 | 1209756.1801 | 2657144.2642 | 1209755.4803 | 2657146.6021 | 1209754.2241 | 2657148.6047 | 1209752.2644
110 | 2657159.0895 | 1209390.4711 | 2657193.9281 | 1209376.4514 | 2657208.4884 | 1209372.0994 | 2657231.0386 | 1209370.0254 | 2657250.5299 | 1209370.4291
111 | 2657192.8537 | 1209834.7667 | 2657200.4694 | 1209836.6671 | 2657212.9056 | 1209837.32 | 2657228.5439 | 1209834.5683 | 2657231.5465 | 1209833.8693
112 | 2657192.8537 | 1209834.7667 | 2657166.4159 | 1209828.1692 | 2657161.5523 | 1209826.4149
113 | 2657259.0455 | 1209827.4676 | 2657259.0455 | 1209827.4676 | 2657231.5465 | 1209833.8693
114 | 2657127.0582 | 1209813.9728 | 2657161.5523 | 1209826.4149
115 | 2657304.5318 | 1209831.0729 | 2657279.9684 | 1209826.0897 | 2657259.0455 | 1209827.4676
116 | 2657026.3772 | 1209797.4003 | 2657044.0844 | 1209806.4194 | 2657057.2834 | 1209809.9698 | 2657072.101 | 1209810.3784 | 2657127.0582 | 1209813.9728
117 | 2657127.0582 | 1209813.9728 | 2657127.3694 | 1209807.672 | 2657125.6497 | 1209805.4876
118 | 2657304.5318 | 1209831.0729 | 2657310.4599 | 1209815.2981 | 2657311.7521 | 1209808.9623 | 2657310.5956 | 1209801.1687
119 | 2657304.5318 | 1209831.0729 | 2657325.3664 | 1209839.6781 | 2657338.5394 | 1209845.1189 | 2657381.3229 | 1209855.514 | 2657406.5518 | 1209861.6158
120 | 2657026.3772 | 1209797.4003 | 2657018.5122 | 1209796.4135
121 | 2657111.823 | 1209803.8793 | 2657125.6497 | 1209805.4876
122 | 2657406.5518 | 1209861.6158 | 2657404.7864 | 1209854.7169 | 2657380.9385 | 1209834.62 | 2657377.2784 | 1209831.105 | 2657376.7041 | 1209826.7969
123 | 2657011.4916 | 1209796.9357 | 2657018.5122 | 1209796.4135
124 | 2657111.823 | 1209803.8793 | 2657107.9444 | 1209803.4281 | 2657103.2183 | 1209802.7987
125 | 2657011.4916 | 1209796.9357 | 2656997.331 | 1209797.9796
126 | 2657011.4916 | 1209796.9357 | 2657011.8788 | 1209800.964 | 2657017.2665 | 1209810.6435 | 2657014.2634 | 1209824.2451 | 2657009.3596 | 1209838.4031
127 | 2657103.2183 | 1209802.7987 | 2657067.6825 | 1209798.0661
128 | 2657004.2872 | 1209853.3006 | 2656977.6626 | 1209844.1516
129 | 2657004.2872 | 1209853.3006 | 2657006.7753 | 1209845.8643 | 2657009.3596 | 1209838.4031
130 | 2656996.8443 | 1209416.6574 | 2657024.0023 | 1209412.8736
131 | 2656973.1782 | 1209337.3952 | 2656981.7689 | 1209354.7876 | 2656998.1287 | 1209388.8308 | 2656999.7794 | 1209396.6623 | 2656998.7482 | 1209408.3261 | 2656996.8443 | 1209416.6574
132 | 2656996.8443 | 1209416.6574 | 2656985.5012 | 1209418.3344
133 | 2656973.1782 | 1209337.3952 | 2656982.7908 | 1209328.1704 | 2656989.907 | 1209325.6479 | 2656998.903 | 1209326.0785 | 2657004.2334 | 1209327.289
134 | 2656973.1782 | 1209337.3952 | 2656932.9348 | 1209291.3728 | 2656920.3459 | 1209276.4633
135 | 2656985.5012 | 1209418.3344 | 2656949.117 | 1209423.7135
136 | 2657050.4225 | 1209795.3844 | 2657061.0844 | 1209797.1874 | 2657067.6825 | 1209798.0661
137 | 2657061.2675 | 1209337.7256 | 2657056.0417 | 1209341.2889 | 2657044.284 | 1209340.3204 | 2657020.3152 | 1209330.9414 | 2657004.2334 | 1209327.289
138 | 2657061.2675 | 1209337.7256 | 2657067.1597 | 1209337.604 | 2657084.4027 | 1209343.6392
139 | 2657061.2675 | 1209337.7256 | 2657061.1868 | 1209331.8546 | 2657058.3073 | 1209322.1658 | 2657046.6981 | 1209300.8977 | 2657041.6426 | 1209290.6099 | 2657033.2305 | 1209283.97

## bus_geodata
| x | y | coords
0 | 2656874.6048 | 1209814.3639
1 | 2656876.9091 | 1209806.8023
2 | 2656876.5582 | 1209831.6583
3 | 2656870.7847 | 1209789.9204
4 | 2656886.8184 | 1209799.0588
5 | 2656869.215 | 1209834.9347
6 | 2656916.2106 | 1209814.9929
7 | 2656859.0145 | 1209839.5069
8 | 2656871.6426 | 1209850.5783
9 | 2656919.6149 | 1209813.8549
10 | 2656939.2179 | 1209830.9409
11 | 2656839.1473 | 1209848.412
12 | 2656928.705 | 1209810.8163
13 | 2656959.793 | 1209838.0111
14 | 2656812.558 | 1209856.5971
15 | 2656837.5604 | 1209837.7934
16 | 2656968.9005 | 1209841.1407
17 | 2656837.6148 | 1209827.9076
18 | 2656837.6634 | 1209819.0803
19 | 2656797.5254 | 1209823.8296
20 | 2656788.5205 | 1209804.201
21 | 2656961.4529 | 1209952.4622
22 | 2656933.5881 | 1209941.4936
23 | 2656975.7403 | 1209911.2516
24 | 2656961.298 | 1209962.3222
25 | 2656998.4128 | 1209976.808
26 | 2656961.6701 | 1209972.6986
27 | 2656857.2172 | 1209904.657
28 | 2656892.3015 | 1209923.032
29 | 2656765.423 | 1209753.854
30 | 2656800.5053 | 1209743.815
31 | 2656828.3002 | 1209735.139
32 | 2656803.7672 | 1209746.0918
33 | 2656834.6377 | 1209733.1608
34 | 2656821.0263 | 1209749.5359
35 | 2656762.8768 | 1209685.6559
36 | 2656783.1266 | 1209651.1445
37 | 2656842.0154 | 1209730.8579
38 | 2656815.2469 | 1209703.3418
39 | 2656819.1538 | 1209702.6075
40 | 2656793.7639 | 1209652.7186
41 | 2656822.0092 | 1209655.8644
42 | 2656863.5033 | 1209747.8239
43 | 2656865.6532 | 1209747.7056
44 | 2656886.3404 | 1209745.1547
45 | 2656894.1397 | 1209744.0149
46 | 2656866.0243 | 1209721.2049
47 | 2656837.5974 | 1209699.1413
48 | 2656824.5913 | 1209655.878
49 | 2656944.1223 | 1209989.5644
50 | 2656934.6044 | 1210010.2906
51 | 2656977.5462 | 1209986.1277
52 | 2656998.9427 | 1209869.2697
53 | 2656964.6772 | 1209906.1052
54 | 2656838.9747 | 1209671.6965
55 | 2656838.6459 | 1209678.2483
56 | 2656839.7646 | 1209655.9584
57 | 2656838.57 | 1209679.7609
58 | 2656850.9118 | 1209651.3759
59 | 2656876.7932 | 1209638.7674
60 | 2656854.7759 | 1209695.9109
61 | 2656879.3903 | 1209715.5603
62 | 2656896.0417 | 1209705.0487
63 | 2656903.2315 | 1209699.3459
64 | 2657546.5007 | 1209542.7172
65 | 2657545.6272 | 1209542.5428
66 | 2657589.2559 | 1209542.2005
67 | 2657511.5653 | 1209528.0045
68 | 2657826.1099 | 1209559.106
69 | 2657616.6157 | 1209371.4469
70 | 2657320.24 | 1209502.4934
71 | 2657312.9852 | 1209502.0451
72 | 2657404.4233 | 1209827.675
73 | 2657617.181 | 1209340.3202
74 | 2657304.9769 | 1209501.0651
75 | 2657264.0116 | 1209478.7066
76 | 2657276.1224 | 1209532.3326
77 | 2657125.7981 | 1209420.7242
78 | 2657235.2475 | 1209551.73
79 | 2657089.255 | 1209409.5309
80 | 2657081.3007 | 1209404.8905
81 | 2657064.7459 | 1209407.197
82 | 2657142.7403 | 1209395.0573
83 | 2657000.9774 | 1209734.501
84 | 2656990.2073 | 1209735.0261
85 | 2657007.6501 | 1209734.1756
86 | 2656979.6148 | 1209735.5425
87 | 2657012.1221 | 1209733.9576
88 | 2656968.4397 | 1209736.4297
89 | 2657036.1793 | 1209741.2313
90 | 2656922.6595 | 1209760.4662
91 | 2657048.9691 | 1209746.1382
92 | 2656942.479 | 1209785.1433
93 | 2656939.0778 | 1209758.9329
94 | 2657069.0607 | 1209749.5179
95 | 2656960.0667 | 1209758.6494
96 | 2656969.1184 | 1209785.6067
97 | 2656977.6553 | 1209789.8259
98 | 2656979.5838 | 1209799.288
99 | 2657098.5694 | 1209752.175
100 | 2657094.1252 | 1209751.3899
101 | 2657116.4534 | 1209754.5667
102 | 2657071.6179 | 1209749.6861
103 | 2657128.6275 | 1209755.4167
104 | 2657138.7146 | 1209756.1211
105 | 2657148.6047 | 1209752.2644
106 | 2657250.5299 | 1209370.4291
107 | 2657159.0895 | 1209390.4711
108 | 2656913.7824 | 1209686.2443
109 | 2657192.8537 | 1209834.7667
110 | 2657231.5465 | 1209833.8693
111 | 2657161.5523 | 1209826.4149
112 | 2657259.0455 | 1209827.4676
113 | 2657127.0582 | 1209813.9728
114 | 2657304.5318 | 1209831.0729
115 | 2657026.3772 | 1209797.4003
116 | 2657125.6497 | 1209805.4876
117 | 2657310.5956 | 1209801.1687
118 | 2657406.5518 | 1209861.6158
119 | 2657018.5122 | 1209796.4135
120 | 2657111.823 | 1209803.8793
121 | 2657376.7041 | 1209826.7969
122 | 2657011.4916 | 1209796.9357
123 | 2657103.2183 | 1209802.7987
124 | 2656977.6626 | 1209844.1516
125 | 2657004.2872 | 1209853.3006
126 | 2657009.3596 | 1209838.4031
127 | 2657024.0023 | 1209412.8736
128 | 2656996.8443 | 1209416.6574
129 | 2656973.1782 | 1209337.3952
130 | 2656985.5012 | 1209418.3344
131 | 2657067.6825 | 1209798.0661
132 | 2657050.4225 | 1209795.3844
133 | 2656997.331 | 1209797.9796
134 | 2657004.2334 | 1209327.289
135 | 2656920.3459 | 1209276.4633
136 | 2656949.117 | 1209423.7135
137 | 2657061.2675 | 1209337.7256
138 | 2657084.4027 | 1209343.6392
139 | 2657033.2305 | 1209283.97
140 | 2656960.405 | 1209904.5902
141 | 2656979.5838 | 1209799.288

## line_std_types
| c_nf_per_km | r_ohm_per_km | x_ohm_per_km | max_i_ka | type | q_mm2 | alpha | voltage_rating
NAYY 4x50 SE | 210 | 0.642 | 0.083 | 0.142 | cs | 50 | 0.00403 | LV
NAYY 4x120 SE | 264 | 0.225 | 0.08 | 0.242 | cs | 120 | 0.00403 | LV
NAYY 4x150 SE | 261 | 0.208 | 0.08 | 0.27 | cs | 150 | 0.00403 | LV
NA2XS2Y 1x95 RM/25 12/20 kV | 216 | 0.313 | 0.132 | 0.252 | cs | 95 | 0.00403 | MV
NA2XS2Y 1x185 RM/25 12/20 kV | 273 | 0.161 | 0.117 | 0.362 | cs | 185 | 0.00403 | MV
NA2XS2Y 1x240 RM/25 12/20 kV | 304 | 0.122 | 0.112 | 0.421 | cs | 240 | 0.00403 | MV
NA2XS2Y 1x95 RM/25 6/10 kV | 315 | 0.313 | 0.123 | 0.249 | cs | 95 | 0.00403 | MV
NA2XS2Y 1x185 RM/25 6/10 kV | 406 | 0.161 | 0.11 | 0.358 | cs | 185 | 0.00403 | MV
NA2XS2Y 1x240 RM/25 6/10 kV | 456 | 0.122 | 0.105 | 0.416 | cs | 240 | 0.00403 | MV
NA2XS2Y 1x150 RM/25 12/20 kV | 250 | 0.206 | 0.116 | 0.319 | cs | 150 | 0.00403 | MV
NA2XS2Y 1x120 RM/25 12/20 kV | 230 | 0.253 | 0.119 | 0.283 | cs | 120 | 0.00403 | MV
NA2XS2Y 1x70 RM/25 12/20 kV | 190 | 0.443 | 0.132 | 0.22 | cs | 70 | 0.00403 | MV
NA2XS2Y 1x150 RM/25 6/10 kV | 360 | 0.206 | 0.11 | 0.315 | cs | 150 | 0.00403 | MV
NA2XS2Y 1x120 RM/25 6/10 kV | 340 | 0.253 | 0.113 | 0.28 | cs | 120 | 0.00403 | MV
NA2XS2Y 1x70 RM/25 6/10 kV | 280 | 0.443 | 0.123 | 0.217 | cs | 70 | 0.00403 | MV
N2XS(FL)2Y 1x120 RM/35 64/110 kV | 112 | 0.153 | 0.166 | 0.366 | cs | 120 | 0.00393 | HV
N2XS(FL)2Y 1x185 RM/35 64/110 kV | 125 | 0.099 | 0.156 | 0.457 | cs | 185 | 0.00393 | HV
N2XS(FL)2Y 1x240 RM/35 64/110 kV | 135 | 0.075 | 0.149 | 0.526 | cs | 240 | 0.00393 | HV
N2XS(FL)2Y 1x300 RM/35 64/110 kV | 144 | 0.06 | 0.144 | 0.588 | cs | 300 | 0.00393 | HV
15-AL1/3-ST1A 0.4 | 11 | 1.8769 | 0.35 | 0.105 | ol | 16 | 0.00403 | LV
24-AL1/4-ST1A 0.4 | 11.25 | 1.2012 | 0.335 | 0.14 | ol | 24 | 0.00403 | LV
48-AL1/8-ST1A 0.4 | 12.2 | 0.5939 | 0.3 | 0.21 | ol | 48 | 0.00403 | LV
94-AL1/15-ST1A 0.4 | 13.2 | 0.306 | 0.29 | 0.35 | ol | 94 | 0.00403 | LV
34-AL1/6-ST1A 10.0 | 9.7 | 0.8342 | 0.36 | 0.17 | ol | 34 | 0.00403 | MV
48-AL1/8-ST1A 10.0 | 10.1 | 0.5939 | 0.35 | 0.21 | ol | 48 | 0.00403 | MV
70-AL1/11-ST1A 10.0 | 10.4 | 0.4132 | 0.339 | 0.29 | ol | 70 | 0.00403 | MV
94-AL1/15-ST1A 10.0 | 10.75 | 0.306 | 0.33 | 0.35 | ol | 94 | 0.00403 | MV
122-AL1/20-ST1A 10.0 | 11.1 | 0.2376 | 0.323 | 0.41 | ol | 122 | 0.00403 | MV
149-AL1/24-ST1A 10.0 | 11.25 | 0.194 | 0.315 | 0.47 | ol | 149 | 0.00403 | MV
34-AL1/6-ST1A 20.0 | 9.15 | 0.8342 | 0.382 | 0.17 | ol | 34 | 0.00403 | MV
48-AL1/8-ST1A 20.0 | 9.5 | 0.5939 | 0.372 | 0.21 | ol | 48 | 0.00403 | MV
70-AL1/11-ST1A 20.0 | 9.7 | 0.4132 | 0.36 | 0.29 | ol | 70 | 0.00403 | MV
94-AL1/15-ST1A 20.0 | 10 | 0.306 | 0.35 | 0.35 | ol | 94 | 0.00403 | MV
122-AL1/20-ST1A 20.0 | 10.3 | 0.2376 | 0.344 | 0.41 | ol | 122 | 0.00403 | MV
149-AL1/24-ST1A 20.0 | 10.5 | 0.194 | 0.337 | 0.47 | ol | 149 | 0.00403 | MV
184-AL1/30-ST1A 20.0 | 10.75 | 0.1571 | 0.33 | 0.535 | ol | 184 | 0.00403 | MV
243-AL1/39-ST1A 20.0 | 11 | 0.1188 | 0.32 | 0.645 | ol | 243 | 0.00403 | MV
48-AL1/8-ST1A 110.0 | 8 | 0.5939 | 0.46 | 0.21 | ol | 48 | 0.00403 | HV
70-AL1/11-ST1A 110.0 | 8.4 | 0.4132 | 0.45 | 0.29 | ol | 70 | 0.00403 | HV
94-AL1/15-ST1A 110.0 | 8.65 | 0.306 | 0.44 | 0.35 | ol | 94 | 0.00403 | HV
122-AL1/20-ST1A 110.0 | 8.5 | 0.2376 | 0.43 | 0.41 | ol | 122 | 0.00403 | HV
149-AL1/24-ST1A 110.0 | 8.75 | 0.194 | 0.41 | 0.47 | ol | 149 | 0.00403 | HV
184-AL1/30-ST1A 110.0 | 8.8 | 0.1571 | 0.4 | 0.535 | ol | 184 | 0.00403 | HV
243-AL1/39-ST1A 110.0 | 9 | 0.1188 | 0.39 | 0.645 | ol | 243 | 0.00403 | HV
305-AL1/39-ST1A 110.0 | 9.2 | 0.0949 | 0.38 | 0.74 | ol | 305 | 0.00403 | HV
490-AL1/64-ST1A 110.0 | 9.75 | 0.059 | 0.37 | 0.96 | ol | 490 | 0.00403 | HV
679-AL1/86-ST1A 110.0 | 9.95 | 0.042 | 0.36 | 1.15 | ol | 679 | 0.00403 | HV
490-AL1/64-ST1A 220.0 | 10 | 0.059 | 0.285 | 0.96 | ol | 490 | 0.00403 | HV
679-AL1/86-ST1A 220.0 | 11.7 | 0.042 | 0.275 | 1.15 | ol | 679 | 0.00403 | HV
490-AL1/64-ST1A 380.0 | 11 | 0.059 | 0.253 | 0.96 | ol | 490 | 0.00403 | HV
679-AL1/86-ST1A 380.0 | 14.6 | 0.042 | 0.25 | 1.15 | ol | 679 | 0.00403 | HV

## trafo_std_types
| i0_percent | pfe_kw | vkr_percent | sn_mva | vn_lv_kv | vn_hv_kv | vk_percent | shift_degree | vector_group | tap_side | tap_neutral | tap_min | tap_max | tap_step_degree | tap_step_percent | tap_phase_shifter
160 MVA 380/110 kV | 0.06 | 60 | 0.25 | 160 | 110 | 380 | 12.2 | 0 | Yy0 | hv | 0 | -9 | 9 | 0 | 1.5 | FALSE
100 MVA 220/110 kV | 0.06 | 55 | 0.26 | 100 | 110 | 220 | 12 | 0 | Yy0 | hv | 0 | -9 | 9 | 0 | 1.5 | FALSE
63 MVA 110/20 kV | 0.04 | 22 | 0.32 | 63 | 20 | 110 | 18 | 150 | YNd5 | hv | 0 | -9 | 9 | 0 | 1.5 | FALSE
40 MVA 110/20 kV | 0.05 | 18 | 0.34 | 40 | 20 | 110 | 16.2 | 150 | YNd5 | hv | 0 | -9 | 9 | 0 | 1.5 | FALSE
25 MVA 110/20 kV | 0.07 | 14 | 0.41 | 25 | 20 | 110 | 12 | 150 | YNd5 | hv | 0 | -9 | 9 | 0 | 1.5 | FALSE
63 MVA 110/10 kV | 0.04 | 22 | 0.32 | 63 | 10 | 110 | 18 | 150 | YNd5 | hv | 0 | -9 | 9 | 0 | 1.5 | FALSE
40 MVA 110/10 kV | 0.05 | 18 | 0.34 | 40 | 10 | 110 | 16.2 | 150 | YNd5 | hv | 0 | -9 | 9 | 0 | 1.5 | FALSE
25 MVA 110/10 kV | 0.07 | 14 | 0.41 | 25 | 10 | 110 | 12 | 150 | YNd5 | hv | 0 | -9 | 9 | 0 | 1.5 | FALSE
0.25 MVA 20/0.4 kV | 0.32 | 0.8 | 1.44 | 0.25 | 0.4 | 20 | 6 | 150 | Yzn5 | hv | 0 | -2 | 2 | 0 | 2.5 | FALSE
0.4 MVA 20/0.4 kV | 0.3375 | 1.35 | 1.425 | 0.4 | 0.4 | 20 | 6 | 150 | Dyn5 | hv | 0 | -2 | 2 | 0 | 2.5 | FALSE
0.63 MVA 20/0.4 kV | 0.2619 | 1.65 | 1.206 | 0.63 | 0.4 | 20 | 6 | 150 | Dyn5 | hv | 0 | -2 | 2 | 0 | 2.5 | FALSE
0.25 MVA 10/0.4 kV | 0.24 | 0.6 | 1.2 | 0.25 | 0.4 | 10 | 4 | 150 | Dyn5 | hv | 0 | -2 | 2 | 0 | 2.5 | FALSE
0.4 MVA 10/0.4 kV | 0.2375 | 0.95 | 1.325 | 0.4 | 0.4 | 10 | 4 | 150 | Dyn5 | hv | 0 | -2 | 2 | 0 | 2.5 | FALSE
0.63 MVA 10/0.4 kV | 0.1873 | 1.18 | 1.0794 | 0.63 | 0.4 | 10 | 4 | 150 | Dyn5 | hv | 0 | -2 | 2 | 0 | 2.5 | FALSE

## trafo3w_std_types
| sn_hv_mva | sn_mv_mva | sn_lv_mva | vn_hv_kv | vn_mv_kv | vn_lv_kv | vk_hv_percent | vk_mv_percent | vk_lv_percent | vkr_hv_percent | vkr_mv_percent | vkr_lv_percent | pfe_kw | i0_percent | shift_mv_degree | shift_lv_degree | vector_group | tap_side | tap_neutral | tap_min | tap_max | tap_step_percent
63/25/38 MVA 110/20/10 kV | 63 | 25 | 38 | 110 | 20 | 10 | 10.4 | 10.4 | 10.4 | 0.28 | 0.32 | 0.35 | 35 | 0.89 | 0 | 0 | YN0yn0yn0 | hv | 0 | -10 | 10 | 1.2
63/25/38 MVA 110/10/10 kV | 63 | 25 | 38 | 110 | 10 | 10 | 10.4 | 10.4 | 10.4 | 0.28 | 0.32 | 0.35 | 35 | 0.89 | 0 | 0 | YN0yn0yn0 | hv | 0 | -10 | 10 | 1.2

## fuse_std_types
| fuse_type | i_rated_a | t_avg | t_min | t_total | x_avg | x_min | x_total
HV 100A | HV 100A | 100 | 0 | [10.0, 3.64, 0.854, 0.281, 0.1, 0.0531, 0.022, 0.01] | [10.0, 4.267, 1.21, 0.403, 0.1, 0.058, 0.022, 0.01] | 0 | [300.0, 350.0, 450.0, 550.0, 700.0, 850.0, 1200.0, 1752.0] | [600.0, 700.0, 900.0, 1150.0, 1665.0, 2000.0, 3000.0, 4313.0]
HV 10A | HV 10A | 10 | 0 | [10.0, 1675.0, 0.344, 0.156, 0.1, 0.0417, 0.0171, 0.01] | [10.0, 1.3, 0.3, 0.155, 0.1, 0.0555, 0.023, 0.01] | 0 | [30.0, 32.0, 35.0, 37.0, 39.0, 50.0, 70.0, 88.0] | [60.0, 70.0, 80.0, 87.0, 94.0, 110.0, 150.0, 216.0]
HV 125A | HV 125A | 125 | 0 | [10.0, 1.82, 0.344, 0.1, 0.0467, 0.0269, 0.01] | [10.0, 2.478, 0.426, 0.1, 0.0427, 0.0211, 0.01] | 0 | [375.0, 500.0, 700.0, 925.0, 1200.0, 1500.0, 2341.0] | [750.0, 1000.0, 1500.0, 2200.0, 3000.0, 4000.0, 5765.0]
HV 160A | HV 160A | 160 | 0 | [10.0, 4.15, 1.03, 0.198, 0.1, 0.051, 0.0172, 0.01] | [10.0, 2.3, 0.734, 0.274, 0.1, 0.046, 0.0177, 0.01] | 0 | [480.0, 550.0, 700.0, 1000.0, 1260.0, 1600.0, 2500.0, 3227.0] | [960.0, 1300.0, 1700.0, 2200.0, 2996.0, 4000.0, 6000.0, 7946.0]
HV 16A | HV 16A | 16 | 0 | [10.0, 0.352, 0.164, 0.1, 0.0649, 0.0342, 0.01] | [10.0, 2.34, 0.722, 0.181, 0.1, 0.055, 0.0296, 0.01] | 0 | [48.0, 60.0, 65.0, 71.0, 80.0, 100.0, 162.0] | [96.0, 110.0, 125.0, 150.0, 168.0, 200.0, 250.0, 398.0]
HV 200A | HV 200A | 200 | 0 | [10.0, 4.267, 1.21, 0.403, 0.1, 0.058, 0.022, 0.01] | [10.0, 3.73, 1.654, 0.328, 0.1, 0.0531, 0.019, 0.01] | 0 | [600.0, 700.0, 900.0, 1150.0, 1665.0, 2000.0, 3000.0, 4313.0] | [1200.0, 1500.0, 1800.0, 2700.0, 3960.0, 5000.0, 7500.0, 10620.0]
HV 20A | HV 20A | 20 | 0 | [10.0, 1.3, 0.3, 0.155, 0.1, 0.0555, 0.023, 0.01] | [10.0, 1.3, 0.161, 0.1, 0.0611, 0.0399, 0.0141, 0.01] | 0 | [60.0, 70.0, 80.0, 87.0, 94.0, 110.0, 150.0, 216.0] | [120.0, 150.0, 200.0, 223.0, 260.0, 300.0, 450.0, 532.0]
HV 25A | HV 25A | 25 | 0 | [10.0, 2.512, 0.833, 0.299, 0.1, 0.0372, 0.0223, 0.01] | [10.0, 3.125, 0.597, 0.198, 0.1, 0.0378, 0.022, 0.01] | 0 | [75.0, 82.0, 90.0, 100.0, 124.0, 170.0, 200.0, 289.0] | [150.0, 170.0, 210.0, 250.0, 294.0, 400.0, 500.0, 711.0]
HV 31.5A | HV 31.5A | 31.5 | 0 | [10.0, 2.34, 0.722, 0.181, 0.1, 0.055, 0.0296, 0.01] | [10.0, 2.84, 0.368, 0.164, 0.1, 0.0621, 0.0378, 0.0195, 0.01] | 0 | [95.0, 110.0, 125.0, 150.0, 165.0, 200.0, 250.0, 390.0] | [189.0, 220.0, 300.0, 350.0, 393.0, 450.0, 530.0, 700.0, 960.0]
HV 40A | HV 40A | 40 | 0 | [10.0, 1.3, 0.161, 0.1, 0.0611, 0.0399, 0.0141, 0.01] | [10.0, 2.05, 0.369, 0.198, 0.1, 0.051, 0.0298, 0.01] | 0 | [120.0, 150.0, 200.0, 223.0, 260.0, 300.0, 450.0, 532.0] | [240.0, 300.0, 400.0, 450.0, 530.0, 650.0, 800.0, 1311.0]
HV 50A | HV 50A | 50 | 0 | [10.0, 3.215, 0.597, 0.198, 0.1, 0.0378, 0.022, 0.01] | [10.0, 3.64, 0.854, 0.281, 0.1, 0.0531, 0.022, 0.01] | 0 | [150.0, 170.0, 210.0, 250.0, 294.0, 400.0, 500.0, 711.0] | [300.0, 350.0, 450.0, 550.0, 700.0, 850.0, 1200.0, 1752.0]
HV 6.3A | HV 6.3A | 6.3 | 0 | [10.0, 1.39, 0.344, 0.168, 0.1, 0.056, 0.0263, 0.01] | [10.0, 1.711, 0.516, 0.198, 0.1, 0.0634, 0.0303, 0.01] | 0 | [19.0, 19.5, 20.4, 20.8, 22.0, 25.0, 32.0, 48.0] | [38.0, 40.0, 43.0, 48.0, 53.0, 60.0, 75.0, 118.0]
HV 63A | HV 63A | 63 | 0 | [10.0, 2.84, 0.368, 0.164, 0.1, 0.0621, 0.0378, 0.0195, 0.01] | [10.0, 1.82, 0.344, 0.1, 0.0467, 0.0269, 0.01] | 0 | [189.0, 220.0, 300.0, 350.0, 393.0, 450.0, 530.0, 700.0, 961.0] | [378.0, 500.0, 700.0, 934.0, 1200.0, 1500.0, 2366.0]
HV 80A | HV 80A | 80 | 0 | [10.0, 2.05, 0.369, 0.198, 0.1, 0.051, 0.0298, 0.01] | [10.0, 4.15, 1.03, 0.198, 0.1, 0.051, 0.0172, 0.01] | 0 | [240.0, 300.0, 400.0, 450.0, 530.0, 650.0, 800.0, 1311.0] | [480.0, 550.0, 700.0, 1000.0, 1260.0, 1600.0, 2500.0, 3227.0]
Siemens NH-1-100 | Siemens NH-1-100 | 100 | [5400.0, 2000.0, 400.0, 20.0, 1.0, 0.2, 0.012, 0.004] | 0 | 0 | [150.0, 190.0, 250.0, 430.0, 900.0, 1250.0, 2700.0, 3600.0] | 0 | 0
Siemens NH-1-125 | Siemens NH-1-125 | 125 | [4800.0, 120.0, 7.0, 0.1, 0.004] | 0 | 0 | [180.0, 400.0, 740.0, 2000.0, 4250.0] | 0 | 0
Siemens NH-1-16 | Siemens NH-1-16 | 16 | [4000.0, 400.0, 2.0, 0.1, 0.04, 0.01] | 0 | 0 | [26.0, 35.0, 75.0, 150.0, 200.0, 300.0] | 0 | 0
Siemens NH-1-160 | Siemens NH-1-160 | 160 | [4800.0, 120.0, 7.0, 0.1, 0.004] | 0 | 0 | [210.0, 500.0, 900.0, 2300.0, 5000.0] | 0 | 0
Siemens NH-1-25 | Siemens NH-1-25 | 25 | [4000.0, 1000.0, 10.0, 0.2, 0.02, 0.01] | 0 | 0 | [40.0, 50.0, 100.0, 210.0, 400.0, 500.0] | 0 | 0
Siemens NH-1-50 | Siemens NH-1-50 | 50 | [4000.0, 40.0, 4.0, 1.0, 0.02, 0.01] | 0 | 0 | [86.0, 200.0, 300.0, 400.0, 1000.0, 1280.0] | 0 | 0
Siemens NH-1-63 | Siemens NH-1-63 | 63 | [4000.0, 100.0, 10.0, 2.0, 0.04, 0.01] | 0 | 0 | [100.0, 200.0, 300.0, 400.0, 1000.0, 1500.0] | 0 | 0
Siemens NH-1-80 | Siemens NH-1-80 | 80 | [4800.0, 120.0, 7.0, 0.1, 0.01] | 0 | 0 | [150.58, 250.0, 450.0, 1150.0, 2470.0] | 0 | 0
Siemens NH-2-1000 | Siemens NH-2-1000 | 1000 | [4800.0, 120.0, 7.0, 0.1, 0.004] | 0 | 0 | [1900.0, 3500.0, 8400.0, 24000.0, 52000.0] | 0 | 0
Siemens NH-2-200 | Siemens NH-2-200 | 200 | [4800.0, 120.0, 7.0, 0.1, 0.004] | 0 | 0 | [280.0, 650.0, 1200.0, 3000.0, 7000.0] | 0 | 0
Siemens NH-2-224 | Siemens NH-2-224 | 224 | [4800.0, 120.0, 7.0, 0.2, 0.04, 0.004] | 0 | 0 | [400.0, 750.0, 1453.0, 3025.0, 4315.0, 7600.0] | 0 | 0
Siemens NH-2-250 | Siemens NH-2-250 | 250 | [4800.0, 120.0, 7.0, 0.1, 0.004] | 0 | 0 | [450.0, 800.0, 1650.0, 4000.0, 8500.0] | 0 | 0
Siemens NH-2-315 | Siemens NH-2-315 | 315 | [4800.0, 120.0, 7.0, 0.1, 0.004] | 0 | 0 | [550.0, 920.0, 1900.0, 5000.0, 11000.0] | 0 | 0
Siemens NH-2-355 | Siemens NH-2-355 | 355 | [4800.0, 120.0, 6.0, 0.1, 0.004] | 0 | 0 | [650.0, 1116.27, 2350.0, 5840.0, 12790.0] | 0 | 0
Siemens NH-2-400 | Siemens NH-2-400 | 400 | [4800.0, 120.0, 7.0, 0.1, 0.004] | 0 | 0 | [720.0, 1350.0, 2800.0, 6500.0, 15000.0] | 0 | 0
Siemens NH-2-425 | Siemens NH-2-425 | 425 | [4800.0, 120.0, 7.0, 0.1, 0.004] | 0 | 0 | [850.0, 1500.0, 3050.0, 7500.0, 16500.0] | 0 | 0
Siemens NH-2-630 | Siemens NH-2-630 | 630 | [4800.0, 120.0, 7.0, 0.1, 0.004] | 0 | 0 | [1200.0, 2000.0, 4800.0, 12000.0, 26000.0] | 0 | 0

## res_bus
| vm_pu | va_degree | p_mw | q_mvar
0 | 0.9846 | -0.29465 | 0.0034883 | 0.00087425
1 | 0.98447 | -0.29723 | 0 | 0
2 | 0.98496 | -0.28767 | 0 | 0
3 | 0.98429 | -0.30071 | 0.010663 | 0.0026725
4 | 0.98438 | -0.29891 | 0.0074672 | 0.0018715
5 | 0.98467 | -0.29322 | 0 | 0
6 | 0.98678 | -0.25248 | 0 | 0
7 | 0.9843 | -0.30048 | 0.0022552 | 0.0005652
8 | 0.98457 | -0.29528 | 0.0072177 | 0.0018089
9 | 0.98676 | -0.25275 | 0.0022032 | 0.00055219
10 | 0.98809 | -0.2272 | 0.0031103 | 0.00077952
11 | 0.98358 | -0.31435 | 0 | 0
12 | 0.98675 | -0.25309 | 0.0019937 | 0.00049968
13 | 0.98906 | -0.20851 | 0.0025993 | 0.00065145
14 | 0.98273 | -0.33096 | 0 | 0
15 | 0.98343 | -0.31738 | 0.0034448 | 0.00086336
16 | 0.9895 | -0.2001 | 0.0043345 | 0.0010863
17 | 0.98332 | -0.31951 | 0.0018788 | 0.00047088
18 | 0.98324 | -0.32112 | 0.010114 | 0.0025348
19 | 0.98171 | -0.35065 | 0.0030486 | 0.00076404
20 | 0.98113 | -0.36206 | 0.0039227 | 0.00098312
21 | 0.98497 | -0.28827 | 0 | 0
22 | 0.98422 | -0.30289 | 0.0099553 | 0.002495
23 | 0.98702 | -0.24832 | 0 | 0
24 | 0.9847 | -0.29343 | 0 | 0
25 | 0.98462 | -0.29498 | 0.002168 | 0.00054336
26 | 0.98449 | -0.29757 | 0 | 0
27 | 0.98324 | -0.32204 | 0.0072176 | 0.0018089
28 | 0.9835 | -0.31689 | 0.0099598 | 0.0024962
29 | 0.97897 | -0.40412 | 0 | 0
30 | 0.97756 | -0.43185 | 0 | 0
31 | 0.9761 | -0.46043 | 0.0035362 | 0.00088625
32 | 0.97744 | -0.43402 | 0.0034857 | 0.00087361
33 | 0.97579 | -0.46653 | 0.0054439 | 0.0013644
34 | 0.97701 | -0.44253 | 0.0042101 | 0.0010551
35 | 0.97316 | -0.51844 | 0.0035656 | 0.00089362
36 | 0.97332 | -0.51519 | 0.0016971 | 0.00042532
37 | 0.97547 | -0.47286 | 0 | 0
38 | 0.97443 | -0.49336 | 0.0022875 | 0.0005733
39 | 0.97444 | -0.4932 | 0.0027327 | 0.00068488
40 | 0.97337 | -0.51414 | 0 | 0
41 | 0.97351 | -0.51139 | 0.0025207 | 0.00063176
42 | 0.97613 | -0.45982 | 0.0039868 | 0.00099919
43 | 0.9761 | -0.46054 | 0.0096262 | 0.0024125
44 | 0.97593 | -0.46384 | 0.0033677 | 0.00084403
45 | 0.97589 | -0.4646 | 0.0052715 | 0.0013212
46 | 0.97515 | -0.47905 | 0.0045545 | 0.0011415
47 | 0.97452 | -0.49147 | 0 | 0
48 | 0.97353 | -0.51102 | 0.0023823 | 0.00059706
49 | 0.98406 | -0.30591 | 0.010813 | 0.0027099
50 | 0.98393 | -0.30859 | 0.0065117 | 0.001632
51 | 0.98441 | -0.29923 | 0.00442 | 0.0011077
52 | 0.99016 | -0.1876 | 0.0033226 | 0.00083271
53 | 0.98682 | -0.25219 | 0.00877 | 0.002198
54 | 0.97393 | -0.50315 | 0.0022749 | 0.00057014
55 | 0.97405 | -0.50078 | 0.0023524 | 0.00058956
56 | 0.97368 | -0.50819 | 0 | 0
57 | 0.97408 | -0.50017 | 0.0023982 | 0.00060105
58 | 0.97359 | -0.50979 | 0.0022982 | 0.00057598
59 | 0.97346 | -0.51239 | 0.0049193 | 0.0012329
60 | 0.97449 | -0.49219 | 0.0022543 | 0.00056499
61 | 0.97504 | -0.48131 | 0 | 0
62 | 0.97488 | -0.48439 | 0.0029426 | 0.00073747
63 | 0.97484 | -0.48532 | 0.0025462 | 0.00063814
64 | 0.98003 | -0.38428 | 0.0027091 | 0.00067896
65 | 0.98002 | -0.38456 | 0.0013188 | 0.00033052
66 | 0.98082 | -0.36882 | 0.00033743 | 8.4567e-05
67 | 0.97947 | -0.39528 | 0.0012768 | 0.00032
68 | 0.98552 | -0.27739 | 0.00022674 | 5.6826e-05
69 | 0.98064 | -0.37245 | 0.00027998 | 7.017e-05
70 | 0.97686 | -0.44642 | 0.00058441 | 0.00014647
71 | 0.97677 | -0.44827 | 0.00022282 | 5.5843e-05
72 | 0.99052 | -0.18098 | 0.002617 | 0.00065588
73 | 0.9806 | -0.37317 | 0.00087332 | 0.00021887
74 | 0.97667 | -0.45029 | 0.00022249 | 5.5762e-05
75 | 0.97607 | -0.46197 | 0 | 0
76 | 0.97584 | -0.46666 | 0.0018052 | 0.00045243
77 | 0.97479 | -0.48721 | 0.0002987 | 7.4861e-05
78 | 0.97571 | -0.46911 | 0.0025817 | 0.00064703
79 | 0.97448 | -0.49339 | 0.00063013 | 0.00015792
80 | 0.97441 | -0.49481 | 0 | 0
81 | 0.97432 | -0.49658 | 0.00046528 | 0.00011661
82 | 0.97427 | -0.49756 | 0.00042903 | 0.00010752
83 | 0.99505 | -0.095159 | 0.002782 | 0.00069723
84 | 0.99532 | -0.089832 | 0.0017933 | 0.00044943
85 | 0.99489 | -0.098133 | 0.0022026 | 0.00055202
86 | 0.99561 | -0.084261 | 0.0022792 | 0.00057123
87 | 0.9948 | -0.099953 | 0.0019494 | 0.00048855
88 | 0.99594 | -0.077922 | 0.0017068 | 0.00042777
89 | 0.99431 | -0.10948 | 0.0027575 | 0.0006911
90 | 0.99784 | -0.041335 | 0 | 0
91 | 0.99408 | -0.11392 | 0.0025497 | 0.00063901
92 | 0.99901 | -0.018952 | 0.002335 | 0.0005852
93 | 0.99778 | -0.042599 | 0.0021177 | 0.00053076
94 | 0.99378 | -0.11964 | 0.0024049 | 0.00060272
95 | 0.99773 | -0.043423 | 0.0022431 | 0.00056218
96 | 1 | 0 | -0.33322 | -0.084897
97 | 0.99912 | -0.016577 | 0.0018822 | 0.00047172
98 | 0.99826 | -0.032806 | 0 | 0
99 | 0.99349 | -0.12529 | 0.002464 | 0.00061754
100 | 0.99352 | -0.1246 | 0.0021818 | 0.0005468
101 | 0.99338 | -0.1273 | 0.001163 | 0.00029147
102 | 0.99375 | -0.12024 | 0.0024984 | 0.00062616
103 | 0.99333 | -0.1284 | 0.0023707 | 0.00059415
104 | 0.9933 | -0.12889 | 0.0011498 | 0.00028816
105 | 0.99329 | -0.1292 | 0.0015918 | 0.00039895
106 | 0.97418 | -0.49937 | 0.00068295 | 0.00017116
107 | 0.97424 | -0.49817 | 0.0012851 | 0.00032208
108 | 0.97479 | -0.48626 | 0.0030108 | 0.00075457
109 | 0.99291 | -0.13511 | 0.0063699 | 0.0015965
110 | 0.99256 | -0.14174 | 0.0013032 | 0.00032661
111 | 0.99326 | -0.12841 | 0.0043403 | 0.0010878
112 | 0.99232 | -0.1463 | 0.0011152 | 0.0002795
113 | 0.9937 | -0.11991 | 0 | 0
114 | 0.99195 | -0.15343 | 0 | 0
115 | 0.99524 | -0.090266 | 0 | 0
116 | 0.99362 | -0.12144 | 0.0024038 | 0.00060244
117 | 0.99192 | -0.15402 | 0.0010515 | 0.00026353
118 | 0.99113 | -0.16929 | 0 | 0
119 | 0.99536 | -0.087992 | 0.0025232 | 0.00063237
120 | 0.99353 | -0.12319 | 0.0010481 | 0.00026269
121 | 0.99076 | -0.1764 | 0.00094271 | 0.00023627
122 | 0.99547 | -0.085868 | 0.0025232 | 0.00063237
123 | 0.99348 | -0.12411 | 0.0010482 | 0.00026271
124 | 0.98993 | -0.19178 | 0.0026309 | 0.00065937
125 | 0.99127 | -0.16609 | 0 | 0
126 | 0.99237 | -0.14509 | 0.002639 | 0.00066139
127 | 0.97412 | -0.5006 | 0.00025312 | 6.3438e-05
128 | 0.97399 | -0.50315 | 0 | 0
129 | 0.97364 | -0.51011 | 0 | 0
130 | 0.97398 | -0.50328 | 0.0002017 | 5.055e-05
131 | 0.99332 | -0.12729 | 0.0026362 | 0.0006607
132 | 0.99328 | -0.12803 | 0.0023799 | 0.00059645
133 | 0.99671 | -0.06237 | 0.0018831 | 0.00047196
134 | 0.9735 | -0.51278 | 0.00085014 | 0.00021306
135 | 0.97361 | -0.51058 | 0.00031639 | 7.9294e-05
136 | 0.97397 | -0.50356 | 0.00041664 | 0.00010442
137 | 0.97332 | -0.51641 | 0 | 0
138 | 0.97331 | -0.51659 | 0.00040259 | 0.0001009
139 | 0.97315 | -0.51969 | 0.0028576 | 0.00071619
140 | 0.98678 | -0.2529 | 0.008769 | 0.0021977
141 | 0.99998 | 149.9956 | 0 | 0

## res_line
| p_from_mw | q_from_mvar | p_to_mw | q_to_mvar | pl_mw | ql_mvar | i_from_ka | i_to_ka | i_ka | vm_from_pu | va_from_degree | vm_to_pu | va_to_degree | loading_percent
0 | 0.018135 | 0.0045464 | -0.018133 | -0.0045451 | 2.2268e-06 | 1.3246e-06 | 0.027408 | 0.027408 | 0.027408 | 0.9846 | -0.29465 | 0.98447 | -0.29723 | 7.5296
1 | -0.021623 | -0.0054206 | 0.021631 | 0.005425 | 7.1946e-06 | 4.376e-06 | 0.03268 | 0.03268 | 0.03268 | 0.9846 | -0.29465 | 0.98496 | -0.28767 | 8.9779
2 | 0.010665 | 0.0026734 | -0.010663 | -0.0026725 | 1.7691e-06 | 9.0142e-07 | 0.01612 | 0.01612 | 0.01612 | 0.98447 | -0.29723 | 0.98429 | -0.30071 | 4.4287
3 | 0.0074678 | 0.0018717 | -0.0074672 | -0.0018715 | 5.9985e-07 | 2.2428e-07 | 0.011287 | 0.011288 | 0.011288 | 0.98447 | -0.29723 | 0.98438 | -0.29891 | 3.101
4 | 0.11637 | 0.029473 | -0.11634 | -0.029454 | 3.1032e-05 | 1.9554e-05 | 0.17592 | 0.17592 | 0.17592 | 0.98496 | -0.28767 | 0.98467 | -0.29322 | 16.1097
5 | -0.138 | -0.034898 | 0.13824 | 0.035046 | 0.00023338 | 0.00014772 | 0.2086 | 0.2086 | 0.2086 | 0.98496 | -0.28767 | 0.98678 | -0.25248 | 19.1024
6 | 0.10912 | 0.027644 | -0.10908 | -0.02762 | 3.8046e-05 | 2.3923e-05 | 0.16501 | 0.16501 | 0.16501 | 0.98467 | -0.29322 | 0.9843 | -0.30048 | 15.1108
7 | 0.0072184 | 0.0018092 | -0.0072177 | -0.0018089 | 7.064e-07 | 2.5074e-07 | 0.010908 | 0.010908 | 0.010908 | 0.98467 | -0.29322 | 0.98457 | -0.29528 | 2.9968
8 | 0.0041971 | 0.0010518 | -0.004197 | -0.0010518 | 5.3916e-08 | -1.1347e-08 | 0.006329 | 0.006329 | 0.006329 | 0.98678 | -0.25248 | 0.98676 | -0.25275 | 1.7387
9 | -0.14243 | -0.036098 | 0.14261 | 0.036207 | 0.00017321 | 0.00010971 | 0.21493 | 0.21493 | 0.21493 | 0.98678 | -0.25248 | 0.98809 | -0.2272 | 19.6819
10 | 0.10683 | 0.027055 | -0.10676 | -0.027011 | 7.1071e-05 | 4.4656e-05 | 0.1616 | 0.1616 | 0.1616 | 0.9843 | -0.30048 | 0.98358 | -0.31435 | 14.7987
11 | 0.0019938 | 0.00049958 | -0.0019937 | -0.00049968 | 3.2489e-08 | -1.0164e-07 | 0.0030065 | 0.0030066 | 0.0030066 | 0.98676 | -0.25275 | 0.98675 | -0.25309 | 0.82598
12 | -0.14572 | -0.036987 | 0.14585 | 0.03707 | 0.00013116 | 8.3103e-05 | 0.21961 | 0.21961 | 0.21961 | 0.98809 | -0.2272 | 0.98906 | -0.20851 | 20.1108
13 | 0.091317 | 0.023139 | -0.091244 | -0.023094 | 7.2842e-05 | 4.5459e-05 | 0.13824 | 0.13824 | 0.13824 | 0.98358 | -0.31435 | 0.98273 | -0.33096 | 12.6593
14 | 0.015442 | 0.0038714 | -0.01544 | -0.0038701 | 2.2278e-06 | 1.2877e-06 | 0.023362 | 0.023362 | 0.023362 | 0.98358 | -0.31435 | 0.98343 | -0.31738 | 6.4181
15 | -0.14845 | -0.037721 | 0.14851 | 0.037759 | 6.0142e-05 | 3.812e-05 | 0.22352 | 0.22352 | 0.22352 | 0.98906 | -0.20851 | 0.9895 | -0.2001 | 20.4689
16 | 0.091244 | 0.023094 | -0.091158 | -0.02304 | 8.6119e-05 | 5.3747e-05 | 0.13824 | 0.13824 | 0.13824 | 0.98273 | -0.33096 | 0.98171 | -0.35065 | 12.6594
17 | 0.011995 | 0.0030067 | -0.011994 | -0.0030061 | 1.2212e-06 | 6.5614e-07 | 0.018149 | 0.01815 | 0.01815 | 0.98343 | -0.31738 | 0.98332 | -0.31951 | 4.9861
18 | -0.15284 | -0.038846 | 0.1529 | 0.038885 | 6.1285e-05 | 3.8865e-05 | 0.23004 | 0.23004 | 0.23004 | 0.9895 | -0.2001 | 0.98993 | -0.19178 | 21.0657
19 | 0.010115 | 0.0025352 | -0.010114 | -0.0025348 | 7.7555e-07 | 3.8438e-07 | 0.015306 | 0.015306 | 0.015306 | 0.98332 | -0.31951 | 0.98324 | -0.32112 | 4.2051
20 | 0.088109 | 0.022276 | -0.088061 | -0.022246 | 4.8197e-05 | 3.0027e-05 | 0.13362 | 0.13362 | 0.13362 | 0.98171 | -0.35065 | 0.98113 | -0.36206 | 12.2363
21 | 0.084138 | 0.021263 | -0.083969 | -0.021156 | 0.00016929 | 0.00010695 | 0.12767 | 0.12767 | 0.12767 | 0.98113 | -0.36206 | 0.97897 | -0.40412 | 17.5372
22 | 0.027165 | 0.0068192 | -0.027146 | -0.0068075 | 1.8921e-05 | 1.1728e-05 | 0.041043 | 0.041043 | 0.041043 | 0.98497 | -0.28827 | 0.98422 | -0.30289 | 11.2755
23 | -0.051096 | -0.012822 | 0.051193 | 0.012884 | 9.7563e-05 | 6.1883e-05 | 0.077198 | 0.077198 | 0.077198 | 0.98497 | -0.28827 | 0.98702 | -0.24832 | 21.2082
24 | 0.023931 | 0.0060031 | -0.023925 | -0.0059995 | 5.8763e-06 | 3.6083e-06 | 0.036155 | 0.036155 | 0.036155 | 0.98497 | -0.28827 | 0.9847 | -0.29343 | 9.9327
25 | 0.017191 | 0.0043125 | -0.017179 | -0.0043057 | 1.1464e-05 | 6.7622e-06 | 0.025992 | 0.025992 | 0.025992 | 0.98422 | -0.30289 | 0.9835 | -0.31689 | 7.1406
26 | -0.068736 | -0.017282 | 0.068936 | 0.017409 | 0.00019994 | 0.00012732 | 0.10364 | 0.10364 | 0.10364 | 0.98702 | -0.24832 | 0.99016 | -0.1876 | 28.4738
27 | 0.017543 | 0.0043977 | -0.017539 | -0.0043958 | 3.2372e-06 | 1.9141e-06 | 0.026447 | 0.026447 | 0.026447 | 0.98702 | -0.24832 | 0.98682 | -0.25219 | 7.2657
28 | 0.0021682 | 0.00054296 | -0.002168 | -0.00054336 | 1.6038e-07 | -4.0414e-07 | 0.0032763 | 0.0032765 | 0.0032765 | 0.9847 | -0.29343 | 0.98462 | -0.29498 | 0.90013
29 | 0.021757 | 0.0054566 | -0.021753 | -0.0054539 | 4.2987e-06 | 2.6163e-06 | 0.032879 | 0.032879 | 0.032879 | 0.9847 | -0.29343 | 0.98449 | -0.29757 | 9.0326
30 | 0.0044203 | 0.0011077 | -0.00442 | -0.0011077 | 3.4807e-07 | -4.1619e-08 | 0.0066811 | 0.0066812 | 0.0066812 | 0.98449 | -0.29757 | 0.98441 | -0.29923 | 1.8355
31 | 0.017332 | 0.0043462 | -0.017325 | -0.0043422 | 6.8852e-06 | 4.0665e-06 | 0.026198 | 0.026198 | 0.026198 | 0.98449 | -0.29757 | 0.98406 | -0.30591 | 7.1972
32 | -0.0072176 | -0.0018089 | 0.0072194 | 0.0018095 | 1.772e-06 | 6.3162e-07 | 0.010923 | 0.010923 | 0.010923 | 0.98324 | -0.32204 | 0.9835 | -0.31689 | 3.0008
33 | 0.083969 | 0.021156 | -0.083858 | -0.021086 | 0.00011123 | 7.0271e-05 | 0.12767 | 0.12767 | 0.12767 | 0.97897 | -0.40412 | 0.97756 | -0.43185 | 17.5373
34 | 0.053875 | 0.013559 | -0.053802 | -0.013512 | 7.3471e-05 | 4.6657e-05 | 0.082028 | 0.082029 | 0.082029 | 0.97756 | -0.43185 | 0.9761 | -0.46043 | 22.5353
35 | 0.029982 | 0.0075265 | -0.029979 | -0.0075246 | 3.1077e-06 | 1.9391e-06 | 0.045643 | 0.045643 | 0.045643 | 0.97756 | -0.43185 | 0.97744 | -0.43402 | 12.5393
36 | 0.050266 | 0.012626 | -0.050251 | -0.012617 | 1.4623e-05 | 9.2755e-06 | 0.076638 | 0.076638 | 0.076638 | 0.9761 | -0.46043 | 0.97579 | -0.46653 | 21.0543
37 | 0.026494 | 0.006651 | -0.026483 | -0.0066443 | 1.0738e-05 | 6.6519e-06 | 0.040337 | 0.040337 | 0.040337 | 0.97744 | -0.43402 | 0.97701 | -0.44253 | 11.0815
38 | 0.044807 | 0.011253 | -0.044794 | -0.011244 | 1.3535e-05 | 8.5656e-06 | 0.068336 | 0.068336 | 0.068336 | 0.97579 | -0.46653 | 0.97547 | -0.47286 | 18.7737
39 | 0.022273 | 0.0055892 | -0.022254 | -0.0055779 | 1.8352e-05 | 1.1213e-05 | 0.033925 | 0.033925 | 0.033925 | 0.97701 | -0.44253 | 0.97613 | -0.45982 | 9.32
40 | -0.0035656 | -0.00089362 | 0.0035661 | 0.00089336 | 5.5243e-07 | -2.6233e-07 | 0.005452 | 0.0054518 | 0.005452 | 0.97316 | -0.51844 | 0.97332 | -0.51519 | 1.4978
41 | -0.0052632 | -0.0013187 | 0.0052634 | 0.0013187 | 2.6107e-07 | 3.3428e-08 | 0.0080462 | 0.0080462 | 0.0080462 | 0.97332 | -0.51519 | 0.97337 | -0.51414 | 2.2105
42 | 0.01306 | 0.0032747 | -0.013057 | -0.0032725 | 3.8522e-06 | 2.1424e-06 | 0.019923 | 0.019924 | 0.019924 | 0.97547 | -0.47286 | 0.97515 | -0.47905 | 5.4735
43 | 0.031733 | 0.0079693 | -0.031705 | -0.0079517 | 2.8149e-05 | 1.7616e-05 | 0.048413 | 0.048413 | 0.048413 | 0.97547 | -0.47286 | 0.97452 | -0.49147 | 13.3003
44 | -0.0022875 | -0.0005733 | 0.0022875 | 0.00057326 | 1.819e-08 | -3.7878e-08 | 0.0034931 | 0.0034931 | 0.0034931 | 0.97443 | -0.49336 | 0.97444 | -0.4932 | 0.95965
45 | -0.0050202 | -0.0012581 | 0.0050206 | 0.0012582 | 4.1358e-07 | 3.0893e-08 | 0.0076661 | 0.007666 | 0.0076661 | 0.97444 | -0.4932 | 0.97452 | -0.49147 | 2.1061
46 | -0.0052634 | -0.0013187 | 0.0052641 | 0.0013188 | 6.9005e-07 | 8.8279e-08 | 0.0080462 | 0.008046 | 0.0080462 | 0.97337 | -0.51414 | 0.97351 | -0.51139 | 2.2105
47 | -0.0077849 | -0.0019506 | 0.007785 | 0.0019506 | 1.371e-07 | 5.5636e-08 | 0.011899 | 0.011899 | 0.011899 | 0.97351 | -0.51139 | 0.97353 | -0.51102 | 3.269
48 | 0.018268 | 0.0045788 | -0.018267 | -0.0045784 | 6.2613e-07 | 3.7381e-07 | 0.027847 | 0.027847 | 0.027847 | 0.97613 | -0.45982 | 0.9761 | -0.46054 | 7.6504
49 | 0.0086408 | 0.0021658 | -0.0086395 | -0.0021652 | 1.3573e-06 | 6.08e-07 | 0.013173 | 0.013173 | 0.013173 | 0.9761 | -0.46054 | 0.97593 | -0.46384 | 3.6189
50 | 0.0052717 | 0.0013212 | -0.0052715 | -0.0013212 | 1.9097e-07 | 2.3734e-08 | 0.0080379 | 0.0080379 | 0.0080379 | 0.97593 | -0.46384 | 0.97589 | -0.4646 | 2.2082
51 | 0.0085021 | 0.0021311 | -0.0085012 | -0.0021307 | 9.1579e-07 | 4.0512e-07 | 0.012974 | 0.012974 | 0.012974 | 0.97515 | -0.47905 | 0.97504 | -0.48131 | 3.5642
52 | 0.0022544 | 0.00056482 | -0.0022543 | -0.00056499 | 7.767e-08 | -1.6807e-07 | 0.0034422 | 0.0034423 | 0.0034423 | 0.97452 | -0.49147 | 0.97449 | -0.49219 | 0.94569
53 | 0.02443 | 0.0061287 | -0.02442 | -0.0061224 | 1.0127e-05 | 6.2395e-06 | 0.037305 | 0.037305 | 0.037305 | 0.97452 | -0.49147 | 0.97408 | -0.50017 | 10.2486
54 | -0.010167 | -0.0025477 | 0.010169 | 0.0025484 | 1.3742e-06 | 6.9076e-07 | 0.01554 | 0.01554 | 0.01554 | 0.97353 | -0.51102 | 0.97368 | -0.50819 | 4.2693
55 | 0.0065125 | 0.0016322 | -0.0065117 | -0.001632 | 8.2994e-07 | 2.4127e-07 | 0.0098477 | 0.0098478 | 0.0098478 | 0.98406 | -0.30591 | 0.98393 | -0.30859 | 2.7054
56 | -0.072258 | -0.018242 | 0.072333 | 0.018289 | 7.4529e-05 | 4.7482e-05 | 0.10864 | 0.10864 | 0.10864 | 0.99016 | -0.1876 | 0.99127 | -0.16609 | 29.8455
57 | 0.0087693 | 0.0021979 | -0.008769 | -0.0021977 | 2.9722e-07 | 1.3231e-07 | 0.013223 | 0.013223 | 0.013223 | 0.98682 | -0.25219 | 0.98678 | -0.2529 | 3.6328
58 | -0.019666 | -0.0049301 | 0.019669 | 0.0049314 | 2.2211e-06 | 1.3398e-06 | 0.030048 | 0.030048 | 0.030048 | 0.97393 | -0.50315 | 0.97405 | -0.50078 | 8.2549
59 | 0.017392 | 0.00436 | -0.017387 | -0.0043575 | 4.1724e-06 | 2.4743e-06 | 0.026572 | 0.026572 | 0.026572 | 0.97393 | -0.50315 | 0.97368 | -0.50819 | 7.3
60 | -0.022021 | -0.005521 | 0.022022 | 0.0055214 | 6.4275e-07 | 3.9251e-07 | 0.033641 | 0.033641 | 0.033641 | 0.97405 | -0.50078 | 0.97408 | -0.50017 | 9.2421
61 | 0.0072187 | 0.0018091 | -0.0072181 | -0.0018089 | 5.5006e-07 | 2.0214e-07 | 0.011032 | 0.011032 | 0.011032 | 0.97368 | -0.50819 | 0.97359 | -0.50979 | 3.0308
62 | 0.00492 | 0.0012329 | -0.0049193 | -0.0012329 | 6.1114e-07 | 3.2758e-08 | 0.0075195 | 0.0075196 | 0.0075196 | 0.97359 | -0.50979 | 0.97346 | -0.51239 | 2.0658
63 | 0.0085012 | 0.0021307 | -0.0084999 | -0.0021301 | 1.2453e-06 | 5.5098e-07 | 0.012974 | 0.012974 | 0.012974 | 0.97504 | -0.48131 | 0.97488 | -0.48439 | 3.5642
64 | 0.0055574 | 0.0013926 | -0.0055571 | -0.0013926 | 2.4761e-07 | 4.4054e-08 | 0.0084824 | 0.0084825 | 0.0084825 | 0.97488 | -0.48439 | 0.97484 | -0.48532 | 2.3303
65 | 0.0030109 | 0.00075445 | -0.0030108 | -0.00075457 | 1.3388e-07 | -1.2503e-07 | 0.0045959 | 0.004596 | 0.004596 | 0.97484 | -0.48532 | 0.97479 | -0.48626 | 1.2626
66 | 0.017176 | 0.0043182 | -0.017176 | -0.0043181 | 2.2727e-07 | 1.3423e-07 | 0.026084 | 0.026084 | 0.026084 | 0.98003 | -0.38428 | 0.98002 | -0.38456 | 7.1661
67 | -0.019886 | -0.0049972 | 0.0199 | 0.005006 | 1.4687e-05 | 8.858e-06 | 0.030198 | 0.030198 | 0.030198 | 0.98003 | -0.38428 | 0.98082 | -0.36882 | 8.2961
68 | 0.015857 | 0.0039876 | -0.015849 | -0.0039828 | 8.1221e-06 | 4.7278e-06 | 0.024082 | 0.024082 | 0.024082 | 0.98002 | -0.38456 | 0.97947 | -0.39528 | 6.616
69 | -0.021391 | -0.005377 | 0.021485 | 0.0054341 | 9.3812e-05 | 5.7028e-05 | 0.032459 | 0.032457 | 0.032459 | 0.98082 | -0.36882 | 0.98552 | -0.27739 | 8.9172
70 | 0.0011535 | 0.00028643 | -0.0011533 | -0.00028848 | 1.9848e-07 | -2.0551e-06 | 0.0017491 | 0.0017499 | 0.0017499 | 0.98082 | -0.36882 | 0.98064 | -0.37245 | 0.48073
71 | 0.014572 | 0.0036628 | -0.014537 | -0.0036426 | 3.5489e-05 | 2.029e-05 | 0.022142 | 0.022143 | 0.022143 | 0.97947 | -0.39528 | 0.97686 | -0.44642 | 6.0833
72 | -0.021712 | -0.0054909 | 0.021813 | 0.0055426 | 0.00010083 | 5.1728e-05 | 0.0328 | 0.032795 | 0.0328 | 0.98552 | -0.27739 | 0.99052 | -0.18098 | 4.5055
73 | 0.00087335 | 0.00021831 | -0.00087332 | -0.00021887 | 3.0242e-08 | -5.6005e-07 | 0.001325 | 0.0013252 | 0.0013252 | 0.98064 | -0.37245 | 0.9806 | -0.37317 | 0.36407
74 | 0.013953 | 0.0034961 | -0.013951 | -0.0034954 | 1.2312e-06 | 6.9698e-07 | 0.021253 | 0.021253 | 0.021253 | 0.97686 | -0.44642 | 0.97677 | -0.44827 | 5.8388
75 | 0.013729 | 0.0034396 | -0.013727 | -0.0034388 | 1.3245e-06 | 7.4664e-07 | 0.020914 | 0.020914 | 0.020914 | 0.97677 | -0.44827 | 0.97667 | -0.45029 | 5.7455
76 | -0.02443 | -0.0061985 | 0.024435 | 0.0062007 | 5.3784e-06 | 2.2101e-06 | 0.036727 | 0.036726 | 0.036727 | 0.99052 | -0.18098 | 0.99076 | -0.1764 | 3.3632
77 | 0.013505 | 0.003383 | -0.013497 | -0.0033788 | 7.5029e-06 | 4.2108e-06 | 0.020575 | 0.020575 | 0.020575 | 0.97667 | -0.45029 | 0.97607 | -0.46197 | 5.6525
78 | 0.0043882 | 0.0010989 | -0.0043872 | -0.001099 | 9.8066e-07 | -1.0261e-07 | 0.0066894 | 0.0066897 | 0.0066897 | 0.97607 | -0.46197 | 0.97584 | -0.46666 | 1.8378
79 | 0.009109 | 0.0022799 | -0.0090981 | -0.0022748 | 1.0935e-05 | 5.1104e-06 | 0.013886 | 0.013886 | 0.013886 | 0.97607 | -0.46197 | 0.97479 | -0.48721 | 3.8149
80 | 0.002582 | 0.00064657 | -0.0025817 | -0.00064703 | 3.0115e-07 | -4.5442e-07 | 0.003937 | 0.0039372 | 0.0039372 | 0.97584 | -0.46666 | 0.97571 | -0.46911 | 1.0816
81 | 0.0087994 | 0.0022 | -0.0087968 | -0.0021988 | 2.5851e-06 | 1.1782e-06 | 0.01343 | 0.01343 | 0.01343 | 0.97479 | -0.48721 | 0.97448 | -0.49339 | 3.6897
82 | 0.0081667 | 0.0020409 | -0.0081661 | -0.0020406 | 5.4986e-07 | 2.3441e-07 | 0.012468 | 0.012468 | 0.012468 | 0.97448 | -0.49339 | 0.97441 | -0.49481 | 3.4254
83 | 0.0057686 | 0.0014418 | -0.0057681 | -0.0014417 | 4.8626e-07 | 1.0302e-07 | 0.0088078 | 0.0088079 | 0.0088079 | 0.97441 | -0.49481 | 0.97432 | -0.49658 | 2.4197
84 | 0.0023975 | 0.00059886 | -0.0023972 | -0.00059944 | 3.1315e-07 | -5.7572e-07 | 0.0036605 | 0.0036608 | 0.0036608 | 0.97441 | -0.49481 | 0.97427 | -0.49756 | 1.0057
85 | 0.0053029 | 0.001325 | -0.0053018 | -0.0013249 | 1.0115e-06 | 1.3512e-07 | 0.0080973 | 0.0080975 | 0.0080975 | 0.97432 | -0.49658 | 0.97412 | -0.5006 | 2.2246
86 | 0.0019682 | 0.00049192 | -0.0019681 | -0.00049209 | 5.7541e-08 | -1.7469e-07 | 0.0030055 | 0.0030056 | 0.0030056 | 0.97427 | -0.49756 | 0.97424 | -0.49817 | 0.82572
87 | -0.028093 | -0.0070494 | 0.0281 | 0.0070538 | 7.1375e-06 | 4.4279e-06 | 0.042014 | 0.042014 | 0.042014 | 0.99505 | -0.095159 | 0.99532 | -0.089832 | 11.5422
88 | 0.025311 | 0.0063522 | -0.025307 | -0.0063499 | 3.5897e-06 | 2.2106e-06 | 0.037853 | 0.037853 | 0.037853 | 0.99505 | -0.095159 | 0.99489 | -0.098133 | 10.3993
89 | -0.029893 | -0.0075032 | 0.029901 | 0.0075082 | 7.9443e-06 | 4.9465e-06 | 0.044695 | 0.044694 | 0.044695 | 0.99532 | -0.089832 | 0.99561 | -0.084261 | 12.2787
90 | 0.023105 | 0.0057979 | -0.023103 | -0.0057967 | 2.0053e-06 | 1.2252e-06 | 0.034559 | 0.034559 | 0.034559 | 0.99489 | -0.098133 | 0.9948 | -0.099953 | 9.4943
91 | -0.03218 | -0.0080794 | 0.03219 | 0.0080855 | 9.734e-06 | 6.0838e-06 | 0.048101 | 0.048101 | 0.048101 | 0.99561 | -0.084261 | 0.99594 | -0.077922 | 13.2146
92 | 0.021153 | 0.0053081 | -0.021144 | -0.0053023 | 9.6033e-06 | 5.8142e-06 | 0.031643 | 0.031643 | 0.031643 | 0.9948 | -0.099953 | 0.99431 | -0.10948 | 8.6933
93 | -0.033897 | -0.0085133 | 0.033956 | 0.0085504 | 5.9288e-05 | 3.7141e-05 | 0.050651 | 0.050651 | 0.050651 | 0.99594 | -0.077922 | 0.99784 | -0.041335 | 13.9151
94 | 0.018386 | 0.0046112 | -0.018382 | -0.0046089 | 3.8932e-06 | 2.3138e-06 | 0.027517 | 0.027517 | 0.027517 | 0.99431 | -0.10948 | 0.99408 | -0.11392 | 7.5595
95 | -0.038317 | -0.0096431 | 0.038358 | 0.0096689 | 4.1036e-05 | 2.5825e-05 | 0.057154 | 0.057154 | 0.057154 | 0.99784 | -0.041335 | 0.99901 | -0.018952 | 15.7017
96 | 0.0043612 | 0.0010927 | -0.004361 | -0.0010927 | 2.6246e-07 | -4.8169e-08 | 0.0065035 | 0.0065036 | 0.0065036 | 0.99784 | -0.041335 | 0.99778 | -0.042599 | 1.7867
97 | 0.015833 | 0.0039699 | -0.015828 | -0.0039674 | 4.3108e-06 | 2.4937e-06 | 0.0237 | 0.0237 | 0.0237 | 0.99408 | -0.11392 | 0.99378 | -0.11964 | 6.5111
98 | -0.040693 | -0.010254 | 0.04073 | 0.010277 | 3.6929e-05 | 2.3283e-05 | 0.060632 | 0.060632 | 0.060632 | 0.99901 | -0.018952 | 1 | 0 | 16.6571
99 | 0.0022432 | 0.00056196 | -0.0022431 | -0.00056218 | 8.8093e-08 | -2.1777e-07 | 0.0033453 | 0.0033454 | 0.0033454 | 0.99778 | -0.042599 | 0.99773 | -0.043423 | 0.91906
100 | 0.013423 | 0.0033647 | -0.013423 | -0.0033645 | 3.8825e-07 | 2.1527e-07 | 0.020099 | 0.020099 | 0.020099 | 0.99378 | -0.11964 | 0.99375 | -0.12024 | 5.5218
101 | 0.29084 | 0.07462 | -0.2906 | -0.074471 | 0.00023369 | 0.00014917 | 0.43338 | 0.43338 | 0.43338 | 1 | 0 | 0.99912 | -0.016577 | 39.6872
102 | 0.28872 | 0.073999 | -0.28849 | -0.073854 | 0.00022695 | 0.00014486 | 0.43058 | 0.43058 | 0.43058 | 0.99912 | -0.016577 | 0.99826 | -0.032806 | 39.4305
103 | 0.28849 | 0.073854 | -0.28808 | -0.073591 | 0.00041241 | 0.00026324 | 0.43058 | 0.43058 | 0.43058 | 0.99826 | -0.032806 | 0.99671 | -0.06237 | 39.4305
104 | -0.0087403 | -0.0021902 | 0.0087405 | 0.0021903 | 2.9002e-07 | 1.2717e-07 | 0.013091 | 0.013091 | 0.013091 | 0.99349 | -0.12529 | 0.99352 | -0.1246 | 3.5964
105 | 0.0062763 | 0.0015727 | -0.0062757 | -0.0015725 | 5.9869e-07 | 1.4924e-07 | 0.0094003 | 0.0094004 | 0.0094004 | 0.99349 | -0.12529 | 0.99338 | -0.1273 | 2.5825
106 | -0.010922 | -0.0027372 | 0.010925 | 0.0027383 | 2.2662e-06 | 1.1578e-06 | 0.016358 | 0.016358 | 0.016358 | 0.99352 | -0.1246 | 0.99375 | -0.12024 | 4.4941
107 | 0.0051127 | 0.0012811 | -0.0051124 | -0.001281 | 2.684e-07 | 1.3795e-08 | 0.0076583 | 0.0076583 | 0.0076583 | 0.99338 | -0.1273 | 0.99333 | -0.1284 | 2.1039
108 | 0.0027417 | 0.0006869 | -0.0027416 | -0.00068699 | 6.3961e-08 | -8.9955e-08 | 0.004107 | 0.0041071 | 0.0041071 | 0.99333 | -0.1284 | 0.9933 | -0.12889 | 1.1283
109 | 0.0015919 | 0.00039883 | -0.0015918 | -0.00039895 | 2.3584e-08 | -1.2806e-07 | 0.0023846 | 0.0023847 | 0.0023847 | 0.9933 | -0.12889 | 0.99329 | -0.1292 | 0.65514
110 | -0.00068295 | -0.00017116 | 0.00068299 | 0.00017001 | 3.8708e-08 | -1.1568e-06 | 0.0010432 | 0.0010428 | 0.0010432 | 0.97418 | -0.49937 | 0.97424 | -0.49817 | 0.28659
111 | 0.0289 | 0.0073294 | -0.028891 | -0.007325 | 9.2197e-06 | 4.3777e-06 | 0.043341 | 0.043342 | 0.043342 | 0.99291 | -0.13511 | 0.99256 | -0.14174 | 3.969
112 | -0.03527 | -0.0089259 | 0.035281 | 0.0089319 | 1.1335e-05 | 5.9959e-06 | 0.052888 | 0.052887 | 0.052888 | 0.99291 | -0.13511 | 0.99326 | -0.12841 | 4.8432
113 | 0.027588 | 0.0069984 | -0.027581 | -0.0069956 | 6.0457e-06 | 2.7747e-06 | 0.041388 | 0.041389 | 0.041389 | 0.99256 | -0.14174 | 0.99232 | -0.1463 | 3.7902
114 | -0.039622 | -0.01002 | 0.039638 | 0.010029 | 1.6167e-05 | 8.9224e-06 | 0.05939 | 0.059389 | 0.05939 | 0.99326 | -0.12841 | 0.9937 | -0.11991 | 5.4386
115 | 0.026466 | 0.0067161 | -0.026457 | -0.0067121 | 9.0765e-06 | 4.0256e-06 | 0.039716 | 0.039717 | 0.039717 | 0.99232 | -0.1463 | 0.99195 | -0.15343 | 3.6371
116 | -0.049156 | -0.012414 | 0.049226 | 0.012455 | 6.9925e-05 | 4.0737e-05 | 0.073643 | 0.073641 | 0.073643 | 0.9937 | -0.11991 | 0.99524 | -0.090266 | 6.7438
117 | 0.0095186 | 0.0023854 | -0.0095179 | -0.0023851 | 6.9244e-07 | 3.2543e-07 | 0.014254 | 0.014254 | 0.014254 | 0.9937 | -0.11991 | 0.99362 | -0.12144 | 3.9159
118 | 0.0010515 | 0.00026314 | -0.0010515 | -0.00026353 | 2.9105e-08 | -3.8407e-07 | 0.0015772 | 0.0015774 | 0.0015774 | 0.99195 | -0.15343 | 0.99192 | -0.15402 | 0.43335
119 | 0.025406 | 0.006449 | -0.025386 | -0.0064407 | 1.9365e-05 | 8.2727e-06 | 0.03814 | 0.038141 | 0.038141 | 0.99195 | -0.15343 | 0.99113 | -0.16929 | 3.4928
120 | -0.049226 | -0.012455 | 0.049232 | 0.012458 | 5.3733e-06 | 3.1299e-06 | 0.073641 | 0.073641 | 0.073641 | 0.99524 | -0.090266 | 0.99536 | -0.087992 | 6.7437
121 | 0.0071142 | 0.0017827 | -0.0071136 | -0.0017825 | 5.925e-07 | 1.9892e-07 | 0.010654 | 0.010654 | 0.010654 | 0.99362 | -0.12144 | 0.99353 | -0.12319 | 2.9269
122 | 0.025386 | 0.0064407 | -0.025378 | -0.006437 | 8.6794e-06 | 3.7102e-06 | 0.038141 | 0.038142 | 0.038142 | 0.99113 | -0.16929 | 0.99076 | -0.1764 | 3.4929
123 | -0.051755 | -0.01309 | 0.05176 | 0.013093 | 5.2736e-06 | 3.1006e-06 | 0.077413 | 0.077413 | 0.077413 | 0.99536 | -0.087992 | 0.99547 | -0.085868 | 7.0891
124 | 0.0060655 | 0.0015198 | -0.0060652 | -0.0015197 | 2.6838e-07 | 5.9458e-08 | 0.0090842 | 0.0090842 | 0.0090842 | 0.99353 | -0.12319 | 0.99348 | -0.12411 | 2.4957
125 | -0.28587 | -0.072911 | 0.2862 | 0.073119 | 0.00032478 | 0.0002073 | 0.42777 | 0.42777 | 0.42777 | 0.99547 | -0.085868 | 0.99671 | -0.06237 | 39.1731
126 | 0.23159 | 0.059186 | -0.23093 | -0.058764 | 0.00066123 | 0.00042147 | 0.34659 | 0.34659 | 0.34659 | 0.99547 | -0.085868 | 0.99237 | -0.14509 | 31.7387
127 | 0.005017 | 0.001257 | -0.0050162 | -0.001257 | 7.5908e-07 | 2.1679e-08 | 0.0075142 | 0.0075143 | 0.0075143 | 0.99348 | -0.12411 | 0.99332 | -0.12729 | 2.0644
128 | -0.15553 | -0.039544 | 0.15573 | 0.039666 | 0.00019268 | 0.00012223 | 0.23399 | 0.23399 | 0.23399 | 0.98993 | -0.19178 | 0.99127 | -0.16609 | 21.4279
129 | -0.22806 | -0.057956 | 0.22829 | 0.058103 | 0.00023094 | 0.00014719 | 0.34263 | 0.34263 | 0.34263 | 0.99127 | -0.16609 | 0.99237 | -0.14509 | 31.3763
130 | 0.0050487 | 0.0012615 | -0.0050481 | -0.0012614 | 6.1138e-07 | 4.9972e-08 | 0.0077108 | 0.0077109 | 0.0077109 | 0.97412 | -0.5006 | 0.97399 | -0.50315 | 2.1184
131 | 0.0044298 | 0.001107 | -0.0044283 | -0.0011072 | 1.4665e-06 | -1.2403e-07 | 0.0067665 | 0.0067668 | 0.0067668 | 0.97399 | -0.50315 | 0.97364 | -0.51011 | 1.859
132 | 0.00061834 | 0.00015437 | -0.00061834 | -0.00015451 | 3.8357e-09 | -1.4025e-07 | 0.00094446 | 0.00094451 | 0.00094451 | 0.97399 | -0.50315 | 0.97398 | -0.50328 | 0.25948
133 | 0.0041119 | 0.0010289 | -0.0041114 | -0.001029 | 5.2336e-07 | -1.0457e-07 | 0.0062837 | 0.0062838 | 0.0062838 | 0.97364 | -0.51011 | 0.9735 | -0.51278 | 1.7263
134 | 0.00031639 | 7.8296e-05 | -0.00031639 | -7.9294e-05 | 7.0663e-09 | -9.9846e-07 | 0.00048319 | 0.00048355 | 0.00048355 | 0.97364 | -0.51011 | 0.97361 | -0.51058 | 0.13284
135 | 0.00041664 | 0.00010397 | -0.00041664 | -0.00010442 | 5.5869e-09 | -4.5416e-07 | 0.00063637 | 0.00063653 | 0.00063653 | 0.97398 | -0.50328 | 0.97397 | -0.50356 | 0.17487
136 | 0.00238 | 0.00059628 | -0.0023799 | -0.00059645 | 8.327e-08 | -1.7283e-07 | 0.0035652 | 0.0035653 | 0.0035653 | 0.99332 | -0.12729 | 0.99328 | -0.12803 | 0.97947
137 | 0.0032612 | 0.00081591 | -0.0032607 | -0.0008163 | 5.623e-07 | -3.9036e-07 | 0.0049844 | 0.0049846 | 0.0049846 | 0.9735 | -0.51278 | 0.97332 | -0.51641 | 1.3694
138 | 0.0004026 | 0.0001006 | -0.00040259 | -0.0001009 | 3.4227e-09 | -2.973e-07 | 0.00061539 | 0.00061549 | 0.00061549 | 0.97332 | -0.51641 | 0.97331 | -0.51659 | 0.16909
139 | 0.0028581 | 0.0007157 | -0.0028576 | -0.00071619 | 4.464e-07 | -4.8913e-07 | 0.0043692 | 0.0043695 | 0.0043695 | 0.97332 | -0.51641 | 0.97315 | -0.51969 | 1.2004

## res_trafo
| p_hv_mw | q_hv_mvar | p_lv_mw | q_lv_mvar | pl_mw | ql_mvar | i_hv_ka | i_lv_ka | vm_hv_pu | va_hv_degree | vm_lv_pu | va_lv_degree | loading_percent
0 | -1.2729e-15 | -1.3162e-15 | 0.00165 | 1.2699e-07 | 0.00165 | 1.2699e-07 | 5.2857e-17 | 0.0023815 | 0.99998 | 149.9956 | 1 | 0 | 0.2619

## res_ext_grid
| p_mw | q_mvar
0 | 0.33564 | 0.085505

## res_load
| p_mw | q_mvar
0 | 0.0034883 | 0.00087425
1 | 0.010663 | 0.0026725
2 | 0.0074672 | 0.0018715
3 | 0.0022552 | 0.0005652
4 | 0.0072177 | 0.0018089
5 | 0.0022032 | 0.00055219
6 | 0.0031103 | 0.00077952
7 | 0.0019937 | 0.00049968
8 | 0.0025993 | 0.00065145
9 | 0.0034448 | 0.00086336
10 | 0.0043345 | 0.0010863
11 | 0.0018788 | 0.00047088
12 | 0.010114 | 0.0025348
13 | 0.0030486 | 0.00076404
14 | 0.0039227 | 0.00098312
15 | 0.0099553 | 0.002495
16 | 0.002168 | 0.00054336
17 | 0.0072176 | 0.0018089
18 | 0.0099598 | 0.0024962
19 | 0.0035362 | 0.00088625
20 | 0.0034857 | 0.00087361
21 | 0.0054439 | 0.0013644
22 | 0.0042101 | 0.0010551
23 | 0.0035656 | 0.00089362
24 | 0.0016971 | 0.00042532
25 | 0.0022875 | 0.0005733
26 | 0.0027327 | 0.00068488
27 | 0.0025207 | 0.00063176
28 | 0.0039868 | 0.00099919
29 | 0.0096262 | 0.0024125
30 | 0.0033677 | 0.00084403
31 | 0.0052715 | 0.0013212
32 | 0.0045545 | 0.0011415
33 | 0.0023823 | 0.00059706
34 | 0.010813 | 0.0027099
35 | 0.0065117 | 0.001632
36 | 0.00442 | 0.0011077
37 | 0.0033226 | 0.00083271
38 | 0.00877 | 0.002198
39 | 0.0022749 | 0.00057014
40 | 0.0023524 | 0.00058956
41 | 0.0023982 | 0.00060105
42 | 0.0022982 | 0.00057598
43 | 0.0049193 | 0.0012329
44 | 0.0022543 | 0.00056499
45 | 0.0029426 | 0.00073747
46 | 0.0025462 | 0.00063814
47 | 0.0027091 | 0.00067896
48 | 0.0013188 | 0.00033052
49 | 0.00033743 | 8.4567e-05
50 | 0.0012768 | 0.00032
51 | 0.00022674 | 5.6826e-05
52 | 0.00027998 | 7.017e-05
53 | 0.00058441 | 0.00014647
54 | 0.00022282 | 5.5843e-05
55 | 0.002617 | 0.00065588
56 | 0.00087332 | 0.00021887
57 | 0.00022249 | 5.5762e-05
58 | 0.0018052 | 0.00045243
59 | 0.0002987 | 7.4861e-05
60 | 0.0025817 | 0.00064703
61 | 0.00063013 | 0.00015792
62 | 0.00046528 | 0.00011661
63 | 0.00042903 | 0.00010752
64 | 0.002782 | 0.00069723
65 | 0.0017933 | 0.00044943
66 | 0.0022026 | 0.00055202
67 | 0.0022792 | 0.00057123
68 | 0.0019494 | 0.00048855
69 | 0.0017068 | 0.00042777
70 | 0.0027575 | 0.0006911
71 | 0.0025497 | 0.00063901
72 | 0.002335 | 0.0005852
73 | 0.0021177 | 0.00053076
74 | 0.0024049 | 0.00060272
75 | 0.0022431 | 0.00056218
76 | 0.0024247 | 0.00060768
77 | 0.0018822 | 0.00047172
78 | 0.002464 | 0.00061754
79 | 0.0021818 | 0.0005468
80 | 0.001163 | 0.00029147
81 | 0.0024984 | 0.00062616
82 | 0.0023707 | 0.00059415
83 | 0.0011498 | 0.00028816
84 | 0.0015918 | 0.00039895
85 | 0.00068295 | 0.00017116
86 | 0.0012851 | 0.00032208
87 | 0.0030108 | 0.00075457
88 | 0.0063699 | 0.0015965
89 | 0.0013032 | 0.00032661
90 | 0.0043403 | 0.0010878
91 | 0.0011152 | 0.0002795
92 | 0.0024038 | 0.00060244
93 | 0.0010515 | 0.00026353
94 | 0.0025232 | 0.00063237
95 | 0.0010481 | 0.00026269
96 | 0.00094271 | 0.00023627
97 | 0.0025232 | 0.00063237
98 | 0.0010482 | 0.00026271
99 | 0.0026309 | 0.00065937
100 | 0.002639 | 0.00066139
101 | 0.00025312 | 6.3438e-05
102 | 0.0002017 | 5.055e-05
103 | 0.0026362 | 0.0006607
104 | 0.0023799 | 0.00059645
105 | 0.0018831 | 0.00047196
106 | 0.00085014 | 0.00021306
107 | 0.00031639 | 7.9294e-05
108 | 0.00041664 | 0.00010442
109 | 0.00040259 | 0.0001009
110 | 0.0028576 | 0.00071619
111 | 0.008769 | 0.0021977

## dtypes
| element | column | dtype
0 | bus | name | object
1 | bus | vn_kv | float64
2 | bus | type | object
3 | bus | zone | object
4 | bus | in_service | bool
5 | load | name | object
6 | load | bus | uint32
7 | load | p_mw | float64
8 | load | q_mvar | float64
9 | load | const_z_percent | float64
10 | load | const_i_percent | float64
11 | load | sn_mva | float64
12 | load | scaling | float64
13 | load | in_service | bool
14 | load | type | object
15 | ext_grid | name | object
16 | ext_grid | bus | uint32
17 | ext_grid | vm_pu | float64
18 | ext_grid | va_degree | float64
19 | ext_grid | slack_weight | float64
20 | ext_grid | in_service | bool
21 | line | name | object
22 | line | std_type | object
23 | line | from_bus | uint32
24 | line | to_bus | uint32
25 | line | length_km | float64
26 | line | r_ohm_per_km | float64
27 | line | x_ohm_per_km | float64
28 | line | c_nf_per_km | float64
29 | line | g_us_per_km | float64
30 | line | max_i_ka | float64
31 | line | df | float64
32 | line | parallel | uint32
33 | line | type | object
34 | line | in_service | bool
35 | trafo | name | object
36 | trafo | std_type | object
37 | trafo | hv_bus | uint32
38 | trafo | lv_bus | uint32
39 | trafo | sn_mva | float64
40 | trafo | vn_hv_kv | float64
41 | trafo | vn_lv_kv | float64
42 | trafo | vk_percent | float64
43 | trafo | vkr_percent | float64
44 | trafo | pfe_kw | float64
45 | trafo | i0_percent | float64
46 | trafo | shift_degree | float64
47 | trafo | tap_side | object
48 | trafo | tap_neutral | int32
49 | trafo | tap_min | int32
50 | trafo | tap_max | int32
51 | trafo | tap_step_percent | float64
52 | trafo | tap_step_degree | float64
53 | trafo | tap_pos | int32
54 | trafo | tap_phase_shifter | bool
55 | trafo | parallel | uint32
56 | trafo | df | float64
57 | trafo | in_service | bool
58 | line_geodata | coords | object
59 | bus_geodata | x | float64
60 | bus_geodata | y | float64
61 | bus_geodata | coords | object
62 | res_bus | vm_pu | float64
63 | res_bus | va_degree | float64
64 | res_bus | p_mw | float64
65 | res_bus | q_mvar | float64
66 | res_line | p_from_mw | float64
67 | res_line | q_from_mvar | float64
68 | res_line | p_to_mw | float64
69 | res_line | q_to_mvar | float64
70 | res_line | pl_mw | float64
71 | res_line | ql_mvar | float64
72 | res_line | i_from_ka | float64
73 | res_line | i_to_ka | float64
74 | res_line | i_ka | float64
75 | res_line | vm_from_pu | float64
76 | res_line | va_from_degree | float64
77 | res_line | vm_to_pu | float64
78 | res_line | va_to_degree | float64
79 | res_line | loading_percent | float64
80 | res_trafo | p_hv_mw | float64
81 | res_trafo | q_hv_mvar | float64
82 | res_trafo | p_lv_mw | float64
83 | res_trafo | q_lv_mvar | float64
84 | res_trafo | pl_mw | float64
85 | res_trafo | ql_mvar | float64
86 | res_trafo | i_hv_ka | float64
87 | res_trafo | i_lv_ka | float64
88 | res_trafo | vm_hv_pu | float64
89 | res_trafo | va_hv_degree | float64
90 | res_trafo | vm_lv_pu | float64
91 | res_trafo | va_lv_degree | float64
92 | res_trafo | loading_percent | float64
93 | res_ext_grid | p_mw | float64
94 | res_ext_grid | q_mvar | float64
95 | res_load | p_mw | float64
96 | res_load | q_mvar | float64

## parameters
| version | format_version | converged | OPF_converged | name | f_hz | sn_mva
0 | 2.14.6 | 2.14.0 | TRUE | FALSE |  | 50 | 1