## bus
| name | vn_kv | type | zone | in_service
0 | bus_LV_1062-6_0_6_node_0 | 0.4 | n |  | TRUE
1 | bus_LV_1062-6_0_6_node_1 | 0.4 | n |  | TRUE
2 | bus_LV_1062-6_0_6_node_2 | 0.4 | n |  | TRUE
3 | bus_LV_1062-6_0_6_node_3 | 0.4 | n |  | TRUE
4 | bus_LV_1062-6_0_6_node_5 | 0.4 | n |  | TRUE
5 | bus_LV_1062-6_0_6_node_108 | 0.4 | n |  | TRUE
6 | bus_LV_1062-6_0_6_node_4 | 0.4 | n |  | TRUE
7 | bus_LV_1062-6_0_6_node_77 | 0.4 | n |  | TRUE
8 | bus_LV_1062-6_0_6_node_161 | 0.4 | n |  | TRUE
9 | bus_LV_1062-6_0_6_node_137 | 0.4 | n |  | TRUE
10 | bus_LV_1062-6_0_6_node_106 | 0.4 | n |  | TRUE
11 | bus_LV_1062-6_0_6_node_75 | 0.4 | n |  | TRUE
12 | bus_LV_1062-6_0_6_node_124 | 0.4 | n |  | TRUE
13 | bus_LV_1062-6_0_6_node_6 | 0.4 | n |  | TRUE
14 | bus_LV_1062-6_0_6_node_7 | 0.4 | n |  | TRUE
15 | bus_LV_1062-6_0_6_node_9 | 0.4 | n |  | TRUE
16 | bus_LV_1062-6_0_6_node_10 | 0.4 | n |  | TRUE
17 | bus_LV_1062-6_0_6_node_38 | 0.4 | n |  | TRUE
18 | bus_LV_1062-6_0_6_node_16 | 0.4 | n |  | TRUE
19 | bus_LV_1062-6_0_6_node_17 | 0.4 | n |  | TRUE
20 | bus_LV_1062-6_0_6_node_14 | 0.4 | n |  | TRUE
21 | bus_LV_1062-6_0_6_node_40 | 0.4 | n |  | TRUE
22 | bus_LV_1062-6_0_6_node_37 | 0.4 | n |  | TRUE
23 | bus_LV_1062-6_0_6_node_11 | 0.4 | n |  | TRUE
24 | bus_LV_1062-6_0_6_node_12 | 0.4 | n |  | TRUE
25 | bus_LV_1062-6_0_6_node_13 | 0.4 | n |  | TRUE
26 | bus_LV_1062-6_0_6_node_15 | 0.4 | n |  | TRUE
27 | bus_LV_1062-6_0_6_node_18 | 0.4 | n |  | TRUE
28 | bus_LV_1062-6_0_6_node_132 | 0.4 | n |  | TRUE
29 | bus_LV_1062-6_0_6_node_125 | 0.4 | n |  | TRUE
30 | bus_LV_1062-6_0_6_node_62 | 0.4 | n |  | TRUE
31 | bus_LV_1062-6_0_6_node_63 | 0.4 | n |  | TRUE
32 | bus_LV_1062-6_0_6_node_135 | 0.4 | n |  | TRUE
33 | bus_LV_1062-6_0_6_node_133 | 0.4 | n |  | TRUE
34 | bus_LV_1062-6_0_6_node_134 | 0.4 | n |  | TRUE
35 | bus_LV_1062-6_0_6_node_76 | 0.4 | n |  | TRUE
36 | bus_LV_1062-6_0_6_node_22 | 0.4 | n |  | TRUE
37 | bus_LV_1062-6_0_6_node_73 | 0.4 | n |  | TRUE
38 | bus_LV_1062-6_0_6_node_74 | 0.4 | n |  | TRUE
39 | bus_LV_1062-6_0_6_node_39 | 0.4 | n |  | TRUE
40 | bus_LV_1062-6_0_6_node_41 | 0.4 | n |  | TRUE
41 | bus_LV_1062-6_0_6_node_42 | 0.4 | n |  | TRUE
42 | bus_LV_1062-6_0_6_node_57 | 0.4 | n |  | TRUE
43 | bus_LV_1062-6_0_6_node_61 | 0.4 | n |  | TRUE
44 | bus_LV_1062-6_0_6_node_58 | 0.4 | n |  | TRUE
45 | bus_LV_1062-6_0_6_node_59 | 0.4 | n |  | TRUE
46 | bus_LV_1062-6_0_6_node_43 | 0.4 | n |  | TRUE
47 | bus_LV_1062-6_0_6_node_44 | 0.4 | n |  | TRUE
48 | bus_LV_1062-6_0_6_node_45 | 0.4 | n |  | TRUE
49 | bus_LV_1062-6_0_6_node_46 | 0.4 | n |  | TRUE
50 | bus_LV_1062-6_0_6_node_52 | 0.4 | n |  | TRUE
51 | bus_LV_1062-6_0_6_node_51 | 0.4 | n |  | TRUE
52 | bus_LV_1062-6_0_6_node_54 | 0.4 | n |  | TRUE
53 | bus_LV_1062-6_0_6_node_47 | 0.4 | n |  | TRUE
54 | bus_LV_1062-6_0_6_node_49 | 0.4 | n |  | TRUE
55 | bus_LV_1062-6_0_6_node_55 | 0.4 | n |  | TRUE
56 | bus_LV_1062-6_0_6_node_48 | 0.4 | n |  | TRUE
57 | bus_LV_1062-6_0_6_node_167 | 0.4 | n |  | TRUE
58 | bus_LV_1062-6_0_6_node_122 | 0.4 | n |  | TRUE
59 | bus_LV_1062-6_0_6_node_53 | 0.4 | n |  | TRUE
60 | bus_LV_1062-6_0_6_node_144 | 0.4 | n |  | TRUE
61 | bus_LV_1062-6_0_6_node_168 | 0.4 | n |  | TRUE
62 | bus_LV_1062-6_0_6_node_121 | 0.4 | n |  | TRUE
63 | bus_LV_1062-6_0_6_node_140 | 0.4 | n |  | TRUE
64 | bus_LV_1062-6_0_6_node_66 | 0.4 | n |  | TRUE
65 | bus_LV_1062-6_0_6_node_64 | 0.4 | n |  | TRUE
66 | bus_LV_1062-6_0_6_node_65 | 0.4 | n |  | TRUE
67 | bus_LV_1062-6_0_6_node_138 | 0.4 | n |  | TRUE
68 | bus_LV_1062-6_0_6_node_136 | 0.4 | n |  | TRUE
69 | bus_LV_1062-6_0_6_node_78 | 0.4 | n |  | TRUE
70 | bus_LV_1062-6_0_6_node_79 | 0.4 | n |  | TRUE
71 | bus_LV_1062-6_0_6_node_80 | 0.4 | n |  | TRUE
72 | bus_LV_1062-6_0_6_node_82 | 0.4 | n |  | TRUE
73 | bus_LV_1062-6_0_6_node_95 | 0.4 | n |  | TRUE
74 | bus_LV_1062-6_0_6_node_90 | 0.4 | n |  | TRUE
75 | bus_LV_1062-6_0_6_node_83 | 0.4 | n |  | TRUE
76 | bus_LV_1062-6_0_6_node_84 | 0.4 | n |  | TRUE
77 | bus_LV_1062-6_0_6_node_85 | 0.4 | n |  | TRUE
78 | bus_LV_1062-6_0_6_node_86 | 0.4 | n |  | TRUE
79 | bus_LV_1062-6_0_6_node_87 | 0.4 | n |  | TRUE
80 | bus_LV_1062-6_0_6_node_110 | 0.4 | n |  | TRUE
81 | bus_LV_1062-6_0_6_node_143 | 0.4 | n |  | TRUE
82 | bus_LV_1062-6_0_6_node_152 | 0.4 | n |  | TRUE
83 | bus_LV_1062-6_0_6_node_88 | 0.4 | n |  | TRUE
84 | bus_LV_1062-6_0_6_node_89 | 0.4 | n |  | TRUE
85 | bus_LV_1062-6_0_6_node_91 | 0.4 | n |  | TRUE
86 | bus_LV_1062-6_0_6_node_92 | 0.4 | n |  | TRUE
87 | bus_LV_1062-6_0_6_node_94 | 0.4 | n |  | TRUE
88 | bus_LV_1062-6_0_6_node_117 | 0.4 | n |  | TRUE
89 | bus_LV_1062-6_0_6_node_131 | 0.4 | n |  | TRUE
90 | bus_LV_1062-6_0_6_node_104 | 0.4 | n |  | TRUE
91 | bus_LV_1062-6_0_6_node_105 | 0.4 | n |  | TRUE
92 | bus_LV_1062-6_0_6_node_107 | 0.4 | n |  | TRUE
93 | bus_LV_1062-6_0_6_node_109 | 0.4 | n |  | TRUE
94 | bus_LV_1062-6_0_6_node_151 | 0.4 | n |  | TRUE
95 | bus_LV_1062-6_0_6_node_141 | 0.4 | n |  | TRUE
96 | bus_LV_1062-6_0_6_node_150 | 0.4 | n |  | TRUE
97 | bus_LV_1062-6_0_6_node_139 | 0.4 | n |  | TRUE
98 | bus_LV_1062-6_0_6_node_142 | 0.4 | n |  | TRUE
99 | bus_LV_1062-6_0_6_node_111 | 0.4 | n |  | TRUE
100 | bus_LV_1062-6_0_6_node_112 | 0.4 | n |  | TRUE
101 | bus_LV_1062-6_0_6_node_113 | 0.4 | n |  | TRUE
102 | bus_LV_1062-6_0_6_node_114 | 0.4 | n |  | TRUE
103 | bus_LV_1062-6_0_6_node_115 | 0.4 | n |  | TRUE
104 | bus_LV_1062-6_0_6_node_116 | 0.4 | n |  | TRUE
105 | bus_LV_1062-6_0_6_node_145 | 0.4 | n |  | TRUE
106 | bus_LV_1062-6_0_6_node_180 | 0.4 | n |  | TRUE
107 | bus_LV_1062-6_0_6_node_159 | 0.4 | n |  | TRUE
108 | bus_LV_1062-6_0_6_node_123 | 0.4 | n |  | TRUE
109 | bus_LV_1062-6_0_6_node_129 | 0.4 | n |  | TRUE
110 | bus_LV_1062-6_0_6_node_130 | 0.4 | n |  | TRUE
111 | bus_LV_1062-6_0_6_node_183 | 0.4 | n |  | TRUE
112 | bus_LV_1062-6_0_6_node_182 | 0.4 | n |  | TRUE
113 | bus_LV_1062-6_0_6_node_146 | 0.4 | n |  | TRUE
114 | bus_LV_1062-6_0_6_node_147 | 0.4 | n |  | TRUE
115 | bus_LV_1062-6_0_6_node_148 | 0.4 | n |  | TRUE
116 | bus_LV_1062-6_0_6_node_172 | 0.4 | n |  | TRUE
117 | bus_LV_1062-6_0_6_node_170 | 0.4 | n |  | TRUE
118 | bus_LV_1062-6_0_6_node_153 | 0.4 | n |  | TRUE
119 | bus_LV_1062-6_0_6_node_154 | 0.4 | n |  | TRUE
120 | bus_LV_1062-6_0_6_node_155 | 0.4 | n |  | TRUE
121 | bus_LV_1062-6_0_6_node_156 | 0.4 | n |  | TRUE
122 | bus_LV_1062-6_0_6_node_157 | 0.4 | n |  | TRUE
123 | bus_LV_1062-6_0_6_node_174 | 0.4 | n |  | TRUE
124 | bus_LV_1062-6_0_6_node_173 | 0.4 | n |  | TRUE
125 | bus_LV_1062-6_0_6_node_178 | 0.4 | n |  | TRUE
126 | bus_LV_1062-6_0_6_node_171 | 0.4 | n |  | TRUE
127 | bus_LV_1062-6_0_6_node_169 | 0.4 | n |  | TRUE
128 | bus_LV_1062-6_0_6_node_176 | 0.4 | n |  | TRUE
129 | bus_LV_1062-6_0_6_node_175 | 0.4 | n |  | TRUE
130 | bus_LV_1062-6_0_6_node_177 | 0.4 | n |  | TRUE
131 | bus_LV_1062-6_0_6_node_179 | 0.4 | n |  | TRUE
132 | bus_MV_2_0_node_318 | 20 | n |  | TRUE

## load
| name | bus | p_mw | q_mvar | const_z_percent | const_i_percent | sn_mva | scaling | in_service | type
0 | LV_1062-6_0_6_load_0 | 0 | 0.0090652 | 0.002272 | 0 | 0 |  | 1 | TRUE | wye
1 | LV_1062-6_0_6_load_1 | 1 | 0.0067927 | 0.0017024 | 0 | 0 |  | 1 | TRUE | wye
2 | LV_1062-6_0_6_load_3 | 3 | 0.0039729 | 0.00099571 | 0 | 0 |  | 1 | TRUE | wye
3 | LV_1062-6_0_6_load_5 | 4 | 0.006419 | 0.0016087 | 0 | 0 |  | 1 | TRUE | wye
4 | LV_1062-6_0_6_load_4 | 6 | 0.0080474 | 0.0020169 | 0 | 0 |  | 1 | TRUE | wye
5 | LV_1062-6_0_6_load_77 | 7 | 0.0079856 | 0.0020014 | 0 | 0 |  | 1 | TRUE | wye
6 | LV_1062-6_0_6_load_161 | 8 | 0.0014323 | 0.00035897 | 0 | 0 |  | 1 | TRUE | wye
7 | LV_1062-6_0_6_load_75 | 11 | 0.0028186 | 0.00070641 | 0 | 0 |  | 1 | TRUE | wye
8 | LV_1062-6_0_6_load_6 | 13 | 0.017859 | 0.0044758 | 0 | 0 |  | 1 | TRUE | wye
9 | LV_1062-6_0_6_load_7 | 14 | 0.016981 | 0.004256 | 0 | 0 |  | 1 | TRUE | wye
10 | LV_1062-6_0_6_load_9 | 15 | 0.01295 | 0.0032456 | 0 | 0 |  | 1 | TRUE | wye
11 | LV_1062-6_0_6_load_17 | 19 | 0.0075851 | 0.001901 | 0 | 0 |  | 1 | TRUE | wye
12 | LV_1062-6_0_6_load_14 | 20 | 0.015758 | 0.0039494 | 0 | 0 |  | 1 | TRUE | wye
13 | LV_1062-6_0_6_load_40 | 21 | 0.0069552 | 0.0017431 | 0 | 0 |  | 1 | TRUE | wye
14 | LV_1062-6_0_6_load_37 | 22 | 0.0065747 | 0.0016478 | 0 | 0 |  | 1 | TRUE | wye
15 | LV_1062-6_0_6_load_11 | 23 | 0.0091084 | 0.0022828 | 0 | 0 |  | 1 | TRUE | wye
16 | LV_1062-6_0_6_load_12 | 24 | 0.0042472 | 0.0010645 | 0 | 0 |  | 1 | TRUE | wye
17 | LV_1062-6_0_6_load_13 | 25 | 0.0039042 | 0.0009785 | 0 | 0 |  | 1 | TRUE | wye
18 | LV_1062-6_0_6_load_15 | 26 | 0.0018338 | 0.00045959 | 0 | 0 |  | 1 | TRUE | wye
19 | LV_1062-6_0_6_load_18 | 27 | 0.0061116 | 0.0015317 | 0 | 0 |  | 1 | TRUE | wye
20 | LV_1062-6_0_6_load_125 | 29 | 0.0013083 | 0.00032789 | 0 | 0 |  | 1 | TRUE | wye
21 | LV_1062-6_0_6_load_63 | 31 | 0.0088487 | 0.0022177 | 0 | 0 |  | 1 | TRUE | wye
22 | LV_1062-6_0_6_load_133 | 33 | 0.0030615 | 0.00076728 | 0 | 0 |  | 1 | TRUE | wye
23 | LV_1062-6_0_6_load_76 | 35 | 0.005959 | 0.0014935 | 0 | 0 |  | 1 | TRUE | wye
24 | LV_1062-6_0_6_load_22 | 36 | 0.011239 | 0.0028167 | 0 | 0 |  | 1 | TRUE | wye
25 | LV_1062-6_0_6_load_73 | 37 | 0.012389 | 0.0031049 | 0 | 0 |  | 1 | TRUE | wye
26 | LV_1062-6_0_6_load_74 | 38 | 0.0052407 | 0.0013135 | 0 | 0 |  | 1 | TRUE | wye
27 | LV_1062-6_0_6_load_41 | 40 | 0.0089999 | 0.0022556 | 0 | 0 |  | 1 | TRUE | wye
28 | LV_1062-6_0_6_load_42 | 41 | 0.0083603 | 0.0020953 | 0 | 0 |  | 1 | TRUE | wye
29 | LV_1062-6_0_6_load_61 | 43 | 0.008089 | 0.0020273 | 0 | 0 |  | 1 | TRUE | wye
30 | LV_1062-6_0_6_load_58 | 44 | 0.001843 | 0.00046189 | 0 | 0 |  | 1 | TRUE | wye
31 | LV_1062-6_0_6_load_59 | 45 | 0.0019963 | 0.00050033 | 0 | 0 |  | 1 | TRUE | wye
32 | LV_1062-6_0_6_load_43 | 46 | 0.0054334 | 0.0013617 | 0 | 0 |  | 1 | TRUE | wye
33 | LV_1062-6_0_6_load_52 | 50 | 0.014732 | 0.0036923 | 0 | 0 |  | 1 | TRUE | wye
34 | LV_1062-6_0_6_load_54 | 52 | 0.00754 | 0.0018897 | 0 | 0 |  | 1 | TRUE | wye
35 | LV_1062-6_0_6_load_55 | 55 | 0.0034817 | 0.0008726 | 0 | 0 |  | 1 | TRUE | wye
36 | LV_1062-6_0_6_load_167 | 57 | 0.0040032 | 0.0010033 | 0 | 0 |  | 1 | TRUE | wye
37 | LV_1062-6_0_6_load_122 | 58 | 0.0036461 | 0.00091379 | 0 | 0 |  | 1 | TRUE | wye
38 | LV_1062-6_0_6_load_53 | 59 | 0.0078634 | 0.0019708 | 0 | 0 |  | 1 | TRUE | wye
39 | LV_1062-6_0_6_load_144 | 60 | 0.0074749 | 0.0018734 | 0 | 0 |  | 1 | TRUE | wye
40 | LV_1062-6_0_6_load_168 | 61 | 0.0030736 | 0.00077033 | 0 | 0 |  | 1 | TRUE | wye
41 | LV_1062-6_0_6_load_121 | 62 | 0.0023691 | 0.00059376 | 0 | 0 |  | 1 | TRUE | wye
42 | LV_1062-6_0_6_load_140 | 63 | 0.0018451 | 0.00046241 | 0 | 0 |  | 1 | TRUE | wye
43 | LV_1062-6_0_6_load_66 | 64 | 0.0017242 | 0.00043213 | 0 | 0 |  | 1 | TRUE | wye
44 | LV_1062-6_0_6_load_138 | 67 | 0.0020771 | 0.00052057 | 0 | 0 |  | 1 | TRUE | wye
45 | LV_1062-6_0_6_load_136 | 68 | 0.0036612 | 0.00091758 | 0 | 0 |  | 1 | TRUE | wye
46 | LV_1062-6_0_6_load_78 | 69 | 0.004014 | 0.001006 | 0 | 0 |  | 1 | TRUE | wye
47 | LV_1062-6_0_6_load_79 | 70 | 0.00098478 | 0.00024681 | 0 | 0 |  | 1 | TRUE | wye
48 | LV_1062-6_0_6_load_80 | 71 | 0.0049886 | 0.0012503 | 0 | 0 |  | 1 | TRUE | wye
49 | LV_1062-6_0_6_load_82 | 72 | 0.0019266 | 0.00048286 | 0 | 0 |  | 1 | TRUE | wye
50 | LV_1062-6_0_6_load_83 | 75 | 0.0073263 | 0.0018361 | 0 | 0 |  | 1 | TRUE | wye
51 | LV_1062-6_0_6_load_84 | 76 | 0.0046547 | 0.0011666 | 0 | 0 |  | 1 | TRUE | wye
52 | LV_1062-6_0_6_load_85 | 77 | 0.0043777 | 0.0010971 | 0 | 0 |  | 1 | TRUE | wye
53 | LV_1062-6_0_6_load_86 | 78 | 0.0034039 | 0.0008531 | 0 | 0 |  | 1 | TRUE | wye
54 | LV_1062-6_0_6_load_87 | 79 | 0.0030149 | 0.00075559 | 0 | 0 |  | 1 | TRUE | wye
55 | LV_1062-6_0_6_load_110 | 80 | 0.0034044 | 0.00085321 | 0 | 0 |  | 1 | TRUE | wye
56 | LV_1062-6_0_6_load_143 | 81 | 0.0013089 | 0.00032804 | 0 | 0 |  | 1 | TRUE | wye
57 | LV_1062-6_0_6_load_152 | 82 | 0.0046432 | 0.0011637 | 0 | 0 |  | 1 | TRUE | wye
58 | LV_1062-6_0_6_load_88 | 83 | 0.0018005 | 0.00045125 | 0 | 0 |  | 1 | TRUE | wye
59 | LV_1062-6_0_6_load_91 | 85 | 0.0012484 | 0.00031288 | 0 | 0 |  | 1 | TRUE | wye
60 | LV_1062-6_0_6_load_92 | 86 | 0.0050791 | 0.0012729 | 0 | 0 |  | 1 | TRUE | wye
61 | LV_1062-6_0_6_load_94 | 87 | 0.0025104 | 0.00062916 | 0 | 0 |  | 1 | TRUE | wye
62 | LV_1062-6_0_6_load_117 | 88 | 0.0012886 | 0.00032294 | 0 | 0 |  | 1 | TRUE | wye
63 | LV_1062-6_0_6_load_131 | 89 | 0.002561 | 0.00064185 | 0 | 0 |  | 1 | TRUE | wye
64 | LV_1062-6_0_6_load_104 | 90 | 0.0067878 | 0.0017012 | 0 | 0 |  | 1 | TRUE | wye
65 | LV_1062-6_0_6_load_105 | 91 | 0.0034295 | 0.00085951 | 0 | 0 |  | 1 | TRUE | wye
66 | LV_1062-6_0_6_load_107 | 92 | 0.0034295 | 0.00085951 | 0 | 0 |  | 1 | TRUE | wye
67 | LV_1062-6_0_6_load_109 | 93 | 0.0067257 | 0.0016856 | 0 | 0 |  | 1 | TRUE | wye
68 | LV_1062-6_0_6_load_151 | 94 | 0.0041291 | 0.0010348 | 0 | 0 |  | 1 | TRUE | wye
69 | LV_1062-6_0_6_load_141 | 95 | 0.0015846 | 0.00039715 | 0 | 0 |  | 1 | TRUE | wye
70 | LV_1062-6_0_6_load_150 | 96 | 0.0046476 | 0.0011648 | 0 | 0 |  | 1 | TRUE | wye
71 | LV_1062-6_0_6_load_142 | 98 | 0.0010822 | 0.00027124 | 0 | 0 |  | 1 | TRUE | wye
72 | LV_1062-6_0_6_load_111 | 99 | 0.003095 | 0.00077569 | 0 | 0 |  | 1 | TRUE | wye
73 | LV_1062-6_0_6_load_112 | 100 | 0.0010512 | 0.00026346 | 0 | 0 |  | 1 | TRUE | wye
74 | LV_1062-6_0_6_load_114 | 102 | 0.0017471 | 0.00043787 | 0 | 0 |  | 1 | TRUE | wye
75 | LV_1062-6_0_6_load_115 | 103 | 0.0053481 | 0.0013404 | 0 | 0 |  | 1 | TRUE | wye
76 | LV_1062-6_0_6_load_116 | 104 | 0.0014672 | 0.00036771 | 0 | 0 |  | 1 | TRUE | wye
77 | LV_1062-6_0_6_load_145 | 105 | 0.001748 | 0.00043808 | 0 | 0 |  | 1 | TRUE | wye
78 | LV_1062-6_0_6_load_180 | 106 | 0.0010523 | 0.00026372 | 0 | 0 |  | 1 | TRUE | wye
79 | LV_1062-6_0_6_load_159 | 107 | 0.001942 | 0.0004867 | 0 | 0 |  | 1 | TRUE | wye
80 | LV_1062-6_0_6_load_123 | 108 | 0.0010244 | 0.00025674 | 0 | 0 |  | 1 | TRUE | wye
81 | LV_1062-6_0_6_load_129 | 109 | 0.0029936 | 0.00075028 | 0 | 0 |  | 1 | TRUE | wye
82 | LV_1062-6_0_6_load_130 | 110 | 0.0039289 | 0.00098469 | 0 | 0 |  | 1 | TRUE | wye
83 | LV_1062-6_0_6_load_183 | 111 | 0.0030355 | 0.00076076 | 0 | 0 |  | 1 | TRUE | wye
84 | LV_1062-6_0_6_load_182 | 112 | 0.0020444 | 0.00051236 | 0 | 0 |  | 1 | TRUE | wye
85 | LV_1062-6_0_6_load_146 | 113 | 0.0032678 | 0.00081898 | 0 | 0 |  | 1 | TRUE | wye
86 | LV_1062-6_0_6_load_147 | 114 | 0.0010714 | 0.00026852 | 0 | 0 |  | 1 | TRUE | wye
87 | LV_1062-6_0_6_load_148 | 115 | 0.0010142 | 0.00025419 | 0 | 0 |  | 1 | TRUE | wye
88 | LV_1062-6_0_6_load_172 | 116 | 0.0032442 | 0.00081308 | 0 | 0 |  | 1 | TRUE | wye
89 | LV_1062-6_0_6_load_170 | 117 | 0.002928 | 0.00073383 | 0 | 0 |  | 1 | TRUE | wye
90 | LV_1062-6_0_6_load_153 | 118 | 0.0030627 | 0.00076759 | 0 | 0 |  | 1 | TRUE | wye
91 | LV_1062-6_0_6_load_154 | 119 | 0.0029162 | 0.00073087 | 0 | 0 |  | 1 | TRUE | wye
92 | LV_1062-6_0_6_load_155 | 120 | 0.0032084 | 0.00080409 | 0 | 0 |  | 1 | TRUE | wye
93 | LV_1062-6_0_6_load_156 | 121 | 0.0030641 | 0.00076793 | 0 | 0 |  | 1 | TRUE | wye
94 | LV_1062-6_0_6_load_157 | 122 | 0.0029684 | 0.00074396 | 0 | 0 |  | 1 | TRUE | wye
95 | LV_1062-6_0_6_load_174 | 123 | 0.0029198 | 0.00073176 | 0 | 0 |  | 1 | TRUE | wye
96 | LV_1062-6_0_6_load_173 | 124 | 0.0031322 | 0.00078501 | 0 | 0 |  | 1 | TRUE | wye
97 | LV_1062-6_0_6_load_178 | 125 | 0.0030641 | 0.00076793 | 0 | 0 |  | 1 | TRUE | wye
98 | LV_1062-6_0_6_load_171 | 126 | 0.0032272 | 0.00080881 | 0 | 0 |  | 1 | TRUE | wye
99 | LV_1062-6_0_6_load_169 | 127 | 0.0031026 | 0.00077758 | 0 | 0 |  | 1 | TRUE | wye
100 | LV_1062-6_0_6_load_176 | 128 | 0.0031459 | 0.00078844 | 0 | 0 |  | 1 | TRUE | wye
101 | LV_1062-6_0_6_load_175 | 129 | 0.003094 | 0.00077542 | 0 | 0 |  | 1 | TRUE | wye
102 | LV_1062-6_0_6_load_177 | 130 | 0.0030868 | 0.00077363 | 0 | 0 |  | 1 | TRUE | wye
103 | LV_1062-6_0_6_load_179 | 131 | 0.0029949 | 0.00075059 | 0 | 0 |  | 1 | TRUE | wye

## ext_grid
| name | bus | vm_pu | va_degree | slack_weight | in_service
0 |  | 97 | 1 | 0 | 1 | TRUE

## line
| name | std_type | from_bus | to_bus | length_km | r_ohm_per_km | x_ohm_per_km | c_nf_per_km | g_us_per_km | max_i_ka | df | parallel | type | in_service
0 | LV_1062-6_0_6_line_0 |  | 0 | 1 | 0.0006911 | 0.125 | 0.08 | 261 | 0 | 0.364 | 1 | 4 | cs | TRUE
1 | LV_1062-6_0_6_line_1 |  | 0 | 2 | 0.023817 | 0.125 | 0.08 | 261 | 0 | 0.364 | 1 | 4 | cs | TRUE
2 | LV_1062-6_0_6_line_2 |  | 1 | 3 | 0.029169 | 0.125 | 0.08 | 261 | 0 | 0.364 | 1 | 4 | cs | TRUE
3 | LV_1062-6_0_6_line_3 |  | 2 | 4 | 0.039993 | 0.125 | 0.08 | 261 | 0 | 0.364 | 1 | 4 | cs | TRUE
4 | LV_1062-6_0_6_line_4 |  | 3 | 5 | 0.035657 | 0.125 | 0.08 | 261 | 0 | 0.364 | 1 | 4 | cs | TRUE
5 | LV_1062-6_0_6_line_5 |  | 4 | 8 | 0.024788 | 0.125 | 0.08 | 261 | 0 | 0.364 | 1 | 4 | cs | TRUE
6 | LV_1062-6_0_6_line_6 |  | 5 | 9 | 0.010588 | 0.125 | 0.08 | 261 | 0 | 0.364 | 1 | 4 | cs | TRUE
7 | LV_1062-6_0_6_line_7 |  | 5 | 10 | 0.046601 | 0.125 | 0.08 | 261 | 0 | 0.364 | 1 | 4 | cs | TRUE
8 | LV_1062-6_0_6_line_8 |  | 6 | 7 | 0.027344 | 0.125 | 0.08 | 261 | 0 | 0.364 | 1 | 1 | cs | TRUE
9 | LV_1062-6_0_6_line_9 |  | 7 | 11 | 0.018375 | 0.125 | 0.08 | 261 | 0 | 0.364 | 1 | 1 | cs | TRUE
10 | LV_1062-6_0_6_line_10 |  | 8 | 12 | 0.040092 | 0.125 | 0.08 | 261 | 0 | 0.364 | 1 | 4 | cs | TRUE
11 | LV_1062-6_0_6_line_11 |  | 9 | 97 | 0.020938 | 0.125 | 0.08 | 261 | 0 | 0.364 | 1 | 4 | cs | TRUE
12 | LV_1062-6_0_6_line_12 |  | 9 | 68 | 0.025174 | 0.125 | 0.08 | 261 | 0 | 0.364 | 1 | 1 | cs | TRUE
13 | LV_1062-6_0_6_line_13 |  | 10 | 93 | 0.028431 | 0.125 | 0.08 | 261 | 0 | 0.364 | 1 | 1 | cs | TRUE
14 | LV_1062-6_0_6_line_14 |  | 10 | 90 | 0.031247 | 0.125 | 0.08 | 261 | 0 | 0.364 | 1 | 4 | cs | TRUE
15 | LV_1062-6_0_6_line_15 |  | 11 | 37 | 0.010756 | 0.125 | 0.08 | 261 | 0 | 0.364 | 1 | 1 | cs | TRUE
16 | LV_1062-6_0_6_line_16 |  | 12 | 106 | 0.017669 | 0.125 | 0.08 | 261 | 0 | 0.364 | 1 | 1 | cs | TRUE
17 | LV_1062-6_0_6_line_17 |  | 12 | 108 | 0.038716 | 0.125 | 0.08 | 261 | 0 | 0.364 | 1 | 4 | cs | TRUE
18 | LV_1062-6_0_6_line_18 |  | 13 | 14 | 0.053121 | 0.125 | 0.08 | 261 | 0 | 0.364 | 1 | 1 | cs | TRUE
19 | LV_1062-6_0_6_line_19 |  | 14 | 15 | 0.012416 | 0.125 | 0.08 | 261 | 0 | 0.364 | 1 | 1 | cs | TRUE
20 | LV_1062-6_0_6_line_20 |  | 15 | 16 | 0.026994 | 0.125 | 0.08 | 261 | 0 | 0.364 | 1 | 1 | cs | TRUE
21 | LV_1062-6_0_6_line_21 |  | 16 | 17 | 0.025586 | 0.125 | 0.08 | 261 | 0 | 0.364 | 1 | 1 | cs | TRUE
22 | LV_1062-6_0_6_line_22 |  | 17 | 21 | 0.016188 | 0.125 | 0.08 | 261 | 0 | 0.364 | 1 | 1 | cs | TRUE
23 | LV_1062-6_0_6_line_23 |  | 17 | 22 | 0.050843 | 0.125 | 0.08 | 261 | 0 | 0.364 | 1 | 1 | cs | TRUE
24 | LV_1062-6_0_6_line_24 |  | 18 | 19 | 0.024117 | 0.125 | 0.08 | 261 | 0 | 0.364 | 1 | 1 | cs | TRUE
25 | LV_1062-6_0_6_line_25 |  | 18 | 20 | 0.016385 | 0.125 | 0.08 | 261 | 0 | 0.364 | 1 | 1 | cs | TRUE
26 | LV_1062-6_0_6_line_26 |  | 19 | 30 | 0.026738 | 0.125 | 0.08 | 261 | 0 | 0.364 | 1 | 1 | cs | TRUE
27 | LV_1062-6_0_6_line_27 |  | 20 | 24 | 0.037332 | 0.125 | 0.08 | 261 | 0 | 0.364 | 1 | 1 | cs | TRUE
28 | LV_1062-6_0_6_line_28 |  | 22 | 39 | 0.0060435 | 0.125 | 0.08 | 261 | 0 | 0.364 | 1 | 1 | cs | TRUE
29 | LV_1062-6_0_6_line_29 |  | 23 | 24 | 0.01114 | 0.125 | 0.08 | 261 | 0 | 0.364 | 1 | 1 | cs | TRUE
30 | LV_1062-6_0_6_line_30 |  | 23 | 25 | 0.0091079 | 0.125 | 0.08 | 261 | 0 | 0.364 | 1 | 1 | cs | TRUE
31 | LV_1062-6_0_6_line_31 |  | 26 | 27 | 0.0040653 | 0.125 | 0.08 | 261 | 0 | 0.364 | 1 | 1 | cs | TRUE
32 | LV_1062-6_0_6_line_32 |  | 26 | 28 | 0.17487 | 0.125 | 0.08 | 261 | 0 | 0.364 | 1 | 1 | cs | TRUE
33 | LV_1062-6_0_6_line_33 |  | 27 | 29 | 0.0012622 | 0.125 | 0.08 | 261 | 0 | 0.364 | 1 | 1 | cs | TRUE
34 | LV_1062-6_0_6_line_34 |  | 28 | 89 | 0.0099887 | 0.125 | 0.08 | 261 | 0 | 0.364 | 1 | 1 | cs | TRUE
35 | LV_1062-6_0_6_line_35 |  | 28 | 73 | 0.10224 | 0.125 | 0.08 | 261 | 0 | 0.364 | 1 | 1 | cs | TRUE
36 | LV_1062-6_0_6_line_36 |  | 29 | 32 | 0.030128 | 0.125 | 0.08 | 261 | 0 | 0.364 | 1 | 1 | cs | TRUE
37 | LV_1062-6_0_6_line_37 |  | 30 | 31 | 0.024547 | 0.125 | 0.08 | 261 | 0 | 0.364 | 1 | 1 | cs | TRUE
38 | LV_1062-6_0_6_line_38 |  | 31 | 65 | 0.027778 | 0.125 | 0.08 | 261 | 0 | 0.364 | 1 | 1 | cs | TRUE
39 | LV_1062-6_0_6_line_39 |  | 32 | 34 | 0.063771 | 0.125 | 0.08 | 261 | 0 | 0.364 | 1 | 1 | cs | TRUE
40 | LV_1062-6_0_6_line_40 |  | 32 | 81 | 0.027044 | 0.125 | 0.08 | 261 | 0 | 0.364 | 1 | 1 | cs | TRUE
41 | LV_1062-6_0_6_line_41 |  | 33 | 34 | 0.021535 | 0.125 | 0.08 | 261 | 0 | 0.364 | 1 | 1 | cs | TRUE
42 | LV_1062-6_0_6_line_42 |  | 33 | 35 | 0.021246 | 0.125 | 0.08 | 261 | 0 | 0.364 | 1 | 1 | cs | TRUE
43 | LV_1062-6_0_6_line_43 |  | 35 | 38 | 0.013105 | 0.125 | 0.08 | 261 | 0 | 0.364 | 1 | 1 | cs | TRUE
44 | LV_1062-6_0_6_line_44 |  | 36 | 37 | 0.27143 | 0.125 | 0.08 | 261 | 0 | 0.364 | 1 | 1 | cs | TRUE
45 | LV_1062-6_0_6_line_45 |  | 37 | 38 | 0.016257 | 0.125 | 0.08 | 261 | 0 | 0.364 | 1 | 1 | cs | TRUE
46 | LV_1062-6_0_6_line_46 |  | 39 | 40 | 0.031188 | 0.125 | 0.08 | 261 | 0 | 0.364 | 1 | 2 | cs | TRUE
47 | LV_1062-6_0_6_line_47 |  | 39 | 41 | 0.030791 | 0.125 | 0.08 | 261 | 0 | 0.364 | 1 | 1 | cs | TRUE
48 | LV_1062-6_0_6_line_48 |  | 40 | 42 | 0.021795 | 0.125 | 0.08 | 261 | 0 | 0.364 | 1 | 4 | cs | TRUE
49 | LV_1062-6_0_6_line_49 |  | 41 | 43 | 0.00014211 | 0.125 | 0.08 | 261 | 0 | 0.364 | 1 | 1 | cs | TRUE
50 | LV_1062-6_0_6_line_50 |  | 42 | 44 | 0.0026174 | 0.125 | 0.08 | 261 | 0 | 0.364 | 1 | 1 | cs | TRUE
51 | LV_1062-6_0_6_line_51 |  | 42 | 45 | 0.0035201 | 0.125 | 0.08 | 261 | 0 | 0.364 | 1 | 4 | cs | TRUE
52 | LV_1062-6_0_6_line_52 |  | 44 | 63 | 0.018745 | 0.125 | 0.08 | 261 | 0 | 0.364 | 1 | 1 | cs | TRUE
53 | LV_1062-6_0_6_line_53 |  | 45 | 60 | 0.020752 | 0.125 | 0.08 | 261 | 0 | 0.364 | 1 | 4 | cs | TRUE
54 | LV_1062-6_0_6_line_54 |  | 46 | 47 | 0.021698 | 0.125 | 0.08 | 261 | 0 | 0.364 | 1 | 4 | cs | TRUE
55 | LV_1062-6_0_6_line_55 |  | 46 | 48 | 0.016313 | 0.125 | 0.08 | 261 | 0 | 0.364 | 1 | 4 | cs | TRUE
56 | LV_1062-6_0_6_line_56 |  | 47 | 49 | 0.011646 | 0.125 | 0.08 | 261 | 0 | 0.364 | 1 | 4 | cs | TRUE
57 | LV_1062-6_0_6_line_57 |  | 48 | 50 | 0.038299 | 0.125 | 0.08 | 261 | 0 | 0.364 | 1 | 4 | cs | TRUE
58 | LV_1062-6_0_6_line_58 |  | 49 | 51 | 0.022284 | 0.125 | 0.08 | 261 | 0 | 0.364 | 1 | 4 | cs | TRUE
59 | LV_1062-6_0_6_line_59 |  | 49 | 52 | 0.022895 | 0.125 | 0.08 | 261 | 0 | 0.364 | 1 | 1 | cs | TRUE
60 | LV_1062-6_0_6_line_60 |  | 50 | 56 | 0.023414 | 0.125 | 0.08 | 261 | 0 | 0.364 | 1 | 4 | cs | TRUE
61 | LV_1062-6_0_6_line_61 |  | 51 | 58 | 0.0090935 | 0.125 | 0.08 | 261 | 0 | 0.364 | 1 | 4 | cs | TRUE
62 | LV_1062-6_0_6_line_62 |  | 52 | 59 | 0.033125 | 0.125 | 0.08 | 261 | 0 | 0.364 | 1 | 1 | cs | TRUE
63 | LV_1062-6_0_6_line_63 |  | 53 | 54 | 0.015492 | 0.125 | 0.08 | 261 | 0 | 0.364 | 1 | 1 | cs | TRUE
64 | LV_1062-6_0_6_line_64 |  | 53 | 55 | 0.012943 | 0.125 | 0.08 | 261 | 0 | 0.364 | 1 | 4 | cs | TRUE
65 | LV_1062-6_0_6_line_65 |  | 53 | 56 | 0.016601 | 0.125 | 0.08 | 261 | 0 | 0.364 | 1 | 4 | cs | TRUE
66 | LV_1062-6_0_6_line_66 |  | 54 | 57 | 0.022508 | 0.125 | 0.08 | 261 | 0 | 0.364 | 1 | 1 | cs | TRUE
67 | LV_1062-6_0_6_line_67 |  | 55 | 60 | 0.038199 | 0.125 | 0.08 | 261 | 0 | 0.364 | 1 | 4 | cs | TRUE
68 | LV_1062-6_0_6_line_68 |  | 57 | 61 | 0.023534 | 0.125 | 0.08 | 261 | 0 | 0.364 | 1 | 1 | cs | TRUE
69 | LV_1062-6_0_6_line_69 |  | 58 | 62 | 0.02904 | 0.125 | 0.08 | 261 | 0 | 0.364 | 1 | 4 | cs | TRUE
70 | LV_1062-6_0_6_line_70 |  | 62 | 108 | 0.0075419 | 0.125 | 0.08 | 261 | 0 | 0.364 | 1 | 4 | cs | TRUE
71 | LV_1062-6_0_6_line_71 |  | 63 | 64 | 0.0056451 | 0.125 | 0.08 | 261 | 0 | 0.364 | 1 | 1 | cs | TRUE
72 | LV_1062-6_0_6_line_72 |  | 65 | 66 | 0.015399 | 0.125 | 0.08 | 261 | 0 | 0.364 | 1 | 1 | cs | TRUE
73 | LV_1062-6_0_6_line_73 |  | 66 | 67 | 0.030912 | 0.125 | 0.08 | 261 | 0 | 0.364 | 1 | 1 | cs | TRUE
74 | LV_1062-6_0_6_line_74 |  | 66 | 68 | 0.010821 | 0.125 | 0.08 | 261 | 0 | 0.364 | 1 | 1 | cs | TRUE
75 | LV_1062-6_0_6_line_75 |  | 69 | 70 | 0.019051 | 0.125 | 0.08 | 261 | 0 | 0.364 | 1 | 1 | cs | TRUE
76 | LV_1062-6_0_6_line_76 |  | 69 | 71 | 0.032254 | 0.125 | 0.08 | 261 | 0 | 0.364 | 1 | 1 | cs | TRUE
77 | LV_1062-6_0_6_line_77 |  | 71 | 72 | 0.012764 | 0.125 | 0.08 | 261 | 0 | 0.364 | 1 | 1 | cs | TRUE
78 | LV_1062-6_0_6_line_78 |  | 72 | 73 | 0.054105 | 0.125 | 0.08 | 261 | 0 | 0.364 | 1 | 1 | cs | TRUE
79 | LV_1062-6_0_6_line_79 |  | 73 | 74 | 0.010032 | 0.125 | 0.08 | 261 | 0 | 0.364 | 1 | 1 | cs | TRUE
80 | LV_1062-6_0_6_line_80 |  | 74 | 87 | 0.025485 | 0.125 | 0.08 | 261 | 0 | 0.364 | 1 | 1 | cs | TRUE
81 | LV_1062-6_0_6_line_81 |  | 74 | 83 | 0.0057849 | 0.125 | 0.08 | 261 | 0 | 0.364 | 1 | 1 | cs | TRUE
82 | LV_1062-6_0_6_line_82 |  | 75 | 76 | 0.015908 | 0.125 | 0.08 | 261 | 0 | 0.364 | 1 | 1 | cs | TRUE
83 | LV_1062-6_0_6_line_83 |  | 75 | 77 | 0.00086889 | 0.125 | 0.08 | 261 | 0 | 0.364 | 1 | 1 | cs | TRUE
84 | LV_1062-6_0_6_line_84 |  | 76 | 78 | 0.0089018 | 0.125 | 0.08 | 261 | 0 | 0.364 | 1 | 1 | cs | TRUE
85 | LV_1062-6_0_6_line_85 |  | 77 | 79 | 0.022791 | 0.125 | 0.08 | 261 | 0 | 0.364 | 1 | 1 | cs | TRUE
86 | LV_1062-6_0_6_line_86 |  | 78 | 80 | 0.0082062 | 0.125 | 0.08 | 261 | 0 | 0.364 | 1 | 1 | cs | TRUE
87 | LV_1062-6_0_6_line_87 |  | 79 | 81 | 0.00020597 | 0.125 | 0.08 | 261 | 0 | 0.364 | 1 | 1 | cs | TRUE
88 | LV_1062-6_0_6_line_88 |  | 80 | 82 | 0.0010535 | 0.125 | 0.08 | 261 | 0 | 0.364 | 1 | 1 | cs | TRUE
89 | LV_1062-6_0_6_line_89 |  | 82 | 96 | 0.0096849 | 0.125 | 0.08 | 261 | 0 | 0.364 | 1 | 1 | cs | TRUE
90 | LV_1062-6_0_6_line_90 |  | 83 | 84 | 0.023968 | 0.125 | 0.08 | 261 | 0 | 0.364 | 1 | 1 | cs | TRUE
91 | LV_1062-6_0_6_line_91 |  | 84 | 85 | 0.0085239 | 0.125 | 0.08 | 261 | 0 | 0.364 | 1 | 1 | cs | TRUE
92 | LV_1062-6_0_6_line_92 |  | 84 | 86 | 0.059388 | 0.125 | 0.08 | 261 | 0 | 0.364 | 1 | 1 | cs | TRUE
93 | LV_1062-6_0_6_line_93 |  | 85 | 88 | 0.02544 | 0.125 | 0.08 | 261 | 0 | 0.364 | 1 | 1 | cs | TRUE
94 | LV_1062-6_0_6_line_94 |  | 89 | 109 | 0.018092 | 0.125 | 0.08 | 261 | 0 | 0.364 | 1 | 1 | cs | TRUE
95 | LV_1062-6_0_6_line_95 |  | 90 | 91 | 0.0091517 | 0.125 | 0.08 | 261 | 0 | 0.364 | 1 | 4 | cs | TRUE
96 | LV_1062-6_0_6_line_96 |  | 91 | 92 | 0.0080747 | 0.125 | 0.08 | 261 | 0 | 0.364 | 1 | 4 | cs | TRUE
97 | LV_1062-6_0_6_line_97 |  | 92 | 94 | 0.0047716 | 0.125 | 0.08 | 261 | 0 | 0.364 | 1 | 2 | cs | TRUE
98 | LV_1062-6_0_6_line_98 |  | 93 | 95 | 0.0063646 | 0.125 | 0.08 | 261 | 0 | 0.364 | 1 | 1 | cs | TRUE
99 | LV_1062-6_0_6_line_99 |  | 94 | 96 | 0.018284 | 0.125 | 0.08 | 261 | 0 | 0.364 | 1 | 1 | cs | TRUE
100 | LV_1062-6_0_6_line_100 |  | 95 | 98 | 0.030953 | 0.125 | 0.08 | 261 | 0 | 0.364 | 1 | 1 | cs | TRUE
101 | LV_1062-6_0_6_line_101 |  | 97 | 111 | 0.051677 | 0.125 | 0.08 | 261 | 0 | 0.364 | 1 | 1 | cs | TRUE
102 | LV_1062-6_0_6_line_102 |  | 97 | 112 | 0.015741 | 0.125 | 0.08 | 261 | 0 | 0.364 | 1 | 1 | cs | TRUE
103 | LV_1062-6_0_6_line_103 |  | 98 | 113 | 0.024191 | 0.125 | 0.08 | 261 | 0 | 0.364 | 1 | 1 | cs | TRUE
104 | LV_1062-6_0_6_line_104 |  | 99 | 100 | 0.010448 | 0.125 | 0.08 | 261 | 0 | 0.364 | 1 | 1 | cs | TRUE
105 | LV_1062-6_0_6_line_105 |  | 99 | 101 | 0.009465 | 0.125 | 0.08 | 261 | 0 | 0.364 | 1 | 1 | cs | TRUE
106 | LV_1062-6_0_6_line_106 |  | 100 | 102 | 0.0080564 | 0.125 | 0.08 | 261 | 0 | 0.364 | 1 | 1 | cs | TRUE
107 | LV_1062-6_0_6_line_107 |  | 101 | 103 | 0.028025 | 0.125 | 0.08 | 261 | 0 | 0.364 | 1 | 1 | cs | TRUE
108 | LV_1062-6_0_6_line_108 |  | 101 | 104 | 0.012465 | 0.125 | 0.08 | 261 | 0 | 0.364 | 1 | 1 | cs | TRUE
109 | LV_1062-6_0_6_line_109 |  | 102 | 105 | 0.0075435 | 0.125 | 0.08 | 261 | 0 | 0.364 | 1 | 1 | cs | TRUE
110 | LV_1062-6_0_6_line_110 |  | 104 | 106 | 0.0030058 | 0.125 | 0.08 | 261 | 0 | 0.364 | 1 | 1 | cs | TRUE
111 | LV_1062-6_0_6_line_111 |  | 105 | 107 | 0.017157 | 0.125 | 0.08 | 261 | 0 | 0.364 | 1 | 1 | cs | TRUE
112 | LV_1062-6_0_6_line_112 |  | 109 | 110 | 0.019337 | 0.125 | 0.08 | 261 | 0 | 0.364 | 1 | 1 | cs | TRUE
113 | LV_1062-6_0_6_line_113 |  | 113 | 114 | 0.0037168 | 0.125 | 0.08 | 261 | 0 | 0.364 | 1 | 1 | cs | TRUE
114 | LV_1062-6_0_6_line_114 |  | 114 | 115 | 0.013031 | 0.125 | 0.08 | 261 | 0 | 0.364 | 1 | 1 | cs | TRUE
115 | LV_1062-6_0_6_line_115 |  | 115 | 116 | 0.0038247 | 0.125 | 0.08 | 261 | 0 | 0.364 | 1 | 1 | cs | TRUE
116 | LV_1062-6_0_6_line_116 |  | 116 | 117 | 0.0020487 | 0.125 | 0.08 | 261 | 0 | 0.364 | 1 | 1 | cs | TRUE
117 | LV_1062-6_0_6_line_117 |  | 117 | 127 | 0.0038573 | 0.125 | 0.08 | 261 | 0 | 0.364 | 1 | 1 | cs | TRUE
118 | LV_1062-6_0_6_line_118 |  | 118 | 119 | 0.0052595 | 0.125 | 0.08 | 261 | 0 | 0.364 | 1 | 1 | cs | TRUE
119 | LV_1062-6_0_6_line_119 |  | 118 | 120 | 0.00082507 | 0.125 | 0.08 | 261 | 0 | 0.364 | 1 | 1 | cs | TRUE
120 | LV_1062-6_0_6_line_120 |  | 119 | 121 | 0.00059446 | 0.125 | 0.08 | 261 | 0 | 0.364 | 1 | 1 | cs | TRUE
121 | LV_1062-6_0_6_line_121 |  | 120 | 122 | 0.0058241 | 0.125 | 0.08 | 261 | 0 | 0.364 | 1 | 1 | cs | TRUE
122 | LV_1062-6_0_6_line_122 |  | 121 | 123 | 0.0052046 | 0.125 | 0.08 | 261 | 0 | 0.364 | 1 | 1 | cs | TRUE
123 | LV_1062-6_0_6_line_123 |  | 122 | 124 | 0.014677 | 0.125 | 0.08 | 261 | 0 | 0.364 | 1 | 1 | cs | TRUE
124 | LV_1062-6_0_6_line_124 |  | 123 | 125 | 0.00064986 | 0.125 | 0.08 | 261 | 0 | 0.364 | 1 | 1 | cs | TRUE
125 | LV_1062-6_0_6_line_125 |  | 124 | 126 | 0.0058433 | 0.125 | 0.08 | 261 | 0 | 0.364 | 1 | 1 | cs | TRUE
126 | LV_1062-6_0_6_line_126 |  | 125 | 128 | 0.014482 | 0.125 | 0.08 | 261 | 0 | 0.364 | 1 | 1 | cs | TRUE
127 | LV_1062-6_0_6_line_127 |  | 126 | 127 | 0.005883 | 0.125 | 0.08 | 261 | 0 | 0.364 | 1 | 1 | cs | TRUE
128 | LV_1062-6_0_6_line_128 |  | 128 | 129 | 0.0057962 | 0.125 | 0.08 | 261 | 0 | 0.364 | 1 | 1 | cs | TRUE
129 | LV_1062-6_0_6_line_129 |  | 129 | 130 | 0.0059738 | 0.125 | 0.08 | 261 | 0 | 0.364 | 1 | 1 | cs | TRUE
130 | LV_1062-6_0_6_line_130 |  | 130 | 131 | 0.0015268 | 0.125 | 0.08 | 261 | 0 | 0.364 | 1 | 1 | cs | TRUE

## trafo
| name | std_type | hv_bus | lv_bus | sn_mva | vn_hv_kv | vn_lv_kv | vk_percent | vkr_percent | pfe_kw | i0_percent | shift_degree | tap_side | tap_neutral | tap_min | tap_max | tap_step_percent | tap_step_degree | tap_pos | tap_phase_shifter | parallel | df | in_service
0 | LV_1062-6_0_6_trafo_139 | 0.63 MVA 20/0.4 kV | 132 | 97 | 0.63 | 20 | 0.4 | 6 | 1.206 | 1.65 | 0.2619 | 150 | hv | 0 | -2 | 2 | 2.5 | 0 | 0 | FALSE | 1 | 1 | TRUE

## line_geodata
| x0 | y0 | x1 | y1 | x2 | y2 | x3 | y3 | x4 | y4 | x5 | y5 | x6 | y6
0 | 2656844.2408 | 1210386.9556 | 2656844.1881 | 1210386.2665
1 | 2656846.057 | 1210410.7032 | 2656844.2408 | 1210386.9556
2 | 2656841.9638 | 1210357.1821 | 2656844.1881 | 1210386.2665
3 | 2656846.057 | 1210410.7032 | 2656806.4083 | 1210415.9434
4 | 2656839.2448 | 1210321.6294 | 2656841.9638 | 1210357.1821
5 | 2656781.8342 | 1210419.1913 | 2656806.4083 | 1210415.9434
6 | 2656839.2448 | 1210321.6294 | 2656828.6264 | 1210321.7395
7 | 2656885.949 | 1210319.8844 | 2656839.2448 | 1210321.6294
8 | 2656914.962 | 1210401.8529 | 2656942.0833 | 1210398.3694
9 | 2656942.0833 | 1210398.3694 | 2656960.3086 | 1210396.0286
10 | 2656742.0874 | 1210424.4445 | 2656781.8342 | 1210419.1913
11 | 2656828.6052 | 1210300.8268 | 2656829.0334 | 1210306.9345 | 2656828.6264 | 1210321.7395
12 | 2656828.6264 | 1210321.7395 | 2656803.4523 | 1210321.8341
13 | 2656885.949 | 1210319.8844 | 2656884.1317 | 1210312.0068 | 2656882.1593 | 1210291.7562
14 | 2656885.949 | 1210319.8844 | 2656890.9231 | 1210327.4697 | 2656900.0063 | 1210336.9286 | 2656908.0116 | 1210339.0617 | 2656908.7881 | 1210339.0193
15 | 2656970.9769 | 1210394.6583 | 2656960.3086 | 1210396.0286
16 | 2656742.0874 | 1210424.4445 | 2656741.5166 | 1210406.7846
17 | 2656742.0874 | 1210424.4445 | 2656728.9791 | 1210425.8652 | 2656703.7809 | 1210429.9707
18 | 2656722.1675 | 1210122.9454 | 2656719.9191 | 1210149.358 | 2656716.0636 | 1210175.6897
19 | 2656716.0636 | 1210175.6897 | 2656714.2648 | 1210187.9749
20 | 2656710.3525 | 1210214.684 | 2656712.2381 | 1210201.8164 | 2656714.2648 | 1210187.9749
21 | 2656685.2687 | 1210216.5913 | 2656703.7327 | 1210217.0781 | 2656707.8438 | 1210216.35 | 2656710.3525 | 1210214.684
22 | 2656685.2687 | 1210216.5913 | 2656670.5958 | 1210217.0634 | 2656669.1049 | 1210216.8418
23 | 2656685.2687 | 1210216.5913 | 2656696.8147 | 1210266.106
24 | 2656773.1444 | 1210218.8278 | 2656774.0864 | 1210242.9262
25 | 2656773.1444 | 1210218.8278 | 2656789.2094 | 1210222.0485
26 | 2656775.1309 | 1210269.6437 | 2656774.0864 | 1210242.9262
27 | 2656826.337 | 1210223.0122 | 2656815.9604 | 1210224.016 | 2656796.7817 | 1210223.5665 | 2656789.2094 | 1210222.0485
28 | 2656698.1871 | 1210271.9916 | 2656696.8147 | 1210266.106
29 | 2656837.3167 | 1210221.2529 | 2656831.6542 | 1210222.4978 | 2656826.337 | 1210223.0122
30 | 2656837.3167 | 1210221.2529 | 2656846.2122 | 1210219.2972
31 | 2657025.1928 | 1210290.4716 | 2657027.1021 | 1210294.0607
32 | 2657025.1928 | 1210290.4716 | 2657131.7053 | 1210151.7862
33 | 2657027.6949 | 1210295.175 | 2657027.1021 | 1210294.0607
34 | 2657131.7053 | 1210151.7862 | 2657141.6443 | 1210150.7914
35 | 2657095.5009 | 1210056.8941 | 2657101.2926 | 1210063.2311 | 2657104.4944 | 1210070.1659 | 2657131.7053 | 1210151.7862
36 | 2657042.5581 | 1210321.3798 | 2657029.8422 | 1210299.2116 | 2657027.6949 | 1210295.175
37 | 2656775.1309 | 1210269.6437 | 2656776.0954 | 1210294.1715
38 | 2656777.187 | 1210321.9279 | 2656776.0954 | 1210294.1715
39 | 2657042.1382 | 1210383.5797 | 2657043.1786 | 1210374.9178 | 2657048.5665 | 1210355.9023 | 2657048.9483 | 1210349.3576 | 2657047.3959 | 1210340.026 | 2657042.5581 | 1210321.3798
40 | 2657042.5581 | 1210321.3798 | 2657015.7594 | 1210325.0165
41 | 2657042.1382 | 1210383.5797 | 2657030.3251 | 1210387.0355 | 2657021.1731 | 1210388.211
42 | 2657021.1731 | 1210388.211 | 2657000.1005 | 1210390.9176
43 | 2656987.1017 | 1210392.5872 | 2657000.1005 | 1210390.9176
44 | 2656970.9769 | 1210394.6583 | 2657008.3454 | 1210663.5016
45 | 2656970.9769 | 1210394.6583 | 2656987.1017 | 1210392.5872
46 | 2656698.1871 | 1210271.9916 | 2656704.389 | 1210297.5658 | 2656704.5288 | 1210302.4364
47 | 2656698.1871 | 1210271.9916 | 2656728.9638 | 1210271.0525
48 | 2656705.154 | 1210324.2224 | 2656704.5288 | 1210302.4364
49 | 2656729.1058 | 1210271.0481 | 2656728.9638 | 1210271.0525
50 | 2656705.154 | 1210324.2224 | 2656707.767 | 1210324.0699
51 | 2656705.154 | 1210324.2224 | 2656701.6416 | 1210324.4547
52 | 2656707.767 | 1210324.0699 | 2656726.4805 | 1210322.9774
53 | 2656701.6416 | 1210324.4547 | 2656692.0736 | 1210325.0876 | 2656680.9347 | 1210325.8297
54 | 2656639.5294 | 1210422.4359 | 2656638.3683 | 1210402.2462 | 2656638.1325 | 1210400.7901
55 | 2656635.5254 | 1210384.6865 | 2656638.1325 | 1210400.7901
56 | 2656639.5294 | 1210422.4359 | 2656640.2064 | 1210422.3757 | 2656644.1008 | 1210422.0346 | 2656644.7702 | 1210421.9743 | 2656646.2534 | 1210421.8438 | 2656650.2772 | 1210421.4818 | 2656651.1292 | 1210421.4009
57 | 2656635.5254 | 1210384.6865 | 2656628.5975 | 1210355.5033 | 2656626.0838 | 1210347.5878
58 | 2656651.1292 | 1210421.4009 | 2656651.7591 | 1210436.705 | 2656658.6996 | 1210437.3157
59 | 2656651.1292 | 1210421.4009 | 2656650.4163 | 1210414.0453 | 2656647.5659 | 1210398.8044
60 | 2656618.9968 | 1210325.2719 | 2656626.0838 | 1210347.5878
61 | 2656658.6996 | 1210437.3157 | 2656667.6748 | 1210435.8534
62 | 2656640.8547 | 1210366.3786 | 2656643.48 | 1210376.9573 | 2656647.5659 | 1210398.8044
63 | 2656625.3201 | 1210314.859 | 2656629.9831 | 1210329.6343
64 | 2656629.9831 | 1210329.6343 | 2656631.6069 | 1210329.116 | 2656642.8205 | 1210328.3689
65 | 2656618.9968 | 1210325.2719 | 2656623.2046 | 1210323.9443 | 2656625.599 | 1210331.1158 | 2656629.9831 | 1210329.6343
66 | 2656625.3201 | 1210314.859 | 2656619.3799 | 1210293.1488
67 | 2656642.8205 | 1210328.3689 | 2656680.9347 | 1210325.8297
68 | 2656619.3799 | 1210293.1488 | 2656614.8162 | 1210276.4697 | 2656613.426 | 1210270.3848
69 | 2656696.3371 | 1210431.1835 | 2656667.6748 | 1210435.8534
70 | 2656703.7809 | 1210429.9707 | 2656696.3371 | 1210431.1835
71 | 2656732.1161 | 1210322.6485 | 2656726.4805 | 1210322.9774
72 | 2656777.187 | 1210321.9279 | 2656792.6309 | 1210321.8748
73 | 2656803.2947 | 1210295.4493 | 2656796.8826 | 1210299.1794 | 2656793.7573 | 1210305.7425 | 2656792.3122 | 1210316.2351 | 2656792.6309 | 1210321.8748
74 | 2656792.6309 | 1210321.8748 | 2656803.4523 | 1210321.8341
75 | 2657018.3657 | 1210020.6556 | 2657003.8201 | 1210008.3519
76 | 2657042.9918 | 1210041.4861 | 2657018.3657 | 1210020.6556
77 | 2657042.9918 | 1210041.4861 | 2657052.7368 | 1210049.7291
78 | 2657095.5009 | 1210056.8941 | 2657089.4459 | 1210066.1529 | 2657079.956 | 1210068.2189 | 2657070.4133 | 1210064.6811 | 2657052.7368 | 1210049.7291
79 | 2657095.5009 | 1210056.8941 | 2657096.2958 | 1210046.8957
80 | 2657096.2958 | 1210046.8957 | 2657107.8084 | 1210050.2968 | 2657120.4009 | 1210055.11
81 | 2657096.2958 | 1210046.8957 | 2657097.8117 | 1210041.313
82 | 2656992.11 | 1210328.2259 | 2656976.3462 | 1210330.3651
83 | 2656992.11 | 1210328.2259 | 2656992.971 | 1210328.109
84 | 2656967.5252 | 1210331.5622 | 2656976.3462 | 1210330.3651
85 | 2656992.971 | 1210328.109 | 2657015.5553 | 1210325.0442
86 | 2656967.5252 | 1210331.5622 | 2656959.3936 | 1210332.6657
87 | 2657015.5553 | 1210325.0442 | 2657015.7594 | 1210325.0165
88 | 2656958.3496 | 1210332.8074 | 2656959.3936 | 1210332.6657
89 | 2656958.3496 | 1210332.8074 | 2656948.7527 | 1210334.1097
90 | 2657105.8985 | 1210018.7596 | 2657098.4938 | 1210038.8008 | 2657097.8117 | 1210041.313
91 | 2657105.8985 | 1210018.7596 | 2657097.958 | 1210015.6605
92 | 2657105.8985 | 1210018.7596 | 2657161.221 | 1210040.3556
93 | 2657074.2589 | 1210006.4107 | 2657097.958 | 1210015.6605
94 | 2657159.6459 | 1210148.9896 | 2657141.6443 | 1210150.7914
95 | 2656908.7881 | 1210339.0193 | 2656915.1214 | 1210338.6737 | 2656917.9049 | 1210338.296
96 | 2656925.9062 | 1210337.2102 | 2656917.9049 | 1210338.296
97 | 2656925.9062 | 1210337.2102 | 2656930.6344 | 1210336.5685
98 | 2656882.1593 | 1210291.7562 | 2656881.5423 | 1210285.4216
99 | 2656948.7527 | 1210334.1097 | 2656930.6344 | 1210336.5685
100 | 2656878.5417 | 1210254.6147 | 2656881.5423 | 1210285.4216
101 | 2656827.2571 | 1210249.2609 | 2656826.7009 | 1210282.1197 | 2656828.6052 | 1210300.8268
102 | 2656814.3273 | 1210294.9429 | 2656818.8543 | 1210295.2306 | 2656828.6052 | 1210300.8268
103 | 2656878.5417 | 1210254.6147 | 2656877.9222 | 1210248.2539 | 2656879.7972 | 1210243.7024 | 2656887.1668 | 1210240.7931 | 2656892.1076 | 1210241.1573
104 | 2656730.3709 | 1210390.46 | 2656719.9231 | 1210390.5728
105 | 2656739.7015 | 1210391.6243 | 2656734.3398 | 1210390.4171 | 2656730.3709 | 1210390.46
106 | 2656711.8672 | 1210390.6598 | 2656719.9231 | 1210390.5728
107 | 2656739.7015 | 1210391.6243 | 2656747.5382 | 1210385.9176 | 2656764.99 | 1210380.1023
108 | 2656739.7015 | 1210391.6243 | 2656741.1302 | 1210394.8287 | 2656741.4195 | 1210403.7803
109 | 2656711.8672 | 1210390.6598 | 2656704.3242 | 1210390.7413
110 | 2656741.4195 | 1210403.7803 | 2656741.5166 | 1210406.7846
111 | 2656687.1685 | 1210390.9266 | 2656704.3242 | 1210390.7413
112 | 2657159.6459 | 1210148.9896 | 2657160.698 | 1210148.8843 | 2657178.9755 | 1210148.6037
113 | 2656895.8143 | 1210241.4306 | 2656892.1076 | 1210241.1573
114 | 2656907.8206 | 1210245.5878 | 2656901.3692 | 1210241.8402 | 2656895.8143 | 1210241.4306
115 | 2656907.8206 | 1210245.5878 | 2656911.1277 | 1210247.509
116 | 2656912.8993 | 1210248.538 | 2656911.1277 | 1210247.509
117 | 2656912.8993 | 1210248.538 | 2656916.2346 | 1210250.4756
118 | 2656944.6992 | 1210267.276 | 2656949.2249 | 1210269.9556
119 | 2656944.6992 | 1210267.276 | 2656943.9892 | 1210266.8556
120 | 2656949.7364 | 1210270.2585 | 2656949.2249 | 1210269.9556
121 | 2656938.9777 | 1210263.8884 | 2656943.9892 | 1210266.8556
122 | 2656954.2149 | 1210272.9101 | 2656949.7364 | 1210270.2585
123 | 2656926.348 | 1210256.4105 | 2656938.9777 | 1210263.8884
124 | 2656954.7741 | 1210273.2412 | 2656954.2149 | 1210272.9101
125 | 2656921.32 | 1210253.4335 | 2656926.348 | 1210256.4105
126 | 2656967.2352 | 1210280.6193 | 2656954.7741 | 1210273.2412
127 | 2656921.32 | 1210253.4335 | 2656920.9831 | 1210253.234 | 2656916.2346 | 1210250.4756
128 | 2656972.2227 | 1210283.5723 | 2656967.2352 | 1210280.6193
129 | 2656972.2227 | 1210283.5723 | 2656977.3631 | 1210286.6159
130 | 2656978.6768 | 1210287.3937 | 2656977.3631 | 1210286.6159

## bus_geodata
| x | y | coords
0 | 2656844.2408 | 1210386.9556
1 | 2656844.1881 | 1210386.2665
2 | 2656846.057 | 1210410.7032
3 | 2656841.9638 | 1210357.1821
4 | 2656806.4083 | 1210415.9434
5 | 2656839.2448 | 1210321.6294
6 | 2656914.962 | 1210401.8529
7 | 2656942.0833 | 1210398.3694
8 | 2656781.8342 | 1210419.1913
9 | 2656828.6264 | 1210321.7395
10 | 2656885.949 | 1210319.8844
11 | 2656960.3086 | 1210396.0286
12 | 2656742.0874 | 1210424.4445
13 | 2656722.1675 | 1210122.9454
14 | 2656716.0636 | 1210175.6897
15 | 2656714.2648 | 1210187.9749
16 | 2656710.3525 | 1210214.684
17 | 2656685.2687 | 1210216.5913
18 | 2656773.1444 | 1210218.8278
19 | 2656774.0864 | 1210242.9262
20 | 2656789.2094 | 1210222.0485
21 | 2656669.1049 | 1210216.8418
22 | 2656696.8147 | 1210266.106
23 | 2656837.3167 | 1210221.2529
24 | 2656826.337 | 1210223.0122
25 | 2656846.2122 | 1210219.2972
26 | 2657025.1928 | 1210290.4717
27 | 2657027.1021 | 1210294.0607
28 | 2657131.7053 | 1210151.7862
29 | 2657027.6949 | 1210295.175
30 | 2656775.1309 | 1210269.6437
31 | 2656776.0954 | 1210294.1715
32 | 2657042.5581 | 1210321.3798
33 | 2657021.1731 | 1210388.211
34 | 2657042.1382 | 1210383.5797
35 | 2657000.1005 | 1210390.9176
36 | 2657008.3454 | 1210663.5016
37 | 2656970.9769 | 1210394.6583
38 | 2656987.1017 | 1210392.5872
39 | 2656698.1871 | 1210271.9916
40 | 2656704.5288 | 1210302.4364
41 | 2656728.9638 | 1210271.0525
42 | 2656705.154 | 1210324.2224
43 | 2656729.1058 | 1210271.0481
44 | 2656707.767 | 1210324.0699
45 | 2656701.6416 | 1210324.4547
46 | 2656638.1325 | 1210400.7901
47 | 2656639.5294 | 1210422.4359
48 | 2656635.5254 | 1210384.6865
49 | 2656651.1292 | 1210421.4009
50 | 2656626.0838 | 1210347.5878
51 | 2656658.6996 | 1210437.3157
52 | 2656647.5659 | 1210398.8044
53 | 2656629.9831 | 1210329.6343
54 | 2656625.3201 | 1210314.859
55 | 2656642.8205 | 1210328.3689
56 | 2656618.9968 | 1210325.2719
57 | 2656619.3799 | 1210293.1488
58 | 2656667.6748 | 1210435.8534
59 | 2656640.8547 | 1210366.3786
60 | 2656680.9347 | 1210325.8297
61 | 2656613.426 | 1210270.3848
62 | 2656696.3371 | 1210431.1835
63 | 2656726.4805 | 1210322.9774
64 | 2656732.1161 | 1210322.6485
65 | 2656777.187 | 1210321.9279
66 | 2656792.6309 | 1210321.8748
67 | 2656803.2947 | 1210295.4493
68 | 2656803.4523 | 1210321.8341
69 | 2657018.3657 | 1210020.6556
70 | 2657003.8201 | 1210008.3519
71 | 2657042.9918 | 1210041.4861
72 | 2657052.7368 | 1210049.7291
73 | 2657095.5009 | 1210056.8941
74 | 2657096.2958 | 1210046.8957
75 | 2656992.11 | 1210328.2259
76 | 2656976.3462 | 1210330.3651
77 | 2656992.971 | 1210328.109
78 | 2656967.5252 | 1210331.5622
79 | 2657015.5553 | 1210325.0442
80 | 2656959.3936 | 1210332.6657
81 | 2657015.7594 | 1210325.0165
82 | 2656958.3496 | 1210332.8074
83 | 2657097.8117 | 1210041.313
84 | 2657105.8985 | 1210018.7596
85 | 2657097.958 | 1210015.6605
86 | 2657161.221 | 1210040.3556
87 | 2657120.4009 | 1210055.11
88 | 2657074.2589 | 1210006.4107
89 | 2657141.6443 | 1210150.7914
90 | 2656908.7881 | 1210339.0193
91 | 2656917.9049 | 1210338.296
92 | 2656925.9062 | 1210337.2102
93 | 2656882.1593 | 1210291.7562
94 | 2656930.6344 | 1210336.5685
95 | 2656881.5423 | 1210285.4216
96 | 2656948.7527 | 1210334.1097
97 | 2656828.6052 | 1210300.8268
98 | 2656878.5417 | 1210254.6147
99 | 2656730.3709 | 1210390.46
100 | 2656719.9231 | 1210390.5728
101 | 2656739.7015 | 1210391.6243
102 | 2656711.8672 | 1210390.6598
103 | 2656764.99 | 1210380.1023
104 | 2656741.4195 | 1210403.7803
105 | 2656704.3242 | 1210390.7413
106 | 2656741.5166 | 1210406.7846
107 | 2656687.1685 | 1210390.9266
108 | 2656703.7809 | 1210429.9707
109 | 2657159.6459 | 1210148.9896
110 | 2657178.9755 | 1210148.6037
111 | 2656827.2571 | 1210249.2609
112 | 2656814.3273 | 1210294.9429
113 | 2656892.1076 | 1210241.1573
114 | 2656895.8143 | 1210241.4306
115 | 2656907.8206 | 1210245.5878
116 | 2656911.1277 | 1210247.509
117 | 2656912.8993 | 1210248.538
118 | 2656944.6992 | 1210267.276
119 | 2656949.2249 | 1210269.9556
120 | 2656943.9892 | 1210266.8556
121 | 2656949.7364 | 1210270.2585
122 | 2656938.9777 | 1210263.8884
123 | 2656954.2149 | 1210272.9101
124 | 2656926.348 | 1210256.4105
125 | 2656954.7741 | 1210273.2412
126 | 2656921.32 | 1210253.4335
127 | 2656916.2346 | 1210250.4756
128 | 2656967.2352 | 1210280.6193
129 | 2656972.2227 | 1210283.5723
130 | 2656977.3631 | 1210286.6159
131 | 2656978.6768 | 1210287.3937
132 | 2656814.3273 | 1210294.9429

## line_std_types
| c_nf_per_km | r_ohm_per_km | x_ohm_per_km | max_i_ka | type | q_mm2 | alpha | voltage_rating
NAYY 4x50 SE | 210 | 0.642 | 0.083 | 0.142 | cs | 50 | 0.00403 | LV
NAYY 4x120 SE | 264 | 0.225 | 0.08 | 0.242 | cs | 120 | 0.00403 | LV
NAYY 4x150 SE | 261 | 0.208 | 0.08 | 0.27 | cs | 150 | 0.00403 | LV
NA2XS2Y 1x95 RM/25 12/20 kV | 216 | 0.313 | 0.132 | 0.252 | cs | 95 | 0.00403 | MV
NA2XS2Y 1x185 RM/25 12/20 kV | 273 | 0.161 | 0.117 | 0.362 | cs | 185 | 0.00403 | MV
NA2XS2Y 1x240 RM/25 12/20 kV | 304 | 0.122 | 0.112 | 0.421 | cs | 240 | 0.00403 | MV
NA2XS2Y 1x95 RM/25 6/10 kV | 315 | 0.313 | 0.123 | 0.249 | cs | 95 | 0.00403 | MV
NA2XS2Y 1x185 RM/25 6/10 kV | 406 | 0.161 | 0.11 | 0.358 | cs | 185 | 0.00403 | MV
NA2XS2Y 1x240 RM/25 6/10 kV | 456 | 0.122 | 0.105 | 0.416 | cs | 240 | 0.00403 | MV
NA2XS2Y 1x150 RM/25 12/20 kV | 250 | 0.206 | 0.116 | 0.319 | cs | 150 | 0.00403 | MV
NA2XS2Y 1x120 RM/25 12/20 kV | 230 | 0.253 | 0.119 | 0.283 | cs | 120 | 0.00403 | MV
NA2XS2Y 1x70 RM/25 12/20 kV | 190 | 0.443 | 0.132 | 0.22 | cs | 70 | 0.00403 | MV
NA2XS2Y 1x150 RM/25 6/10 kV | 360 | 0.206 | 0.11 | 0.315 | cs | 150 | 0.00403 | MV
NA2XS2Y 1x120 RM/25 6/10 kV | 340 | 0.253 | 0.113 | 0.28 | cs | 120 | 0.00403 | MV
NA2XS2Y 1x70 RM/25 6/10 kV | 280 | 0.443 | 0.123 | 0.217 | cs | 70 | 0.00403 | MV
N2XS(FL)2Y 1x120 RM/35 64/110 kV | 112 | 0.153 | 0.166 | 0.366 | cs | 120 | 0.00393 | HV
N2XS(FL)2Y 1x185 RM/35 64/110 kV | 125 | 0.099 | 0.156 | 0.457 | cs | 185 | 0.00393 | HV
N2XS(FL)2Y 1x240 RM/35 64/110 kV | 135 | 0.075 | 0.149 | 0.526 | cs | 240 | 0.00393 | HV
N2XS(FL)2Y 1x300 RM/35 64/110 kV | 144 | 0.06 | 0.144 | 0.588 | cs | 300 | 0.00393 | HV
15-AL1/3-ST1A 0.4 | 11 | 1.8769 | 0.35 | 0.105 | ol | 16 | 0.00403 | LV
24-AL1/4-ST1A 0.4 | 11.25 | 1.2012 | 0.335 | 0.14 | ol | 24 | 0.00403 | LV
48-AL1/8-ST1A 0.4 | 12.2 | 0.5939 | 0.3 | 0.21 | ol | 48 | 0.00403 | LV
94-AL1/15-ST1A 0.4 | 13.2 | 0.306 | 0.29 | 0.35 | ol | 94 | 0.00403 | LV
34-AL1/6-ST1A 10.0 | 9.7 | 0.8342 | 0.36 | 0.17 | ol | 34 | 0.00403 | MV
48-AL1/8-ST1A 10.0 | 10.1 | 0.5939 | 0.35 | 0.21 | ol | 48 | 0.00403 | MV
70-AL1/11-ST1A 10.0 | 10.4 | 0.4132 | 0.339 | 0.29 | ol | 70 | 0.00403 | MV
94-AL1/15-ST1A 10.0 | 10.75 | 0.306 | 0.33 | 0.35 | ol | 94 | 0.00403 | MV
122-AL1/20-ST1A 10.0 | 11.1 | 0.2376 | 0.323 | 0.41 | ol | 122 | 0.00403 | MV
149-AL1/24-ST1A 10.0 | 11.25 | 0.194 | 0.315 | 0.47 | ol | 149 | 0.00403 | MV
34-AL1/6-ST1A 20.0 | 9.15 | 0.8342 | 0.382 | 0.17 | ol | 34 | 0.00403 | MV
48-AL1/8-ST1A 20.0 | 9.5 | 0.5939 | 0.372 | 0.21 | ol | 48 | 0.00403 | MV
70-AL1/11-ST1A 20.0 | 9.7 | 0.4132 | 0.36 | 0.29 | ol | 70 | 0.00403 | MV
94-AL1/15-ST1A 20.0 | 10 | 0.306 | 0.35 | 0.35 | ol | 94 | 0.00403 | MV
122-AL1/20-ST1A 20.0 | 10.3 | 0.2376 | 0.344 | 0.41 | ol | 122 | 0.00403 | MV
149-AL1/24-ST1A 20.0 | 10.5 | 0.194 | 0.337 | 0.47 | ol | 149 | 0.00403 | MV
184-AL1/30-ST1A 20.0 | 10.75 | 0.1571 | 0.33 | 0.535 | ol | 184 | 0.00403 | MV
243-AL1/39-ST1A 20.0 | 11 | 0.1188 | 0.32 | 0.645 | ol | 243 | 0.00403 | MV
48-AL1/8-ST1A 110.0 | 8 | 0.5939 | 0.46 | 0.21 | ol | 48 | 0.00403 | HV
70-AL1/11-ST1A 110.0 | 8.4 | 0.4132 | 0.45 | 0.29 | ol | 70 | 0.00403 | HV
94-AL1/15-ST1A 110.0 | 8.65 | 0.306 | 0.44 | 0.35 | ol | 94 | 0.00403 | HV
122-AL1/20-ST1A 110.0 | 8.5 | 0.2376 | 0.43 | 0.41 | ol | 122 | 0.00403 | HV
149-AL1/24-ST1A 110.0 | 8.75 | 0.194 | 0.41 | 0.47 | ol | 149 | 0.00403 | HV
184-AL1/30-ST1A 110.0 | 8.8 | 0.1571 | 0.4 | 0.535 | ol | 184 | 0.00403 | HV
243-AL1/39-ST1A 110.0 | 9 | 0.1188 | 0.39 | 0.645 | ol | 243 | 0.00403 | HV
305-AL1/39-ST1A 110.0 | 9.2 | 0.0949 | 0.38 | 0.74 | ol | 305 | 0.00403 | HV
490-AL1/64-ST1A 110.0 | 9.75 | 0.059 | 0.37 | 0.96 | ol | 490 | 0.00403 | HV
679-AL1/86-ST1A 110.0 | 9.95 | 0.042 | 0.36 | 1.15 | ol | 679 | 0.00403 | HV
490-AL1/64-ST1A 220.0 | 10 | 0.059 | 0.285 | 0.96 | ol | 490 | 0.00403 | HV
679-AL1/86-ST1A 220.0 | 11.7 | 0.042 | 0.275 | 1.15 | ol | 679 | 0.00403 | HV
490-AL1/64-ST1A 380.0 | 11 | 0.059 | 0.253 | 0.96 | ol | 490 | 0.00403 | HV
679-AL1/86-ST1A 380.0 | 14.6 | 0.042 | 0.25 | 1.15 | ol | 679 | 0.00403 | HV

## trafo_std_types
| i0_percent | pfe_kw | vkr_percent | sn_mva | vn_lv_kv | vn_hv_kv | vk_percent | shift_degree | vector_group | tap_side | tap_neutral | tap_min | tap_max | tap_step_degree | tap_step_percent | tap_phase_shifter
160 MVA 380/110 kV | 0.06 | 60 | 0.25 | 160 | 110 | 380 | 12.2 | 0 | Yy0 | hv | 0 | -9 | 9 | 0 | 1.5 | FALSE
100 MVA 220/110 kV | 0.06 | 55 | 0.26 | 100 | 110 | 220 | 12 | 0 | Yy0 | hv | 0 | -9 | 9 | 0 | 1.5 | FALSE
63 MVA 110/20 kV | 0.04 | 22 | 0.32 | 63 | 20 | 110 | 18 | 150 | YNd5 | hv | 0 | -9 | 9 | 0 | 1.5 | FALSE
40 MVA 110/20 kV | 0.05 | 18 | 0.34 | 40 | 20 | 110 | 16.2 | 150 | YNd5 | hv | 0 | -9 | 9 | 0 | 1.5 | FALSE
25 MVA 110/20 kV | 0.07 | 14 | 0.41 | 25 | 20 | 110 | 12 | 150 | YNd5 | hv | 0 | -9 | 9 | 0 | 1.5 | FALSE
63 MVA 110/10 kV | 0.04 | 22 | 0.32 | 63 | 10 | 110 | 18 | 150 | YNd5 | hv | 0 | -9 | 9 | 0 | 1.5 | FALSE
40 MVA 110/10 kV | 0.05 | 18 | 0.34 | 40 | 10 | 110 | 16.2 | 150 | YNd5 | hv | 0 | -9 | 9 | 0 | 1.5 | FALSE
25 MVA 110/10 kV | 0.07 | 14 | 0.41 | 25 | 10 | 110 | 12 | 150 | YNd5 | hv | 0 | -9 | 9 | 0 | 1.5 | FALSE
0.25 MVA 20/0.4 kV | 0.32 | 0.8 | 1.44 | 0.25 | 0.4 | 20 | 6 | 150 | Yzn5 | hv | 0 | -2 | 2 | 0 | 2.5 | FALSE
0.4 MVA 20/0.4 kV | 0.3375 | 1.35 | 1.425 | 0.4 | 0.4 | 20 | 6 | 150 | Dyn5 | hv | 0 | -2 | 2 | 0 | 2.5 | FALSE
0.63 MVA 20/0.4 kV | 0.2619 | 1.65 | 1.206 | 0.63 | 0.4 | 20 | 6 | 150 | Dyn5 | hv | 0 | -2 | 2 | 0 | 2.5 | FALSE
0.25 MVA 10/0.4 kV | 0.24 | 0.6 | 1.2 | 0.25 | 0.4 | 10 | 4 | 150 | Dyn5 | hv | 0 | -2 | 2 | 0 | 2.5 | FALSE
0.4 MVA 10/0.4 kV | 0.2375 | 0.95 | 1.325 | 0.4 | 0.4 | 10 | 4 | 150 | Dyn5 | hv | 0 | -2 | 2 | 0 | 2.5 | FALSE
0.63 MVA 10/0.4 kV | 0.1873 | 1.18 | 1.0794 | 0.63 | 0.4 | 10 | 4 | 150 | Dyn5 | hv | 0 | -2 | 2 | 0 | 2.5 | FALSE

## trafo3w_std_types
| sn_hv_mva | sn_mv_mva | sn_lv_mva | vn_hv_kv | vn_mv_kv | vn_lv_kv | vk_hv_percent | vk_mv_percent | vk_lv_percent | vkr_hv_percent | vkr_mv_percent | vkr_lv_percent | pfe_kw | i0_percent | shift_mv_degree | shift_lv_degree | vector_group | tap_side | tap_neutral | tap_min | tap_max | tap_step_percent
63/25/38 MVA 110/20/10 kV | 63 | 25 | 38 | 110 | 20 | 10 | 10.4 | 10.4 | 10.4 | 0.28 | 0.32 | 0.35 | 35 | 0.89 | 0 | 0 | YN0yn0yn0 | hv | 0 | -10 | 10 | 1.2
63/25/38 MVA 110/10/10 kV | 63 | 25 | 38 | 110 | 10 | 10 | 10.4 | 10.4 | 10.4 | 0.28 | 0.32 | 0.35 | 35 | 0.89 | 0 | 0 | YN0yn0yn0 | hv | 0 | -10 | 10 | 1.2

## fuse_std_types
| fuse_type | i_rated_a | t_avg | t_min | t_total | x_avg | x_min | x_total
HV 100A | HV 100A | 100 | 0 | [10.0, 3.64, 0.854, 0.281, 0.1, 0.0531, 0.022, 0.01] | [10.0, 4.267, 1.21, 0.403, 0.1, 0.058, 0.022, 0.01] | 0 | [300.0, 350.0, 450.0, 550.0, 700.0, 850.0, 1200.0, 1752.0] | [600.0, 700.0, 900.0, 1150.0, 1665.0, 2000.0, 3000.0, 4313.0]
HV 10A | HV 10A | 10 | 0 | [10.0, 1675.0, 0.344, 0.156, 0.1, 0.0417, 0.0171, 0.01] | [10.0, 1.3, 0.3, 0.155, 0.1, 0.0555, 0.023, 0.01] | 0 | [30.0, 32.0, 35.0, 37.0, 39.0, 50.0, 70.0, 88.0] | [60.0, 70.0, 80.0, 87.0, 94.0, 110.0, 150.0, 216.0]
HV 125A | HV 125A | 125 | 0 | [10.0, 1.82, 0.344, 0.1, 0.0467, 0.0269, 0.01] | [10.0, 2.478, 0.426, 0.1, 0.0427, 0.0211, 0.01] | 0 | [375.0, 500.0, 700.0, 925.0, 1200.0, 1500.0, 2341.0] | [750.0, 1000.0, 1500.0, 2200.0, 3000.0, 4000.0, 5765.0]
HV 160A | HV 160A | 160 | 0 | [10.0, 4.15, 1.03, 0.198, 0.1, 0.051, 0.0172, 0.01] | [10.0, 2.3, 0.734, 0.274, 0.1, 0.046, 0.0177, 0.01] | 0 | [480.0, 550.0, 700.0, 1000.0, 1260.0, 1600.0, 2500.0, 3227.0] | [960.0, 1300.0, 1700.0, 2200.0, 2996.0, 4000.0, 6000.0, 7946.0]
HV 16A | HV 16A | 16 | 0 | [10.0, 0.352, 0.164, 0.1, 0.0649, 0.0342, 0.01] | [10.0, 2.34, 0.722, 0.181, 0.1, 0.055, 0.0296, 0.01] | 0 | [48.0, 60.0, 65.0, 71.0, 80.0, 100.0, 162.0] | [96.0, 110.0, 125.0, 150.0, 168.0, 200.0, 250.0, 398.0]
HV 200A | HV 200A | 200 | 0 | [10.0, 4.267, 1.21, 0.403, 0.1, 0.058, 0.022, 0.01] | [10.0, 3.73, 1.654, 0.328, 0.1, 0.0531, 0.019, 0.01] | 0 | [600.0, 700.0, 900.0, 1150.0, 1665.0, 2000.0, 3000.0, 4313.0] | [1200.0, 1500.0, 1800.0, 2700.0, 3960.0, 5000.0, 7500.0, 10620.0]
HV 20A | HV 20A | 20 | 0 | [10.0, 1.3, 0.3, 0.155, 0.1, 0.0555, 0.023, 0.01] | [10.0, 1.3, 0.161, 0.1, 0.0611, 0.0399, 0.0141, 0.01] | 0 | [60.0, 70.0, 80.0, 87.0, 94.0, 110.0, 150.0, 216.0] | [120.0, 150.0, 200.0, 223.0, 260.0, 300.0, 450.0, 532.0]
HV 25A | HV 25A | 25 | 0 | [10.0, 2.512, 0.833, 0.299, 0.1, 0.0372, 0.0223, 0.01] | [10.0, 3.125, 0.597, 0.198, 0.1, 0.0378, 0.022, 0.01] | 0 | [75.0, 82.0, 90.0, 100.0, 124.0, 170.0, 200.0, 289.0] | [150.0, 170.0, 210.0, 250.0, 294.0, 400.0, 500.0, 711.0]
HV 31.5A | HV 31.5A | 31.5 | 0 | [10.0, 2.34, 0.722, 0.181, 0.1, 0.055, 0.0296, 0.01] | [10.0, 2.84, 0.368, 0.164, 0.1, 0.0621, 0.0378, 0.0195, 0.01] | 0 | [95.0, 110.0, 125.0, 150.0, 165.0, 200.0, 250.0, 390.0] | [189.0, 220.0, 300.0, 350.0, 393.0, 450.0, 530.0, 700.0, 960.0]
HV 40A | HV 40A | 40 | 0 | [10.0, 1.3, 0.161, 0.1, 0.0611, 0.0399, 0.0141, 0.01] | [10.0, 2.05, 0.369, 0.198, 0.1, 0.051, 0.0298, 0.01] | 0 | [120.0, 150.0, 200.0, 223.0, 260.0, 300.0, 450.0, 532.0] | [240.0, 300.0, 400.0, 450.0, 530.0, 650.0, 800.0, 1311.0]
HV 50A | HV 50A | 50 | 0 | [10.0, 3.215, 0.597, 0.198, 0.1, 0.0378, 0.022, 0.01] | [10.0, 3.64, 0.854, 0.281, 0.1, 0.0531, 0.022, 0.01] | 0 | [150.0, 170.0, 210.0, 250.0, 294.0, 400.0, 500.0, 711.0] | [300.0, 350.0, 450.0, 550.0, 700.0, 850.0, 1200.0, 1752.0]
HV 6.3A | HV 6.3A | 6.3 | 0 | [10.0, 1.39, 0.344, 0.168, 0.1, 0.056, 0.0263, 0.01] | [10.0, 1.711, 0.516, 0.198, 0.1, 0.0634, 0.0303, 0.01] | 0 | [19.0, 19.5, 20.4, 20.8, 22.0, 25.0, 32.0, 48.0] | [38.0, 40.0, 43.0, 48.0, 53.0, 60.0, 75.0, 118.0]
HV 63A | HV 63A | 63 | 0 | [10.0, 2.84, 0.368, 0.164, 0.1, 0.0621, 0.0378, 0.0195, 0.01] | [10.0, 1.82, 0.344, 0.1, 0.0467, 0.0269, 0.01] | 0 | [189.0, 220.0, 300.0, 350.0, 393.0, 450.0, 530.0, 700.0, 961.0] | [378.0, 500.0, 700.0, 934.0, 1200.0, 1500.0, 2366.0]
HV 80A | HV 80A | 80 | 0 | [10.0, 2.05, 0.369, 0.198, 0.1, 0.051, 0.0298, 0.01] | [10.0, 4.15, 1.03, 0.198, 0.1, 0.051, 0.0172, 0.01] | 0 | [240.0, 300.0, 400.0, 450.0, 530.0, 650.0, 800.0, 1311.0] | [480.0, 550.0, 700.0, 1000.0, 1260.0, 1600.0, 2500.0, 3227.0]
Siemens NH-1-100 | Siemens NH-1-100 | 100 | [5400.0, 2000.0, 400.0, 20.0, 1.0, 0.2, 0.012, 0.004] | 0 | 0 | [150.0, 190.0, 250.0, 430.0, 900.0, 1250.0, 2700.0, 3600.0] | 0 | 0
Siemens NH-1-125 | Siemens NH-1-125 | 125 | [4800.0, 120.0, 7.0, 0.1, 0.004] | 0 | 0 | [180.0, 400.0, 740.0, 2000.0, 4250.0] | 0 | 0
Siemens NH-1-16 | Siemens NH-1-16 | 16 | [4000.0, 400.0, 2.0, 0.1, 0.04, 0.01] | 0 | 0 | [26.0, 35.0, 75.0, 150.0, 200.0, 300.0] | 0 | 0
Siemens NH-1-160 | Siemens NH-1-160 | 160 | [4800.0, 120.0, 7.0, 0.1, 0.004] | 0 | 0 | [210.0, 500.0, 900.0, 2300.0, 5000.0] | 0 | 0
Siemens NH-1-25 | Siemens NH-1-25 | 25 | [4000.0, 1000.0, 10.0, 0.2, 0.02, 0.01] | 0 | 0 | [40.0, 50.0, 100.0, 210.0, 400.0, 500.0] | 0 | 0
Siemens NH-1-50 | Siemens NH-1-50 | 50 | [4000.0, 40.0, 4.0, 1.0, 0.02, 0.01] | 0 | 0 | [86.0, 200.0, 300.0, 400.0, 1000.0, 1280.0] | 0 | 0
Siemens NH-1-63 | Siemens NH-1-63 | 63 | [4000.0, 100.0, 10.0, 2.0, 0.04, 0.01] | 0 | 0 | [100.0, 200.0, 300.0, 400.0, 1000.0, 1500.0] | 0 | 0
Siemens NH-1-80 | Siemens NH-1-80 | 80 | [4800.0, 120.0, 7.0, 0.1, 0.01] | 0 | 0 | [150.58, 250.0, 450.0, 1150.0, 2470.0] | 0 | 0
Siemens NH-2-1000 | Siemens NH-2-1000 | 1000 | [4800.0, 120.0, 7.0, 0.1, 0.004] | 0 | 0 | [1900.0, 3500.0, 8400.0, 24000.0, 52000.0] | 0 | 0
Siemens NH-2-200 | Siemens NH-2-200 | 200 | [4800.0, 120.0, 7.0, 0.1, 0.004] | 0 | 0 | [280.0, 650.0, 1200.0, 3000.0, 7000.0] | 0 | 0
Siemens NH-2-224 | Siemens NH-2-224 | 224 | [4800.0, 120.0, 7.0, 0.2, 0.04, 0.004] | 0 | 0 | [400.0, 750.0, 1453.0, 3025.0, 4315.0, 7600.0] | 0 | 0
Siemens NH-2-250 | Siemens NH-2-250 | 250 | [4800.0, 120.0, 7.0, 0.1, 0.004] | 0 | 0 | [450.0, 800.0, 1650.0, 4000.0, 8500.0] | 0 | 0
Siemens NH-2-315 | Siemens NH-2-315 | 315 | [4800.0, 120.0, 7.0, 0.1, 0.004] | 0 | 0 | [550.0, 920.0, 1900.0, 5000.0, 11000.0] | 0 | 0
Siemens NH-2-355 | Siemens NH-2-355 | 355 | [4800.0, 120.0, 6.0, 0.1, 0.004] | 0 | 0 | [650.0, 1116.27, 2350.0, 5840.0, 12790.0] | 0 | 0
Siemens NH-2-400 | Siemens NH-2-400 | 400 | [4800.0, 120.0, 7.0, 0.1, 0.004] | 0 | 0 | [720.0, 1350.0, 2800.0, 6500.0, 15000.0] | 0 | 0
Siemens NH-2-425 | Siemens NH-2-425 | 425 | [4800.0, 120.0, 7.0, 0.1, 0.004] | 0 | 0 | [850.0, 1500.0, 3050.0, 7500.0, 16500.0] | 0 | 0
Siemens NH-2-630 | Siemens NH-2-630 | 630 | [4800.0, 120.0, 7.0, 0.1, 0.004] | 0 | 0 | [1200.0, 2000.0, 4800.0, 12000.0, 26000.0] | 0 | 0

## res_bus
| vm_pu | va_degree | p_mw | q_mvar
0 | 0.99368 | -0.11977 | 0.0090652 | 0.002272
1 | 0.99371 | -0.11919 | 0.0067927 | 0.0017024
2 | 0.99269 | -0.13872 | 0 | 0
3 | 0.99504 | -0.093986 | 0.0039729 | 0.00099571
4 | 0.99102 | -0.17064 | 0.006419 | 0.0016087
5 | 0.99669 | -0.062648 | 0 | 0
6 | 0.97278 | -0.52456 | 0.0080474 | 0.0020169
7 | 0.97298 | -0.5205 | 0.0079856 | 0.0020014
8 | 0.99002 | -0.18977 | 0.0014323 | 0.00035897
9 | 0.99771 | -0.04326 | 0 | 0
10 | 0.99434 | -0.10728 | 0 | 0
11 | 0.97326 | -0.51508 | 0.0028186 | 0.00070641
12 | 0.98842 | -0.22054 | 0 | 0
13 | 0.97109 | -0.55872 | 0.017859 | 0.0044758
14 | 0.97197 | -0.5412 | 0.016981 | 0.004256
15 | 0.97238 | -0.53322 | 0.01295 | 0.0032456
16 | 0.97358 | -0.50947 | 0 | 0
17 | 0.97472 | -0.48701 | 0 | 0
18 | 0.99134 | -0.16594 | 0 | 0
19 | 0.99207 | -0.15182 | 0.0075851 | 0.001901
20 | 0.99085 | -0.17554 | 0.015758 | 0.0039494
21 | 0.97462 | -0.48907 | 0.0069552 | 0.0017431
22 | 0.97732 | -0.43608 | 0.0065747 | 0.0016478
23 | 0.99012 | -0.18956 | 0.0091084 | 0.0022828
24 | 0.99026 | -0.18698 | 0.0042472 | 0.0010645
25 | 0.99009 | -0.19019 | 0.0039042 | 0.0009785
26 | 0.97887 | -0.4049 | 0.0018338 | 0.00045959
27 | 0.97901 | -0.40229 | 0.0061116 | 0.0015317
28 | 0.97343 | -0.51154 | 0 | 0
29 | 0.97905 | -0.40135 | 0.0013083 | 0.00032789
30 | 0.99307 | -0.13262 | 0 | 0
31 | 0.99398 | -0.11501 | 0.0088487 | 0.0022177
32 | 0.98025 | -0.37804 | 0 | 0
33 | 0.97574 | -0.46626 | 0.0030615 | 0.00076728
34 | 0.97688 | -0.44392 | 0 | 0
35 | 0.97468 | -0.48717 | 0.005959 | 0.0014935
36 | 0.9706 | -0.56765 | 0.011239 | 0.0028167
37 | 0.97345 | -0.51135 | 0.012389 | 0.0031049
38 | 0.97409 | -0.49865 | 0.0052407 | 0.0013135
39 | 0.97766 | -0.42932 | 0 | 0
40 | 0.97879 | -0.40723 | 0.0089999 | 0.0022556
41 | 0.97719 | -0.43856 | 0.0083603 | 0.0020953
42 | 0.97923 | -0.39863 | 0 | 0
43 | 0.97719 | -0.43858 | 0.008089 | 0.0020273
44 | 0.97922 | -0.39888 | 0.001843 | 0.00046189
45 | 0.97931 | -0.39715 | 0.0019963 | 0.00050033
46 | 0.98364 | -0.3129 | 0.0054334 | 0.0013617
47 | 0.98431 | -0.29997 | 0 | 0
48 | 0.98316 | -0.32224 | 0 | 0
49 | 0.98466 | -0.29304 | 0 | 0
50 | 0.98203 | -0.34418 | 0.014732 | 0.0036923
51 | 0.98543 | -0.27825 | 0 | 0
52 | 0.98434 | -0.29938 | 0.00754 | 0.0018897
53 | 0.98098 | -0.3645 | 0 | 0
54 | 0.98088 | -0.36648 | 0 | 0
55 | 0.98067 | -0.37066 | 0.0034817 | 0.0008726
56 | 0.98142 | -0.35607 | 0 | 0
57 | 0.98074 | -0.36937 | 0.0040032 | 0.0010033
58 | 0.98574 | -0.27222 | 0.0036461 | 0.00091379
59 | 0.9841 | -0.30407 | 0.0078634 | 0.0019708
60 | 0.97976 | -0.38828 | 0.0074749 | 0.0018734
61 | 0.98067 | -0.37068 | 0.0030736 | 0.00077033
62 | 0.98676 | -0.25251 | 0.0023691 | 0.00059376
63 | 0.97916 | -0.4001 | 0.0018451 | 0.00046241
64 | 0.97915 | -0.40028 | 0.0017242 | 0.00043213
65 | 0.99523 | -0.09081 | 0 | 0
66 | 0.99593 | -0.077417 | 0 | 0
67 | 0.99587 | -0.078546 | 0.0020771 | 0.00052057
68 | 0.99644 | -0.067622 | 0.0036612 | 0.00091758
69 | 0.97028 | -0.57377 | 0.004014 | 0.001006
70 | 0.97026 | -0.57411 | 0.00098478 | 0.00024681
71 | 0.97043 | -0.57078 | 0.0049886 | 0.0012503
72 | 0.97055 | -0.56842 | 0.0019266 | 0.00048286
73 | 0.97115 | -0.5565 | 0 | 0
74 | 0.97104 | -0.55871 | 0 | 0
75 | 0.98506 | -0.28482 | 0.0073263 | 0.0018361
76 | 0.98677 | -0.2519 | 0.0046547 | 0.0011666
77 | 0.98498 | -0.2865 | 0.0043777 | 0.0010971
78 | 0.98777 | -0.2328 | 0.0034039 | 0.0008531
79 | 0.98277 | -0.32905 | 0.0030149 | 0.00075559
80 | 0.98871 | -0.21472 | 0.0034044 | 0.00085321
81 | 0.98276 | -0.32942 | 0.0013089 | 0.00032804
82 | 0.98883 | -0.21234 | 0.0046432 | 0.0011637
83 | 0.97099 | -0.55972 | 0.0018005 | 0.00045125
84 | 0.97082 | -0.56309 | 0 | 0
85 | 0.9708 | -0.56349 | 0.0012484 | 0.00031288
86 | 0.97054 | -0.56868 | 0.0050791 | 0.0012729
87 | 0.97098 | -0.55989 | 0.0025104 | 0.00062916
88 | 0.97077 | -0.5641 | 0.0012886 | 0.00032294
89 | 0.97334 | -0.51328 | 0.002561 | 0.00064185
90 | 0.99322 | -0.1285 | 0.0067878 | 0.0017012
91 | 0.99291 | -0.13445 | 0.0034295 | 0.00085951
92 | 0.99264 | -0.13958 | 0.0034295 | 0.00085951
93 | 0.99267 | -0.13937 | 0.0067257 | 0.0016856
94 | 0.99233 | -0.1455 | 0.0041291 | 0.0010348
95 | 0.99234 | -0.14581 | 0.0015846 | 0.00039715
96 | 0.99002 | -0.18966 | 0.0046476 | 0.0011648
97 | 1 | 0 | -0.48745 | -0.12473
98 | 0.99076 | -0.17631 | 0.0010822 | 0.00027124
99 | 0.98784 | -0.23187 | 0.003095 | 0.00077569
100 | 0.98778 | -0.23308 | 0.0010512 | 0.00026346
101 | 0.98792 | -0.23025 | 0 | 0
102 | 0.98774 | -0.23386 | 0.0017471 | 0.00043787
103 | 0.98778 | -0.23292 | 0.0053481 | 0.0013404
104 | 0.98809 | -0.22692 | 0.0014672 | 0.00036771
105 | 0.98771 | -0.23436 | 0.001748 | 0.00043808
106 | 0.98814 | -0.22604 | 0.0010523 | 0.00026372
107 | 0.98768 | -0.23495 | 0.001942 | 0.0004867
108 | 0.98703 | -0.24732 | 0.0010244 | 0.00025674
109 | 0.97323 | -0.51559 | 0.0029936 | 0.00075028
110 | 0.97316 | -0.51699 | 0.0039289 | 0.00098469
111 | 0.99986 | -0.0027352 | 0.0030355 | 0.00076076
112 | 0.99997 | -0.00056097 | 0.0020444 | 0.00051236
113 | 0.98955 | -0.19976 | 0.0032678 | 0.00081898
114 | 0.98937 | -0.20315 | 0.0010714 | 0.00026852
115 | 0.98877 | -0.2148 | 0.0010142 | 0.00025419
116 | 0.9886 | -0.21815 | 0.0032442 | 0.00081308
117 | 0.98851 | -0.21983 | 0.002928 | 0.00073383
118 | 0.98731 | -0.24318 | 0.0030627 | 0.00076759
119 | 0.9872 | -0.24546 | 0.0029162 | 0.00073087
120 | 0.98733 | -0.24277 | 0.0032084 | 0.00080409
121 | 0.98718 | -0.24569 | 0.0030641 | 0.00076793
122 | 0.9875 | -0.23959 | 0.0029684 | 0.00074396
123 | 0.9871 | -0.24739 | 0.0029198 | 0.00073176
124 | 0.98795 | -0.2308 | 0.0031322 | 0.00078501
125 | 0.98709 | -0.24757 | 0.0030641 | 0.00076793
126 | 0.98815 | -0.22698 | 0.0032272 | 0.00080881
127 | 0.98836 | -0.22279 | 0.0031026 | 0.00077758
128 | 0.98692 | -0.25076 | 0.0031459 | 0.00078844
129 | 0.98687 | -0.25172 | 0.003094 | 0.00077542
130 | 0.98684 | -0.25237 | 0.0030868 | 0.00077363
131 | 0.98684 | -0.25245 | 0.0029949 | 0.00075059
132 | 0.99998 | 149.9956 | 0 | 0

## res_line
| p_from_mw | q_from_mvar | p_to_mw | q_to_mvar | pl_mw | ql_mvar | i_from_ka | i_to_ka | i_ka | vm_from_pu | va_from_degree | vm_to_pu | va_to_degree | loading_percent
0 | -0.19161 | -0.048938 | 0.19162 | 0.048941 | 5.3466e-06 | 3.386e-06 | 0.28726 | 0.28726 | 0.28726 | 0.99368 | -0.11977 | 0.99371 | -0.11919 | 19.7297
1 | 0.18255 | 0.046666 | -0.18238 | -0.04656 | 0.00016725 | 0.00010581 | 0.27369 | 0.27369 | 0.27369 | 0.99368 | -0.11977 | 0.99269 | -0.13872 | 18.7974
2 | -0.19841 | -0.050644 | 0.19865 | 0.050797 | 0.00024193 | 0.00015332 | 0.29744 | 0.29743 | 0.29744 | 0.99371 | -0.11919 | 0.99504 | -0.093986 | 20.4283
3 | 0.18238 | 0.04656 | -0.1821 | -0.046382 | 0.00028085 | 0.00017768 | 0.27369 | 0.27369 | 0.27369 | 0.99269 | -0.13872 | 0.99102 | -0.17064 | 18.7974
4 | -0.20263 | -0.051793 | 0.20294 | 0.051988 | 0.00030766 | 0.00019505 | 0.30338 | 0.30338 | 0.30338 | 0.99504 | -0.093986 | 0.99669 | -0.062648 | 20.8363
5 | 0.17568 | 0.044774 | -0.17552 | -0.044671 | 0.00016203 | 0.00010242 | 0.26405 | 0.26405 | 0.26405 | 0.99102 | -0.17064 | 0.99002 | -0.18977 | 18.1355
6 | -0.42383 | -0.10854 | 0.42422 | 0.10879 | 0.00039846 | 0.00025446 | 0.63358 | 0.63358 | 0.63358 | 0.99669 | -0.062648 | 0.99771 | -0.04326 | 43.515
7 | 0.22089 | 0.056548 | -0.22041 | -0.056245 | 0.00047635 | 0.00030244 | 0.3302 | 0.3302 | 0.3302 | 0.99669 | -0.062648 | 0.99434 | -0.10728 | 22.6788
8 | -0.0080474 | -0.0020169 | 0.008049 | 0.0020175 | 1.5538e-06 | 6.5488e-07 | 0.01231 | 0.01231 | 0.01231 | 0.97278 | -0.52456 | 0.97298 | -0.5205 | 3.3818
9 | -0.016035 | -0.0040189 | 0.016039 | 0.0040213 | 4.1436e-06 | 2.4236e-06 | 0.024522 | 0.024522 | 0.024522 | 0.97298 | -0.5205 | 0.97326 | -0.51508 | 6.7369
10 | 0.17409 | 0.044312 | -0.17383 | -0.044149 | 0.00025781 | 0.00016294 | 0.2619 | 0.2619 | 0.2619 | 0.99002 | -0.18977 | 0.98842 | -0.22054 | 17.9877
11 | -0.47971 | -0.12281 | 0.48072 | 0.12345 | 0.0010074 | 0.00064362 | 0.71637 | 0.71637 | 0.71637 | 0.99771 | -0.04326 | 1 | 0 | 49.2015
12 | 0.055489 | 0.01402 | -0.055424 | -0.013978 | 6.4717e-05 | 4.1091e-05 | 0.082797 | 0.082797 | 0.082797 | 0.99771 | -0.04326 | 0.99644 | -0.067622 | 22.7466
13 | 0.064259 | 0.01624 | -0.064161 | -0.016177 | 9.869e-05 | 6.2793e-05 | 0.096211 | 0.096211 | 0.096211 | 0.99434 | -0.10728 | 0.99267 | -0.13937 | 26.4316
14 | 0.15615 | 0.040005 | -0.15599 | -0.039904 | 0.00016039 | 0.00010103 | 0.23399 | 0.23399 | 0.23399 | 0.99434 | -0.10728 | 0.99322 | -0.1285 | 16.071
15 | -0.018857 | -0.0047278 | 0.018861 | 0.0047298 | 3.3529e-06 | 2.0121e-06 | 0.028832 | 0.028832 | 0.028832 | 0.97326 | -0.51508 | 0.97345 | -0.51135 | 7.9208
16 | 0.017461 | 0.0043784 | -0.017456 | -0.0043757 | 4.5785e-06 | 2.7039e-06 | 0.026287 | 0.026287 | 0.026287 | 0.98842 | -0.22054 | 0.98814 | -0.22604 | 7.2217
17 | 0.15637 | 0.039771 | -0.15617 | -0.039644 | 0.00020149 | 0.00012697 | 0.23561 | 0.23561 | 0.23561 | 0.98842 | -0.22054 | 0.98703 | -0.24732 | 16.1823
18 | -0.017859 | -0.0044758 | 0.017874 | 0.0044847 | 1.4917e-05 | 8.8892e-06 | 0.027365 | 0.027365 | 0.027365 | 0.97109 | -0.55872 | 0.97197 | -0.5412 | 7.5179
19 | -0.034855 | -0.0087407 | 0.034868 | 0.008749 | 1.3258e-05 | 8.3314e-06 | 0.053362 | 0.053362 | 0.053362 | 0.97197 | -0.5412 | 0.97238 | -0.53322 | 14.66
20 | -0.047819 | -0.011995 | 0.047873 | 0.012029 | 5.421e-05 | 3.4359e-05 | 0.07318 | 0.07318 | 0.07318 | 0.97238 | -0.53322 | 0.97358 | -0.50947 | 20.1044
21 | -0.047873 | -0.012029 | 0.047924 | 0.012062 | 5.1382e-05 | 3.2566e-05 | 0.07318 | 0.07318 | 0.07318 | 0.97358 | -0.50947 | 0.97472 | -0.48701 | 20.1043
22 | 0.0069559 | 0.0017434 | -0.0069552 | -0.0017431 | 6.8453e-07 | 2.3635e-07 | 0.010619 | 0.010619 | 0.010619 | 0.97472 | -0.48701 | 0.97462 | -0.48907 | 2.9173
23 | -0.05488 | -0.013805 | 0.055014 | 0.01389 | 0.00013389 | 8.5052e-05 | 0.083799 | 0.083798 | 0.083799 | 0.97472 | -0.48701 | 0.97732 | -0.43608 | 23.0216
24 | -0.033045 | -0.008291 | 0.033067 | 0.008305 | 2.2252e-05 | 1.393e-05 | 0.049604 | 0.049603 | 0.049604 | 0.99134 | -0.16594 | 0.99207 | -0.15182 | 13.6274
25 | 0.033045 | 0.008291 | -0.033029 | -0.0082816 | 1.5118e-05 | 9.4644e-06 | 0.049604 | 0.049604 | 0.049604 | 0.99134 | -0.16594 | 0.99085 | -0.17554 | 13.6274
26 | -0.040652 | -0.010206 | 0.040689 | 0.010229 | 3.7285e-05 | 2.3517e-05 | 0.06098 | 0.06098 | 0.06098 | 0.99207 | -0.15182 | 0.99307 | -0.13262 | 16.7528
27 | 0.017271 | 0.0043321 | -0.017262 | -0.0043266 | 9.4188e-06 | 5.5475e-06 | 0.025938 | 0.025938 | 0.025938 | 0.99085 | -0.17554 | 0.99026 | -0.18698 | 7.1259
28 | -0.061589 | -0.015538 | 0.061609 | 0.01555 | 1.9944e-05 | 1.2688e-05 | 0.093809 | 0.093809 | 0.093809 | 0.97732 | -0.43608 | 0.97766 | -0.42932 | 25.7716
29 | -0.013013 | -0.0032612 | 0.013014 | 0.0032621 | 1.5976e-06 | 8.792e-07 | 0.019556 | 0.019556 | 0.019556 | 0.99012 | -0.18956 | 0.99026 | -0.18698 | 5.3726
30 | 0.0039044 | 0.00097845 | -0.0039042 | -0.0009785 | 1.1759e-07 | -4.1877e-08 | 0.0058677 | 0.0058677 | 0.0058677 | 0.99012 | -0.18956 | 0.99009 | -0.19019 | 1.612
31 | -0.035396 | -0.0089558 | 0.0354 | 0.0089586 | 4.4186e-06 | 2.7768e-06 | 0.053836 | 0.053836 | 0.053836 | 0.97887 | -0.4049 | 0.97901 | -0.40229 | 14.7902
32 | 0.033562 | 0.0084962 | -0.033391 | -0.008389 | 0.00017089 | 0.00010718 | 0.051049 | 0.05105 | 0.05105 | 0.97887 | -0.4049 | 0.97343 | -0.51154 | 14.0246
33 | -0.041512 | -0.01049 | 0.041513 | 0.010491 | 1.8861e-06 | 1.1912e-06 | 0.063126 | 0.063126 | 0.063126 | 0.97901 | -0.40229 | 0.97905 | -0.40135 | 17.3422
34 | 0.0094854 | 0.0023774 | -0.0094846 | -0.002377 | 7.8752e-07 | 3.7985e-07 | 0.0145 | 0.0145 | 0.0145 | 0.97343 | -0.51154 | 0.97334 | -0.51328 | 3.9835
35 | 0.023905 | 0.0060116 | -0.023854 | -0.0059801 | 5.1216e-05 | 3.151e-05 | 0.03655 | 0.03655 | 0.03655 | 0.97343 | -0.51154 | 0.97115 | -0.5565 | 10.0413
36 | -0.042822 | -0.010819 | 0.04287 | 0.01085 | 4.7902e-05 | 3.0278e-05 | 0.065114 | 0.065114 | 0.065114 | 0.97905 | -0.40135 | 0.98025 | -0.37804 | 17.8885
37 | -0.040689 | -0.010229 | 0.040723 | 0.010251 | 3.423e-05 | 2.1589e-05 | 0.06098 | 0.06098 | 0.06098 | 0.99307 | -0.13262 | 0.99398 | -0.11501 | 16.7528
38 | -0.049572 | -0.012469 | 0.04963 | 0.012505 | 5.7392e-05 | 3.637e-05 | 0.074227 | 0.074227 | 0.074227 | 0.99398 | -0.11501 | 0.99523 | -0.09081 | 20.392
39 | 0.057126 | 0.014462 | -0.056946 | -0.014347 | 0.00018005 | 0.00011443 | 0.08677 | 0.08677 | 0.08677 | 0.98025 | -0.37804 | 0.97688 | -0.44392 | 23.8379
40 | -0.099996 | -0.025311 | 0.10023 | 0.025461 | 0.00023395 | 0.00014939 | 0.15188 | 0.15188 | 0.15188 | 0.98025 | -0.37804 | 0.98276 | -0.32942 | 41.7262
41 | -0.056886 | -0.014309 | 0.056946 | 0.014347 | 6.0803e-05 | 3.8644e-05 | 0.08677 | 0.08677 | 0.08677 | 0.97574 | -0.46626 | 0.97688 | -0.44392 | 23.8379
42 | 0.053824 | 0.013541 | -0.05377 | -0.013507 | 5.3703e-05 | 3.4105e-05 | 0.082101 | 0.082101 | 0.082101 | 0.97574 | -0.46626 | 0.97468 | -0.48717 | 22.5553
43 | 0.047811 | 0.012014 | -0.047785 | -0.011997 | 2.6192e-05 | 1.66e-05 | 0.073004 | 0.073004 | 0.073004 | 0.97468 | -0.48717 | 0.97409 | -0.49865 | 20.056
44 | -0.011239 | -0.0028167 | 0.011269 | 0.0028327 | 3.0216e-05 | 1.5974e-05 | 0.01723 | 0.017229 | 0.01723 | 0.9706 | -0.56765 | 0.97345 | -0.51135 | 4.7336
45 | -0.042519 | -0.010667 | 0.042544 | 0.010684 | 2.5756e-05 | 1.6282e-05 | 0.064998 | 0.064998 | 0.064998 | 0.97345 | -0.51135 | 0.97409 | -0.49865 | 17.8566
46 | -0.078065 | -0.019677 | 0.078148 | 0.019729 | 8.261e-05 | 5.2087e-05 | 0.11886 | 0.11886 | 0.11886 | 0.97766 | -0.42932 | 0.97879 | -0.40723 | 16.3264
47 | 0.016457 | 0.0041268 | -0.016449 | -0.0041226 | 7.2444e-06 | 4.2505e-06 | 0.025048 | 0.025048 | 0.025048 | 0.97766 | -0.42932 | 0.97719 | -0.43856 | 6.8813
48 | -0.087148 | -0.021985 | 0.087184 | 0.022007 | 3.5893e-05 | 2.1875e-05 | 0.13254 | 0.13254 | 0.13254 | 0.97879 | -0.40723 | 0.97923 | -0.39863 | 9.1029
49 | 0.008089 | 0.0020273 | -0.008089 | -0.0020273 | 8.086e-09 | 3.3944e-09 | 0.012317 | 0.012317 | 0.012317 | 0.97719 | -0.43856 | 0.97719 | -0.43858 | 3.3839
50 | 0.0054125 | 0.0013563 | -0.0054125 | -0.0013563 | 6.6395e-08 | 9.5661e-09 | 0.0082246 | 0.0082246 | 0.0082246 | 0.97923 | -0.39863 | 0.97922 | -0.39888 | 2.2595
51 | -0.092596 | -0.023363 | 0.092603 | 0.023367 | 6.5389e-06 | 4.0077e-06 | 0.14076 | 0.14076 | 0.14076 | 0.97923 | -0.39863 | 0.97931 | -0.39715 | 9.6678
52 | 0.0035695 | 0.00089438 | -0.0035693 | -0.00089448 | 2.0682e-07 | -1.0343e-07 | 0.0054241 | 0.0054242 | 0.0054242 | 0.97922 | -0.39888 | 0.97916 | -0.4001 | 1.4902
53 | -0.094599 | -0.023867 | 0.094639 | 0.023892 | 4.0228e-05 | 2.4701e-05 | 0.1438 | 0.1438 | 0.1438 | 0.97931 | -0.39715 | 0.97976 | -0.38828 | 9.8761
54 | -0.13326 | -0.033727 | 0.13334 | 0.033779 | 8.2764e-05 | 5.1866e-05 | 0.20171 | 0.20171 | 0.20171 | 0.98364 | -0.3129 | 0.98431 | -0.29997 | 13.8536
55 | 0.12783 | 0.032365 | -0.12777 | -0.032329 | 5.7257e-05 | 3.5816e-05 | 0.19349 | 0.19349 | 0.19349 | 0.98364 | -0.3129 | 0.98316 | -0.32224 | 13.2891
56 | -0.13334 | -0.033779 | 0.13339 | 0.033807 | 4.4421e-05 | 2.7837e-05 | 0.20171 | 0.20171 | 0.20171 | 0.98431 | -0.29997 | 0.98466 | -0.29304 | 13.8535
57 | 0.12777 | 0.032329 | -0.12763 | -0.032245 | 0.00013442 | 8.4091e-05 | 0.19349 | 0.19349 | 0.19349 | 0.98316 | -0.32224 | 0.98203 | -0.34418 | 13.2891
58 | -0.1488 | -0.03767 | 0.1489 | 0.037737 | 0.00010576 | 6.6551e-05 | 0.225 | 0.22499 | 0.225 | 0.98466 | -0.29304 | 0.98543 | -0.27825 | 15.453
59 | 0.01541 | 0.0038638 | -0.015405 | -0.0038612 | 4.6562e-06 | 2.6889e-06 | 0.023288 | 0.023288 | 0.023288 | 0.98466 | -0.29304 | 0.98434 | -0.29938 | 6.3978
60 | 0.1129 | 0.028553 | -0.11284 | -0.028513 | 6.4312e-05 | 3.9975e-05 | 0.17117 | 0.17117 | 0.17117 | 0.98203 | -0.34418 | 0.98142 | -0.35607 | 11.756
61 | -0.1489 | -0.037737 | 0.14895 | 0.037764 | 4.3156e-05 | 2.7157e-05 | 0.22499 | 0.22499 | 0.22499 | 0.98543 | -0.27825 | 0.98574 | -0.27222 | 15.4529
62 | 0.0078652 | 0.0019715 | -0.0078634 | -0.0019708 | 1.7561e-06 | 7.0292e-07 | 0.01189 | 0.01189 | 0.01189 | 0.98434 | -0.29938 | 0.9841 | -0.30407 | 3.2665
63 | 0.0070787 | 0.001774 | -0.007078 | -0.0017738 | 6.6978e-07 | 2.3309e-07 | 0.010737 | 0.010737 | 0.010737 | 0.98098 | -0.3645 | 0.98088 | -0.36648 | 2.9498
64 | 0.10571 | 0.026711 | -0.10568 | -0.026691 | 3.123e-05 | 1.9334e-05 | 0.16043 | 0.16043 | 0.16043 | 0.98098 | -0.3645 | 0.98067 | -0.37066 | 11.0186
65 | -0.11279 | -0.028485 | 0.11284 | 0.028513 | 4.5597e-05 | 2.8343e-05 | 0.17117 | 0.17117 | 0.17117 | 0.98098 | -0.3645 | 0.98142 | -0.35607 | 11.756
66 | 0.007078 | 0.0017738 | -0.007077 | -0.0017734 | 9.7313e-07 | 3.3874e-07 | 0.010737 | 0.010737 | 0.010737 | 0.98088 | -0.36648 | 0.98074 | -0.36937 | 2.9499
67 | 0.1022 | 0.025819 | -0.10211 | -0.025766 | 8.6201e-05 | 5.3242e-05 | 0.15515 | 0.15515 | 0.15515 | 0.98067 | -0.37066 | 0.97976 | -0.38828 | 10.6558
68 | 0.0030738 | 0.00077015 | -0.0030736 | -0.00077033 | 1.9195e-07 | -1.741e-07 | 0.0046637 | 0.0046638 | 0.0046638 | 0.98074 | -0.36937 | 0.98067 | -0.37068 | 1.2813
69 | -0.15259 | -0.038678 | 0.15274 | 0.038769 | 0.00014465 | 9.1091e-05 | 0.2305 | 0.2305 | 0.2305 | 0.98574 | -0.27222 | 0.98676 | -0.25251 | 15.8309
70 | -0.1551 | -0.039363 | 0.15514 | 0.039387 | 3.8739e-05 | 2.4407e-05 | 0.23407 | 0.23407 | 0.23407 | 0.98676 | -0.25251 | 0.98703 | -0.24732 | 16.0763
71 | 0.0017242 | 0.00043207 | -0.0017242 | -0.00043213 | 1.4535e-08 | -6.1702e-08 | 0.0026203 | 0.0026203 | 0.0026203 | 0.97916 | -0.4001 | 0.97915 | -0.40028 | 0.71986
72 | -0.04963 | -0.012505 | 0.049661 | 0.012525 | 3.1816e-05 | 2.0162e-05 | 0.074227 | 0.074227 | 0.074227 | 0.99523 | -0.09081 | 0.99593 | -0.077417 | 20.392
73 | 0.0020772 | 0.00052024 | -0.0020771 | -0.00052057 | 1.1165e-07 | -3.3077e-07 | 0.0031034 | 0.0031036 | 0.0031036 | 0.99593 | -0.077417 | 0.99587 | -0.078546 | 0.85263
74 | -0.051739 | -0.013046 | 0.051763 | 0.013061 | 2.4267e-05 | 1.539e-05 | 0.07733 | 0.07733 | 0.07733 | 0.99593 | -0.077417 | 0.99644 | -0.067622 | 21.2445
75 | 0.00098479 | 0.00024658 | -0.00098478 | -0.00024681 | 1.6295e-08 | -2.2487e-07 | 0.0015102 | 0.0015103 | 0.0015103 | 0.97028 | -0.57377 | 0.97026 | -0.57411 | 0.41491
76 | -0.0049988 | -0.0012526 | 0.0049995 | 0.0012526 | 7.1082e-07 | 5.6482e-08 | 0.0076661 | 0.0076659 | 0.0076661 | 0.97028 | -0.57377 | 0.97043 | -0.57078 | 2.1061
77 | -0.0099882 | -0.0025029 | 0.0099893 | 0.0025035 | 1.1227e-06 | 5.608e-07 | 0.015315 | 0.015315 | 0.015315 | 0.97043 | -0.57078 | 0.97055 | -0.56842 | 4.2075
78 | -0.011916 | -0.0029863 | 0.011923 | 0.00299 | 6.7716e-06 | 3.6648e-06 | 0.018269 | 0.018269 | 0.018269 | 0.97055 | -0.56842 | 0.97115 | -0.5565 | 5.019
79 | 0.011931 | 0.0029901 | -0.01193 | -0.0029894 | 1.2573e-06 | 6.8057e-07 | 0.018282 | 0.018282 | 0.018282 | 0.97115 | -0.5565 | 0.97104 | -0.55871 | 5.0224
80 | 0.0025105 | 0.00062893 | -0.0025104 | -0.00062916 | 1.4144e-07 | -2.2473e-07 | 0.003847 | 0.0038471 | 0.0038471 | 0.97104 | -0.55871 | 0.97098 | -0.55989 | 1.0569
81 | 0.0094197 | 0.0023605 | -0.0094193 | -0.0023603 | 4.52e-07 | 2.1772e-07 | 0.014435 | 0.014435 | 0.014435 | 0.97104 | -0.55871 | 0.97099 | -0.55972 | 3.9656
82 | -0.11648 | -0.029621 | 0.11667 | 0.02974 | 0.00018502 | 0.00011821 | 0.17611 | 0.17611 | 0.17611 | 0.98506 | -0.28482 | 0.98677 | -0.2519 | 48.3819
83 | 0.10916 | 0.027785 | -0.10915 | -0.02778 | 8.8755e-06 | 5.6693e-06 | 0.16504 | 0.16504 | 0.16504 | 0.98506 | -0.28482 | 0.98498 | -0.2865 | 45.3415
84 | -0.12132 | -0.030906 | 0.12143 | 0.030978 | 0.00011195 | 7.1534e-05 | 0.18313 | 0.18313 | 0.18313 | 0.98677 | -0.2519 | 0.98777 | -0.2328 | 50.3102
85 | 0.10477 | 0.026683 | -0.10456 | -0.026545 | 0.00021452 | 0.00013701 | 0.15843 | 0.15843 | 0.15843 | 0.98498 | -0.2865 | 0.98277 | -0.32905 | 43.5247
86 | -0.12484 | -0.031831 | 0.12495 | 0.031901 | 0.00010906 | 6.9694e-05 | 0.18826 | 0.18826 | 0.18826 | 0.98777 | -0.2328 | 0.98871 | -0.21472 | 51.7189
87 | 0.10154 | 0.02579 | -0.10154 | -0.025789 | 1.8285e-06 | 1.1677e-06 | 0.15387 | 0.15387 | 0.15387 | 0.98277 | -0.32905 | 0.98276 | -0.32942 | 42.2707
88 | -0.12835 | -0.032754 | 0.12837 | 0.032763 | 1.4774e-05 | 9.4416e-06 | 0.19338 | 0.19338 | 0.19338 | 0.98871 | -0.21472 | 0.98883 | -0.21234 | 53.1264
89 | -0.13301 | -0.033927 | 0.13316 | 0.03402 | 0.00014581 | 9.3192e-05 | 0.20037 | 0.20037 | 0.20037 | 0.98883 | -0.21234 | 0.99002 | -0.18966 | 55.046
90 | 0.0076188 | 0.001909 | -0.0076175 | -0.0019085 | 1.2252e-06 | 4.8773e-07 | 0.011675 | 0.011675 | 0.011675 | 0.97099 | -0.55972 | 0.97082 | -0.56309 | 3.2076
91 | 0.0025371 | 0.00063546 | -0.002537 | -0.00063554 | 4.8333e-08 | -7.4461e-08 | 0.0038885 | 0.0038886 | 0.0038886 | 0.97082 | -0.56309 | 0.9708 | -0.56349 | 1.0683
92 | 0.0050805 | 0.0012731 | -0.0050791 | -0.0012729 | 1.3505e-06 | 1.3019e-07 | 0.007787 | 0.0077872 | 0.0077872 | 0.97082 | -0.56309 | 0.97054 | -0.56868 | 2.1394
93 | 0.0012886 | 0.00032265 | -0.0012886 | -0.00032294 | 3.7215e-08 | -2.9072e-07 | 0.001975 | 0.0019751 | 0.0019751 | 0.9708 | -0.56349 | 0.97077 | -0.5641 | 0.54262
94 | 0.0069236 | 0.0017352 | -0.0069229 | -0.0017349 | 7.6008e-07 | 2.6161e-07 | 0.010585 | 0.010585 | 0.010585 | 0.97334 | -0.51328 | 0.97323 | -0.51559 | 2.9079
95 | 0.14921 | 0.038203 | -0.14916 | -0.038176 | 4.2982e-05 | 2.7035e-05 | 0.22382 | 0.22382 | 0.22382 | 0.99322 | -0.1285 | 0.99291 | -0.13445 | 15.3725
96 | 0.14573 | 0.037316 | -0.1457 | -0.037294 | 3.6202e-05 | 2.2752e-05 | 0.21868 | 0.21868 | 0.21868 | 0.99291 | -0.13445 | 0.99264 | -0.13958 | 15.0196
97 | 0.14227 | 0.036434 | -0.14223 | -0.036408 | 4.0798e-05 | 2.5987e-05 | 0.21354 | 0.21354 | 0.21354 | 0.99264 | -0.13958 | 0.99233 | -0.1455 | 29.333
98 | 0.057435 | 0.014492 | -0.057417 | -0.014481 | 1.7705e-05 | 1.1249e-05 | 0.086129 | 0.086129 | 0.086129 | 0.99267 | -0.13937 | 0.99234 | -0.14581 | 23.6619
99 | 0.1381 | 0.035373 | -0.1378 | -0.035185 | 0.0002948 | 0.00018844 | 0.20735 | 0.20735 | 0.20735 | 0.99233 | -0.1455 | 0.99002 | -0.18966 | 56.965
100 | 0.055832 | 0.014083 | -0.055751 | -0.014032 | 8.142e-05 | 5.171e-05 | 0.083753 | 0.083753 | 0.083753 | 0.99234 | -0.14581 | 0.99076 | -0.17631 | 23.0091
101 | 0.0030359 | 0.00076034 | -0.0030355 | -0.00076076 | 3.9545e-07 | -4.2478e-07 | 0.0045172 | 0.0045175 | 0.0045175 | 1 | 0 | 0.99986 | -0.0027352 | 1.2411
102 | 0.0020444 | 0.00051219 | -0.0020444 | -0.00051236 | 5.4627e-08 | -1.7154e-07 | 0.0030421 | 0.0030421 | 0.0030421 | 1 | 0 | 0.99997 | -0.00056097 | 0.83575
103 | 0.054669 | 0.01376 | -0.054608 | -0.013722 | 6.1188e-05 | 3.8849e-05 | 0.082128 | 0.082128 | 0.082128 | 0.99076 | -0.17631 | 0.98955 | -0.19976 | 22.5626
104 | 0.006489 | 0.001626 | -0.0064886 | -0.0016259 | 3.7435e-07 | 1.0583e-07 | 0.0097745 | 0.0097746 | 0.0097746 | 0.98784 | -0.23187 | 0.98778 | -0.23308 | 2.6853
105 | -0.009584 | -0.0024017 | 0.0095848 | 0.0024021 | 7.3975e-07 | 3.5226e-07 | 0.014437 | 0.014437 | 0.014437 | 0.98784 | -0.23187 | 0.98792 | -0.23025 | 3.9661
106 | 0.0054374 | 0.0013625 | -0.0054372 | -0.0013624 | 2.027e-07 | 2.6604e-08 | 0.008191 | 0.008191 | 0.008191 | 0.98778 | -0.23308 | 0.98774 | -0.23386 | 2.2503
107 | 0.0053488 | 0.0013404 | -0.0053481 | -0.0013404 | 6.8212e-07 | 7.7767e-08 | 0.0080564 | 0.0080565 | 0.0080565 | 0.98792 | -0.23025 | 0.98778 | -0.23292 | 2.2133
108 | -0.014934 | -0.0037425 | 0.014936 | 0.0037439 | 2.3649e-06 | 1.3539e-06 | 0.022493 | 0.022493 | 0.022493 | 0.98792 | -0.23025 | 0.98809 | -0.22692 | 6.1794
109 | 0.0036901 | 0.00092456 | -0.00369 | -0.0009246 | 8.7417e-08 | -4.0603e-08 | 0.005559 | 0.005559 | 0.005559 | 0.98774 | -0.23386 | 0.98771 | -0.23436 | 1.5272
110 | -0.016403 | -0.0041116 | 0.016404 | 0.004112 | 6.8782e-07 | 4.017e-07 | 0.024702 | 0.024702 | 0.024702 | 0.98809 | -0.22692 | 0.98814 | -0.22604 | 6.7864
111 | 0.001942 | 0.00048652 | -0.001942 | -0.0004867 | 5.507e-08 | -1.8433e-07 | 0.0029256 | 0.0029257 | 0.0029257 | 0.98771 | -0.23436 | 0.98768 | -0.23495 | 0.80377
112 | 0.0039292 | 0.00098461 | -0.0039289 | -0.00098469 | 2.6171e-07 | -7.2774e-08 | 0.0060075 | 0.0060076 | 0.0060076 | 0.97323 | -0.51559 | 0.97316 | -0.51699 | 1.6504
113 | 0.05134 | 0.012903 | -0.051332 | -0.012897 | 8.3098e-06 | 5.2705e-06 | 0.077214 | 0.077214 | 0.077214 | 0.98955 | -0.19976 | 0.98937 | -0.20315 | 21.2127
114 | 0.05026 | 0.012629 | -0.050232 | -0.012611 | 2.7931e-05 | 1.7708e-05 | 0.075603 | 0.075603 | 0.075603 | 0.98937 | -0.20315 | 0.98877 | -0.2148 | 20.77
115 | 0.049218 | 0.012357 | -0.04921 | -0.012352 | 7.8702e-06 | 4.9879e-06 | 0.074076 | 0.074076 | 0.074076 | 0.98877 | -0.2148 | 0.9886 | -0.21815 | 20.3507
116 | 0.045966 | 0.011539 | -0.045962 | -0.011537 | 3.6783e-06 | 2.3278e-06 | 0.069193 | 0.069193 | 0.069193 | 0.9886 | -0.21815 | 0.98851 | -0.21983 | 19.0092
117 | 0.043034 | 0.010803 | -0.043028 | -0.010799 | 6.0712e-06 | 3.8361e-06 | 0.064786 | 0.064786 | 0.064786 | 0.98851 | -0.21983 | 0.98836 | -0.22279 | 17.7983
118 | 0.024293 | 0.0060905 | -0.02429 | -0.0060889 | 2.6439e-06 | 1.6249e-06 | 0.036613 | 0.036613 | 0.036613 | 0.98731 | -0.24318 | 0.9872 | -0.24546 | 10.0586
119 | -0.027355 | -0.0068581 | 0.027356 | 0.0068585 | 5.2593e-07 | 3.2604e-07 | 0.041229 | 0.041229 | 0.041229 | 0.98731 | -0.24318 | 0.98733 | -0.24277 | 11.3267
120 | 0.021374 | 0.005358 | -0.021374 | -0.0053579 | 2.3139e-07 | 1.4049e-07 | 0.032218 | 0.032218 | 0.032218 | 0.9872 | -0.24546 | 0.98718 | -0.24569 | 8.851
121 | -0.030564 | -0.0076626 | 0.030569 | 0.0076654 | 4.6344e-06 | 2.8915e-06 | 0.046065 | 0.046065 | 0.046065 | 0.98733 | -0.24277 | 0.9875 | -0.23959 | 12.6551
122 | 0.01831 | 0.00459 | -0.018308 | -0.0045891 | 1.4866e-06 | 8.8492e-07 | 0.027599 | 0.027599 | 0.027599 | 0.98718 | -0.24569 | 0.9871 | -0.24739 | 7.5822
123 | -0.033537 | -0.0084094 | 0.033551 | 0.0084182 | 1.4058e-05 | 8.809e-06 | 0.050537 | 0.050537 | 0.050537 | 0.9875 | -0.23959 | 0.98795 | -0.2308 | 13.8839
124 | 0.015388 | 0.0038573 | -0.015388 | -0.0038573 | 1.3114e-07 | 7.5623e-08 | 0.023198 | 0.023198 | 0.023198 | 0.9871 | -0.24739 | 0.98709 | -0.24757 | 6.373
125 | -0.036684 | -0.0092032 | 0.03669 | 0.0092074 | 6.6901e-06 | 4.2068e-06 | 0.055255 | 0.055255 | 0.055255 | 0.98795 | -0.2308 | 0.98815 | -0.22698 | 15.18
126 | 0.012324 | 0.0030893 | -0.012322 | -0.0030883 | 1.8745e-06 | 1.0146e-06 | 0.018579 | 0.018579 | 0.018579 | 0.98709 | -0.24757 | 0.98692 | -0.25076 | 5.104
127 | -0.039918 | -0.010016 | 0.039926 | 0.010021 | 7.9725e-06 | 5.027e-06 | 0.060115 | 0.060115 | 0.060115 | 0.98815 | -0.22698 | 0.98836 | -0.22279 | 16.5151
128 | 0.0091763 | 0.0022999 | -0.0091759 | -0.0022997 | 4.1606e-07 | 1.9222e-07 | 0.013835 | 0.013835 | 0.013835 | 0.98692 | -0.25076 | 0.98687 | -0.25172 | 3.801
129 | 0.0060819 | 0.0015243 | -0.0060817 | -0.0015242 | 1.8839e-07 | 4.4243e-08 | 0.0091704 | 0.0091704 | 0.0091704 | 0.98687 | -0.25172 | 0.98684 | -0.25237 | 2.5193
130 | 0.0029949 | 0.00075058 | -0.0029949 | -0.00075059 | 1.1676e-08 | -1.2034e-08 | 0.0045159 | 0.0045159 | 0.0045159 | 0.98684 | -0.25237 | 0.98684 | -0.25245 | 1.2406

## res_trafo
| p_hv_mw | q_hv_mvar | p_lv_mw | q_lv_mvar | pl_mw | ql_mvar | i_hv_ka | i_lv_ka | vm_hv_pu | va_hv_degree | vm_lv_pu | va_lv_degree | loading_percent
0 | -1.2729e-15 | -1.3162e-15 | 0.00165 | 1.2699e-07 | 0.00165 | 1.2699e-07 | 5.2857e-17 | 0.0023815 | 0.99998 | 149.9956 | 1 | 0 | 0.2619

## res_ext_grid
| p_mw | q_mvar
0 | 0.48745 | 0.12473

## res_load
| p_mw | q_mvar
0 | 0.0090652 | 0.002272
1 | 0.0067927 | 0.0017024
2 | 0.0039729 | 0.00099571
3 | 0.006419 | 0.0016087
4 | 0.0080474 | 0.0020169
5 | 0.0079856 | 0.0020014
6 | 0.0014323 | 0.00035897
7 | 0.0028186 | 0.00070641
8 | 0.017859 | 0.0044758
9 | 0.016981 | 0.004256
10 | 0.01295 | 0.0032456
11 | 0.0075851 | 0.001901
12 | 0.015758 | 0.0039494
13 | 0.0069552 | 0.0017431
14 | 0.0065747 | 0.0016478
15 | 0.0091084 | 0.0022828
16 | 0.0042472 | 0.0010645
17 | 0.0039042 | 0.0009785
18 | 0.0018338 | 0.00045959
19 | 0.0061116 | 0.0015317
20 | 0.0013083 | 0.00032789
21 | 0.0088487 | 0.0022177
22 | 0.0030615 | 0.00076728
23 | 0.005959 | 0.0014935
24 | 0.011239 | 0.0028167
25 | 0.012389 | 0.0031049
26 | 0.0052407 | 0.0013135
27 | 0.0089999 | 0.0022556
28 | 0.0083603 | 0.0020953
29 | 0.008089 | 0.0020273
30 | 0.001843 | 0.00046189
31 | 0.0019963 | 0.00050033
32 | 0.0054334 | 0.0013617
33 | 0.014732 | 0.0036923
34 | 0.00754 | 0.0018897
35 | 0.0034817 | 0.0008726
36 | 0.0040032 | 0.0010033
37 | 0.0036461 | 0.00091379
38 | 0.0078634 | 0.0019708
39 | 0.0074749 | 0.0018734
40 | 0.0030736 | 0.00077033
41 | 0.0023691 | 0.00059376
42 | 0.0018451 | 0.00046241
43 | 0.0017242 | 0.00043213
44 | 0.0020771 | 0.00052057
45 | 0.0036612 | 0.00091758
46 | 0.004014 | 0.001006
47 | 0.00098478 | 0.00024681
48 | 0.0049886 | 0.0012503
49 | 0.0019266 | 0.00048286
50 | 0.0073263 | 0.0018361
51 | 0.0046547 | 0.0011666
52 | 0.0043777 | 0.0010971
53 | 0.0034039 | 0.0008531
54 | 0.0030149 | 0.00075559
55 | 0.0034044 | 0.00085321
56 | 0.0013089 | 0.00032804
57 | 0.0046432 | 0.0011637
58 | 0.0018005 | 0.00045125
59 | 0.0012484 | 0.00031288
60 | 0.0050791 | 0.0012729
61 | 0.0025104 | 0.00062916
62 | 0.0012886 | 0.00032294
63 | 0.002561 | 0.00064185
64 | 0.0067878 | 0.0017012
65 | 0.0034295 | 0.00085951
66 | 0.0034295 | 0.00085951
67 | 0.0067257 | 0.0016856
68 | 0.0041291 | 0.0010348
69 | 0.0015846 | 0.00039715
70 | 0.0046476 | 0.0011648
71 | 0.0010822 | 0.00027124
72 | 0.003095 | 0.00077569
73 | 0.0010512 | 0.00026346
74 | 0.0017471 | 0.00043787
75 | 0.0053481 | 0.0013404
76 | 0.0014672 | 0.00036771
77 | 0.001748 | 0.00043808
78 | 0.0010523 | 0.00026372
79 | 0.001942 | 0.0004867
80 | 0.0010244 | 0.00025674
81 | 0.0029936 | 0.00075028
82 | 0.0039289 | 0.00098469
83 | 0.0030355 | 0.00076076
84 | 0.0020444 | 0.00051236
85 | 0.0032678 | 0.00081898
86 | 0.0010714 | 0.00026852
87 | 0.0010142 | 0.00025419
88 | 0.0032442 | 0.00081308
89 | 0.002928 | 0.00073383
90 | 0.0030627 | 0.00076759
91 | 0.0029162 | 0.00073087
92 | 0.0032084 | 0.00080409
93 | 0.0030641 | 0.00076793
94 | 0.0029684 | 0.00074396
95 | 0.0029198 | 0.00073176
96 | 0.0031322 | 0.00078501
97 | 0.0030641 | 0.00076793
98 | 0.0032272 | 0.00080881
99 | 0.0031026 | 0.00077758
100 | 0.0031459 | 0.00078844
101 | 0.003094 | 0.00077542
102 | 0.0030868 | 0.00077363
103 | 0.0029949 | 0.00075059

## dtypes
| element | column | dtype
0 | bus | name | object
1 | bus | vn_kv | float64
2 | bus | type | object
3 | bus | zone | object
4 | bus | in_service | bool
5 | load | name | object
6 | load | bus | uint32
7 | load | p_mw | float64
8 | load | q_mvar | float64
9 | load | const_z_percent | float64
10 | load | const_i_percent | float64
11 | load | sn_mva | float64
12 | load | scaling | float64
13 | load | in_service | bool
14 | load | type | object
15 | ext_grid | name | object
16 | ext_grid | bus | uint32
17 | ext_grid | vm_pu | float64
18 | ext_grid | va_degree | float64
19 | ext_grid | slack_weight | float64
20 | ext_grid | in_service | bool
21 | line | name | object
22 | line | std_type | object
23 | line | from_bus | uint32
24 | line | to_bus | uint32
25 | line | length_km | float64
26 | line | r_ohm_per_km | float64
27 | line | x_ohm_per_km | float64
28 | line | c_nf_per_km | float64
29 | line | g_us_per_km | float64
30 | line | max_i_ka | float64
31 | line | df | float64
32 | line | parallel | uint32
33 | line | type | object
34 | line | in_service | bool
35 | trafo | name | object
36 | trafo | std_type | object
37 | trafo | hv_bus | uint32
38 | trafo | lv_bus | uint32
39 | trafo | sn_mva | float64
40 | trafo | vn_hv_kv | float64
41 | trafo | vn_lv_kv | float64
42 | trafo | vk_percent | float64
43 | trafo | vkr_percent | float64
44 | trafo | pfe_kw | float64
45 | trafo | i0_percent | float64
46 | trafo | shift_degree | float64
47 | trafo | tap_side | object
48 | trafo | tap_neutral | int32
49 | trafo | tap_min | int32
50 | trafo | tap_max | int32
51 | trafo | tap_step_percent | float64
52 | trafo | tap_step_degree | float64
53 | trafo | tap_pos | int32
54 | trafo | tap_phase_shifter | bool
55 | trafo | parallel | uint32
56 | trafo | df | float64
57 | trafo | in_service | bool
58 | line_geodata | coords | object
59 | bus_geodata | x | float64
60 | bus_geodata | y | float64
61 | bus_geodata | coords | object
62 | res_bus | vm_pu | float64
63 | res_bus | va_degree | float64
64 | res_bus | p_mw | float64
65 | res_bus | q_mvar | float64
66 | res_line | p_from_mw | float64
67 | res_line | q_from_mvar | float64
68 | res_line | p_to_mw | float64
69 | res_line | q_to_mvar | float64
70 | res_line | pl_mw | float64
71 | res_line | ql_mvar | float64
72 | res_line | i_from_ka | float64
73 | res_line | i_to_ka | float64
74 | res_line | i_ka | float64
75 | res_line | vm_from_pu | float64
76 | res_line | va_from_degree | float64
77 | res_line | vm_to_pu | float64
78 | res_line | va_to_degree | float64
79 | res_line | loading_percent | float64
80 | res_trafo | p_hv_mw | float64
81 | res_trafo | q_hv_mvar | float64
82 | res_trafo | p_lv_mw | float64
83 | res_trafo | q_lv_mvar | float64
84 | res_trafo | pl_mw | float64
85 | res_trafo | ql_mvar | float64
86 | res_trafo | i_hv_ka | float64
87 | res_trafo | i_lv_ka | float64
88 | res_trafo | vm_hv_pu | float64
89 | res_trafo | va_hv_degree | float64
90 | res_trafo | vm_lv_pu | float64
91 | res_trafo | va_lv_degree | float64
92 | res_trafo | loading_percent | float64
93 | res_ext_grid | p_mw | float64
94 | res_ext_grid | q_mvar | float64
95 | res_load | p_mw | float64
96 | res_load | q_mvar | float64

## parameters
| version | format_version | converged | OPF_converged | name | f_hz | sn_mva
0 | 2.14.6 | 2.14.0 | TRUE | FALSE |  | 50 | 1