## bus
| name | vn_kv | type | zone | in_service
0 | bus_LV_1067-3_0_4_node_0 | 0.4 | n |  | TRUE
1 | bus_LV_1067-3_0_4_node_1 | 0.4 | n |  | TRUE
2 | bus_LV_1067-3_0_4_node_2 | 0.4 | n |  | TRUE
3 | bus_LV_1067-3_0_4_node_3 | 0.4 | n |  | TRUE
4 | bus_LV_1067-3_0_4_node_4 | 0.4 | n |  | TRUE
5 | bus_LV_1067-3_0_4_node_127 | 0.4 | n |  | TRUE
6 | bus_LV_1067-3_0_4_node_124 | 0.4 | n |  | TRUE
7 | bus_LV_1067-3_0_4_node_128 | 0.4 | n |  | TRUE
8 | bus_LV_1067-3_0_4_node_5 | 0.4 | n |  | TRUE
9 | bus_LV_1067-3_0_4_node_6 | 0.4 | n |  | TRUE
10 | bus_LV_1067-3_0_4_node_7 | 0.4 | n |  | TRUE
11 | bus_LV_1067-3_0_4_node_8 | 0.4 | n |  | TRUE
12 | bus_LV_1067-3_0_4_node_38 | 0.4 | n |  | TRUE
13 | bus_LV_1067-3_0_4_node_40 | 0.4 | n |  | TRUE
14 | bus_LV_1067-3_0_4_node_35 | 0.4 | n |  | TRUE
15 | bus_LV_1067-3_0_4_node_36 | 0.4 | n |  | TRUE
16 | bus_LV_1067-3_0_4_node_77 | 0.4 | n |  | TRUE
17 | bus_LV_1067-3_0_4_node_17 | 0.4 | n |  | TRUE
18 | bus_LV_1067-3_0_4_node_9 | 0.4 | n |  | TRUE
19 | bus_LV_1067-3_0_4_node_10 | 0.4 | n |  | TRUE
20 | bus_LV_1067-3_0_4_node_11 | 0.4 | n |  | TRUE
21 | bus_LV_1067-3_0_4_node_13 | 0.4 | n |  | TRUE
22 | bus_LV_1067-3_0_4_node_14 | 0.4 | n |  | TRUE
23 | bus_LV_1067-3_0_4_node_25 | 0.4 | n |  | TRUE
24 | bus_LV_1067-3_0_4_node_27 | 0.4 | n |  | TRUE
25 | bus_LV_1067-3_0_4_node_23 | 0.4 | n |  | TRUE
26 | bus_LV_1067-3_0_4_node_15 | 0.4 | n |  | TRUE
27 | bus_LV_1067-3_0_4_node_16 | 0.4 | n |  | TRUE
28 | bus_LV_1067-3_0_4_node_18 | 0.4 | n |  | TRUE
29 | bus_LV_1067-3_0_4_node_21 | 0.4 | n |  | TRUE
30 | bus_LV_1067-3_0_4_node_48 | 0.4 | n |  | TRUE
31 | bus_LV_1067-3_0_4_node_73 | 0.4 | n |  | TRUE
32 | bus_LV_1067-3_0_4_node_30 | 0.4 | n |  | TRUE
33 | bus_LV_1067-3_0_4_node_45 | 0.4 | n |  | TRUE
34 | bus_LV_1067-3_0_4_node_19 | 0.4 | n |  | TRUE
35 | bus_LV_1067-3_0_4_node_20 | 0.4 | n |  | TRUE
36 | bus_LV_1067-3_0_4_node_22 | 0.4 | n |  | TRUE
37 | bus_LV_1067-3_0_4_node_34 | 0.4 | n |  | TRUE
38 | bus_LV_1067-3_0_4_node_31 | 0.4 | n |  | TRUE
39 | bus_LV_1067-3_0_4_node_32 | 0.4 | n |  | TRUE
40 | bus_LV_1067-3_0_4_node_24 | 0.4 | n |  | TRUE
41 | bus_LV_1067-3_0_4_node_26 | 0.4 | n |  | TRUE
42 | bus_LV_1067-3_0_4_node_61 | 0.4 | n |  | TRUE
43 | bus_LV_1067-3_0_4_node_59 | 0.4 | n |  | TRUE
44 | bus_LV_1067-3_0_4_node_28 | 0.4 | n |  | TRUE
45 | bus_LV_1067-3_0_4_node_29 | 0.4 | n |  | TRUE
46 | bus_LV_1067-3_0_4_node_46 | 0.4 | n |  | TRUE
47 | bus_LV_1067-3_0_4_node_44 | 0.4 | n |  | TRUE
48 | bus_LV_1067-3_0_4_node_37 | 0.4 | n |  | TRUE
49 | bus_LV_1067-3_0_4_node_39 | 0.4 | n |  | TRUE
50 | bus_LV_1067-3_0_4_node_42 | 0.4 | n |  | TRUE
51 | bus_LV_1067-3_0_4_node_65 | 0.4 | n |  | TRUE
52 | bus_LV_1067-3_0_4_node_57 | 0.4 | n |  | TRUE
53 | bus_LV_1067-3_0_4_node_54 | 0.4 | n |  | TRUE
54 | bus_LV_1067-3_0_4_node_64 | 0.4 | n |  | TRUE
55 | bus_LV_1067-3_0_4_node_55 | 0.4 | n |  | TRUE
56 | bus_LV_1067-3_0_4_node_53 | 0.4 | n |  | TRUE
57 | bus_LV_1067-3_0_4_node_43 | 0.4 | n |  | TRUE
58 | bus_LV_1067-3_0_4_node_47 | 0.4 | n |  | TRUE
59 | bus_LV_1067-3_0_4_node_76 | 0.4 | n |  | TRUE
60 | bus_LV_1067-3_0_4_node_72 | 0.4 | n |  | TRUE
61 | bus_LV_1067-3_0_4_node_49 | 0.4 | n |  | TRUE
62 | bus_LV_1067-3_0_4_node_50 | 0.4 | n |  | TRUE
63 | bus_LV_1067-3_0_4_node_51 | 0.4 | n |  | TRUE
64 | bus_LV_1067-3_0_4_node_52 | 0.4 | n |  | TRUE
65 | bus_LV_1067-3_0_4_node_82 | 0.4 | n |  | TRUE
66 | bus_LV_1067-3_0_4_node_114 | 0.4 | n |  | TRUE
67 | bus_LV_1067-3_0_4_node_80 | 0.4 | n |  | TRUE
68 | bus_LV_1067-3_0_4_node_115 | 0.4 | n |  | TRUE
69 | bus_LV_1067-3_0_4_node_56 | 0.4 | n |  | TRUE
70 | bus_LV_1067-3_0_4_node_58 | 0.4 | n |  | TRUE
71 | bus_LV_1067-3_0_4_node_66 | 0.4 | n |  | TRUE
72 | bus_LV_1067-3_0_4_node_67 | 0.4 | n |  | TRUE
73 | bus_LV_1067-3_0_4_node_68 | 0.4 | n |  | TRUE
74 | bus_LV_1067-3_0_4_node_60 | 0.4 | n |  | TRUE
75 | bus_LV_1067-3_0_4_node_62 | 0.4 | n |  | TRUE
76 | bus_LV_1067-3_0_4_node_63 | 0.4 | n |  | TRUE
77 | bus_LV_1067-3_0_4_node_106 | 0.4 | n |  | TRUE
78 | bus_LV_1067-3_0_4_node_107 | 0.4 | n |  | TRUE
79 | bus_LV_1067-3_0_4_node_110 | 0.4 | n |  | TRUE
80 | bus_LV_1067-3_0_4_node_69 | 0.4 | n |  | TRUE
81 | bus_LV_1067-3_0_4_node_139 | 0.4 | n |  | TRUE
82 | bus_LV_1067-3_0_4_node_70 | 0.4 | n |  | TRUE
83 | bus_LV_1067-3_0_4_node_113 | 0.4 | n |  | TRUE
84 | bus_LV_1067-3_0_4_node_111 | 0.4 | n |  | TRUE
85 | bus_LV_1067-3_0_4_node_71 | 0.4 | n |  | TRUE
86 | bus_LV_1067-3_0_4_node_108 | 0.4 | n |  | TRUE
87 | bus_LV_1067-3_0_4_node_109 | 0.4 | n |  | TRUE
88 | bus_LV_1067-3_0_4_node_105 | 0.4 | n |  | TRUE
89 | bus_LV_1067-3_0_4_node_140 | 0.4 | n |  | TRUE
90 | bus_LV_1067-3_0_4_node_119 | 0.4 | n |  | TRUE
91 | bus_LV_1067-3_0_4_node_112 | 0.4 | n |  | TRUE
92 | bus_LV_1067-3_0_4_node_93 | 0.4 | n |  | TRUE
93 | bus_LV_1067-3_0_4_node_133 | 0.4 | n |  | TRUE
94 | bus_LV_1067-3_0_4_node_97 | 0.4 | n |  | TRUE
95 | bus_LV_1067-3_0_4_node_99 | 0.4 | n |  | TRUE
96 | bus_LV_1067-3_0_4_node_88 | 0.4 | n |  | TRUE
97 | bus_LV_1067-3_0_4_node_74 | 0.4 | n |  | TRUE
98 | bus_LV_1067-3_0_4_node_75 | 0.4 | n |  | TRUE
99 | bus_LV_1067-3_0_4_node_79 | 0.4 | n |  | TRUE
100 | bus_LV_1067-3_0_4_node_78 | 0.4 | n |  | TRUE
101 | bus_LV_1067-3_0_4_node_81 | 0.4 | n |  | TRUE
102 | bus_LV_1067-3_0_4_node_83 | 0.4 | n |  | TRUE
103 | bus_LV_1067-3_0_4_node_103 | 0.4 | n |  | TRUE
104 | bus_LV_1067-3_0_4_node_89 | 0.4 | n |  | TRUE
105 | bus_LV_1067-3_0_4_node_84 | 0.4 | n |  | TRUE
106 | bus_LV_1067-3_0_4_node_85 | 0.4 | n |  | TRUE
107 | bus_LV_1067-3_0_4_node_86 | 0.4 | n |  | TRUE
108 | bus_LV_1067-3_0_4_node_87 | 0.4 | n |  | TRUE
109 | bus_LV_1067-3_0_4_node_90 | 0.4 | n |  | TRUE
110 | bus_LV_1067-3_0_4_node_94 | 0.4 | n |  | TRUE
111 | bus_LV_1067-3_0_4_node_91 | 0.4 | n |  | TRUE
112 | bus_LV_1067-3_0_4_node_95 | 0.4 | n |  | TRUE
113 | bus_LV_1067-3_0_4_node_92 | 0.4 | n |  | TRUE
114 | bus_LV_1067-3_0_4_node_96 | 0.4 | n |  | TRUE
115 | bus_LV_1067-3_0_4_node_104 | 0.4 | n |  | TRUE
116 | bus_LV_1067-3_0_4_node_138 | 0.4 | n |  | TRUE
117 | bus_LV_1067-3_0_4_node_98 | 0.4 | n |  | TRUE
118 | bus_LV_1067-3_0_4_node_100 | 0.4 | n |  | TRUE
119 | bus_LV_1067-3_0_4_node_101 | 0.4 | n |  | TRUE
120 | bus_LV_1067-3_0_4_node_136 | 0.4 | n |  | TRUE
121 | bus_LV_1067-3_0_4_node_137 | 0.4 | n |  | TRUE
122 | bus_LV_1067-3_0_4_node_134 | 0.4 | n |  | TRUE
123 | bus_LV_1067-3_0_4_node_121 | 0.4 | n |  | TRUE
124 | bus_LV_1067-3_0_4_node_117 | 0.4 | n |  | TRUE
125 | bus_LV_1067-3_0_4_node_116 | 0.4 | n |  | TRUE
126 | bus_LV_1067-3_0_4_node_122 | 0.4 | n |  | TRUE
127 | bus_LV_1067-3_0_4_node_118 | 0.4 | n |  | TRUE
128 | bus_LV_1067-3_0_4_node_120 | 0.4 | n |  | TRUE
129 | bus_LV_1067-3_0_4_node_130 | 0.4 | n |  | TRUE
130 | bus_LV_1067-3_0_4_node_129 | 0.4 | n |  | TRUE
131 | bus_LV_1067-3_0_4_node_125 | 0.4 | n |  | TRUE
132 | bus_LV_1067-3_0_4_node_126 | 0.4 | n |  | TRUE
133 | bus_LV_1067-3_0_4_node_135 | 0.4 | n |  | TRUE
134 | bus_LV_1067-3_0_4_node_132 | 0.4 | n |  | TRUE
135 | bus_LV_1067-3_0_4_node_131 | 0.4 | n |  | TRUE
136 | bus_MV_4_0_node_5 | 20 | n |  | TRUE

## load
| name | bus | p_mw | q_mvar | const_z_percent | const_i_percent | sn_mva | scaling | in_service | type
0 | LV_1067-3_0_4_load_0 | 0 | 0.004015 | 0.0010063 | 0 | 0 |  | 1 | TRUE | wye
1 | LV_1067-3_0_4_load_1 | 1 | 0.0025422 | 0.00063713 | 0 | 0 |  | 1 | TRUE | wye
2 | LV_1067-3_0_4_load_2 | 2 | 0.0045531 | 0.0011411 | 0 | 0 |  | 1 | TRUE | wye
3 | LV_1067-3_0_4_load_3 | 3 | 0.0024719 | 0.00061952 | 0 | 0 |  | 1 | TRUE | wye
4 | LV_1067-3_0_4_load_4 | 4 | 0.0036648 | 0.00091848 | 0 | 0 |  | 1 | TRUE | wye
5 | LV_1067-3_0_4_load_127 | 5 | 0.0029693 | 0.00074417 | 0 | 0 |  | 1 | TRUE | wye
6 | LV_1067-3_0_4_load_124 | 6 | 0.0034349 | 0.00086088 | 0 | 0 |  | 1 | TRUE | wye
7 | LV_1067-3_0_4_load_128 | 7 | 0.0025111 | 0.00062933 | 0 | 0 |  | 1 | TRUE | wye
8 | LV_1067-3_0_4_load_5 | 8 | 0.00084406 | 0.00021154 | 0 | 0 |  | 1 | TRUE | wye
9 | LV_1067-3_0_4_load_7 | 10 | 0.00031538 | 7.9042e-05 | 0 | 0 |  | 1 | TRUE | wye
10 | LV_1067-3_0_4_load_8 | 11 | 0.00049654 | 0.00012445 | 0 | 0 |  | 1 | TRUE | wye
11 | LV_1067-3_0_4_load_36 | 15 | 0.00097457 | 0.00024425 | 0 | 0 |  | 1 | TRUE | wye
12 | LV_1067-3_0_4_load_9 | 18 | 0.0029432 | 0.00073763 | 0 | 0 |  | 1 | TRUE | wye
13 | LV_1067-3_0_4_load_10 | 19 | 0.0015967 | 0.00040017 | 0 | 0 |  | 1 | TRUE | wye
14 | LV_1067-3_0_4_load_13 | 21 | 0.00067784 | 0.00016988 | 0 | 0 |  | 1 | TRUE | wye
15 | LV_1067-3_0_4_load_14 | 22 | 0.00077293 | 0.00019371 | 0 | 0 |  | 1 | TRUE | wye
16 | LV_1067-3_0_4_load_27 | 24 | 0.0008318 | 0.00020847 | 0 | 0 |  | 1 | TRUE | wye
17 | LV_1067-3_0_4_load_23 | 25 | 0.00022508 | 5.6411e-05 | 0 | 0 |  | 1 | TRUE | wye
18 | LV_1067-3_0_4_load_15 | 26 | 0.001591 | 0.00039875 | 0 | 0 |  | 1 | TRUE | wye
19 | LV_1067-3_0_4_load_16 | 27 | 0.00053924 | 0.00013515 | 0 | 0 |  | 1 | TRUE | wye
20 | LV_1067-3_0_4_load_18 | 28 | 0.00046963 | 0.0001177 | 0 | 0 |  | 1 | TRUE | wye
21 | LV_1067-3_0_4_load_73 | 31 | 0.00055364 | 0.00013875 | 0 | 0 |  | 1 | TRUE | wye
22 | LV_1067-3_0_4_load_19 | 34 | 0.0023416 | 0.00058687 | 0 | 0 |  | 1 | TRUE | wye
23 | LV_1067-3_0_4_load_20 | 35 | 0.00072115 | 0.00018074 | 0 | 0 |  | 1 | TRUE | wye
24 | LV_1067-3_0_4_load_34 | 37 | 0.0021034 | 0.00052717 | 0 | 0 |  | 1 | TRUE | wye
25 | LV_1067-3_0_4_load_31 | 38 | 0.00020175 | 5.0564e-05 | 0 | 0 |  | 1 | TRUE | wye
26 | LV_1067-3_0_4_load_32 | 39 | 0.00064801 | 0.00016241 | 0 | 0 |  | 1 | TRUE | wye
27 | LV_1067-3_0_4_load_24 | 40 | 0.00015123 | 3.7901e-05 | 0 | 0 |  | 1 | TRUE | wye
28 | LV_1067-3_0_4_load_26 | 41 | 0.00014904 | 3.7352e-05 | 0 | 0 |  | 1 | TRUE | wye
29 | LV_1067-3_0_4_load_61 | 42 | 0.00014819 | 3.7139e-05 | 0 | 0 |  | 1 | TRUE | wye
30 | LV_1067-3_0_4_load_59 | 43 | 0.001004 | 0.00025162 | 0 | 0 |  | 1 | TRUE | wye
31 | LV_1067-3_0_4_load_28 | 44 | 0.0024119 | 0.00060449 | 0 | 0 |  | 1 | TRUE | wye
32 | LV_1067-3_0_4_load_29 | 45 | 0.0079871 | 0.0020018 | 0 | 0 |  | 1 | TRUE | wye
33 | LV_1067-3_0_4_load_46 | 46 | 0.00068692 | 0.00017216 | 0 | 0 |  | 1 | TRUE | wye
34 | LV_1067-3_0_4_load_44 | 47 | 0.0015081 | 0.00037797 | 0 | 0 |  | 1 | TRUE | wye
35 | LV_1067-3_0_4_load_37 | 48 | 0.0017767 | 0.00044528 | 0 | 0 |  | 1 | TRUE | wye
36 | LV_1067-3_0_4_load_39 | 49 | 0.00037595 | 9.4221e-05 | 0 | 0 |  | 1 | TRUE | wye
37 | LV_1067-3_0_4_load_54 | 53 | 0.0001929 | 4.8346e-05 | 0 | 0 |  | 1 | TRUE | wye
38 | LV_1067-3_0_4_load_64 | 54 | 0.00015103 | 3.7853e-05 | 0 | 0 |  | 1 | TRUE | wye
39 | LV_1067-3_0_4_load_55 | 55 | 0.00028704 | 7.194e-05 | 0 | 0 |  | 1 | TRUE | wye
40 | LV_1067-3_0_4_load_53 | 56 | 0.00027161 | 6.8071e-05 | 0 | 0 |  | 1 | TRUE | wye
41 | LV_1067-3_0_4_load_43 | 57 | 0.0016435 | 0.00041189 | 0 | 0 |  | 1 | TRUE | wye
42 | LV_1067-3_0_4_load_76 | 59 | 0.0015581 | 0.0003905 | 0 | 0 |  | 1 | TRUE | wye
43 | LV_1067-3_0_4_load_72 | 60 | 0.0005732 | 0.00014366 | 0 | 0 |  | 1 | TRUE | wye
44 | LV_1067-3_0_4_load_49 | 61 | 0.0011554 | 0.00028957 | 0 | 0 |  | 1 | TRUE | wye
45 | LV_1067-3_0_4_load_50 | 62 | 0.0087702 | 0.002198 | 0 | 0 |  | 1 | TRUE | wye
46 | LV_1067-3_0_4_load_51 | 63 | 0.0025231 | 0.00063236 | 0 | 0 |  | 1 | TRUE | wye
47 | LV_1067-3_0_4_load_82 | 65 | 0.0033364 | 0.00083617 | 0 | 0 |  | 1 | TRUE | wye
48 | LV_1067-3_0_4_load_114 | 66 | 0.006676 | 0.0016732 | 0 | 0 |  | 1 | TRUE | wye
49 | LV_1067-3_0_4_load_80 | 67 | 0.0035144 | 0.00088078 | 0 | 0 |  | 1 | TRUE | wye
50 | LV_1067-3_0_4_load_115 | 68 | 0.010952 | 0.0027449 | 0 | 0 |  | 1 | TRUE | wye
51 | LV_1067-3_0_4_load_56 | 69 | 0.00026476 | 6.6354e-05 | 0 | 0 |  | 1 | TRUE | wye
52 | LV_1067-3_0_4_load_58 | 70 | 0.00051689 | 0.00012955 | 0 | 0 |  | 1 | TRUE | wye
53 | LV_1067-3_0_4_load_68 | 73 | 0.0020312 | 0.00050907 | 0 | 0 |  | 1 | TRUE | wye
54 | LV_1067-3_0_4_load_60 | 74 | 0.00026103 | 6.5421e-05 | 0 | 0 |  | 1 | TRUE | wye
55 | LV_1067-3_0_4_load_62 | 75 | 0.00015461 | 3.8749e-05 | 0 | 0 |  | 1 | TRUE | wye
56 | LV_1067-3_0_4_load_63 | 76 | 0.00068232 | 0.00017101 | 0 | 0 |  | 1 | TRUE | wye
57 | LV_1067-3_0_4_load_106 | 77 | 0.00060839 | 0.00015248 | 0 | 0 |  | 1 | TRUE | wye
58 | LV_1067-3_0_4_load_107 | 78 | 0.0013711 | 0.00034364 | 0 | 0 |  | 1 | TRUE | wye
59 | LV_1067-3_0_4_load_110 | 79 | 0.0012184 | 0.00030537 | 0 | 0 |  | 1 | TRUE | wye
60 | LV_1067-3_0_4_load_139 | 81 | 0.0027287 | 0.00068388 | 0 | 0 |  | 1 | TRUE | wye
61 | LV_1067-3_0_4_load_111 | 84 | 0.0017087 | 0.00042824 | 0 | 0 |  | 1 | TRUE | wye
62 | LV_1067-3_0_4_load_105 | 88 | 0.00036823 | 9.2287e-05 | 0 | 0 |  | 1 | TRUE | wye
63 | LV_1067-3_0_4_load_140 | 89 | 0.0011626 | 0.00029139 | 0 | 0 |  | 1 | TRUE | wye
64 | LV_1067-3_0_4_load_112 | 91 | 0.0017027 | 0.00042673 | 0 | 0 |  | 1 | TRUE | wye
65 | LV_1067-3_0_4_load_133 | 93 | 0.00074388 | 0.00018643 | 0 | 0 |  | 1 | TRUE | wye
66 | LV_1067-3_0_4_load_99 | 95 | 0.0041263 | 0.0010342 | 0 | 0 |  | 1 | TRUE | wye
67 | LV_1067-3_0_4_load_74 | 97 | 0.00227 | 0.00056891 | 0 | 0 |  | 1 | TRUE | wye
68 | LV_1067-3_0_4_load_78 | 100 | 0.0009587 | 0.00024027 | 0 | 0 |  | 1 | TRUE | wye
69 | LV_1067-3_0_4_load_81 | 101 | 0.0028184 | 0.00070637 | 0 | 0 |  | 1 | TRUE | wye
70 | LV_1067-3_0_4_load_83 | 102 | 0.0028329 | 0.00070999 | 0 | 0 |  | 1 | TRUE | wye
71 | LV_1067-3_0_4_load_103 | 103 | 0.0028583 | 0.00071635 | 0 | 0 |  | 1 | TRUE | wye
72 | LV_1067-3_0_4_load_89 | 104 | 0.0034915 | 0.00087506 | 0 | 0 |  | 1 | TRUE | wye
73 | LV_1067-3_0_4_load_84 | 105 | 0.0040678 | 0.0010195 | 0 | 0 |  | 1 | TRUE | wye
74 | LV_1067-3_0_4_load_85 | 106 | 0.0037005 | 0.00092743 | 0 | 0 |  | 1 | TRUE | wye
75 | LV_1067-3_0_4_load_87 | 108 | 0.0039399 | 0.00098743 | 0 | 0 |  | 1 | TRUE | wye
76 | LV_1067-3_0_4_load_90 | 109 | 0.003049 | 0.00076416 | 0 | 0 |  | 1 | TRUE | wye
77 | LV_1067-3_0_4_load_94 | 110 | 0.00092407 | 0.00023159 | 0 | 0 |  | 1 | TRUE | wye
78 | LV_1067-3_0_4_load_91 | 111 | 0.0021993 | 0.0005512 | 0 | 0 |  | 1 | TRUE | wye
79 | LV_1067-3_0_4_load_95 | 112 | 0.00096349 | 0.00024147 | 0 | 0 |  | 1 | TRUE | wye
80 | LV_1067-3_0_4_load_92 | 113 | 0.002317 | 0.00058069 | 0 | 0 |  | 1 | TRUE | wye
81 | LV_1067-3_0_4_load_96 | 114 | 0.0055532 | 0.0013918 | 0 | 0 |  | 1 | TRUE | wye
82 | LV_1067-3_0_4_load_104 | 115 | 0.0047004 | 0.001178 | 0 | 0 |  | 1 | TRUE | wye
83 | LV_1067-3_0_4_load_138 | 116 | 0.0038457 | 0.00096382 | 0 | 0 |  | 1 | TRUE | wye
84 | LV_1067-3_0_4_load_98 | 117 | 0.0080072 | 0.0020068 | 0 | 0 |  | 1 | TRUE | wye
85 | LV_1067-3_0_4_load_101 | 119 | 0.0075352 | 0.0018885 | 0 | 0 |  | 1 | TRUE | wye
86 | LV_1067-3_0_4_load_136 | 120 | 0.004551 | 0.0011406 | 0 | 0 |  | 1 | TRUE | wye
87 | LV_1067-3_0_4_load_134 | 122 | 0.00080562 | 0.00020191 | 0 | 0 |  | 1 | TRUE | wye
88 | LV_1067-3_0_4_load_121 | 123 | 0.00090276 | 0.00022625 | 0 | 0 |  | 1 | TRUE | wye
89 | LV_1067-3_0_4_load_117 | 124 | 0.0008161 | 0.00020453 | 0 | 0 |  | 1 | TRUE | wye
90 | LV_1067-3_0_4_load_116 | 125 | 0.00053103 | 0.00013309 | 0 | 0 |  | 1 | TRUE | wye
91 | LV_1067-3_0_4_load_122 | 126 | 0.0013606 | 0.000341 | 0 | 0 |  | 1 | TRUE | wye
92 | LV_1067-3_0_4_load_118 | 127 | 0.0012658 | 0.00031723 | 0 | 0 |  | 1 | TRUE | wye
93 | LV_1067-3_0_4_load_120 | 128 | 0.0011173 | 0.00028002 | 0 | 0 |  | 1 | TRUE | wye
94 | LV_1067-3_0_4_load_130 | 129 | 0.0010831 | 0.00027146 | 0 | 0 |  | 1 | TRUE | wye
95 | LV_1067-3_0_4_load_129 | 130 | 0.0010945 | 0.00027431 | 0 | 0 |  | 1 | TRUE | wye
96 | LV_1067-3_0_4_load_125 | 131 | 0.0025624 | 0.00064219 | 0 | 0 |  | 1 | TRUE | wye
97 | LV_1067-3_0_4_load_126 | 132 | 0.0021142 | 0.00052987 | 0 | 0 |  | 1 | TRUE | wye
98 | LV_1067-3_0_4_load_135 | 133 | 0.0011282 | 0.00028275 | 0 | 0 |  | 1 | TRUE | wye
99 | LV_1067-3_0_4_load_132 | 134 | 0.0011715 | 0.00029361 | 0 | 0 |  | 1 | TRUE | wye
100 | LV_1067-3_0_4_load_131 | 135 | 0.0010944 | 0.00027428 | 0 | 0 |  | 1 | TRUE | wye

## ext_grid
| name | bus | vm_pu | va_degree | slack_weight | in_service
0 |  | 129 | 1 | 0 | 1 | TRUE

## line
| name | std_type | from_bus | to_bus | length_km | r_ohm_per_km | x_ohm_per_km | c_nf_per_km | g_us_per_km | max_i_ka | df | parallel | type | in_service
0 | LV_1067-3_0_4_line_0 |  | 0 | 1 | 0.025321 | 0.125 | 0.08 | 261 | 0 | 0.364 | 1 | 1 | cs | TRUE
1 | LV_1067-3_0_4_line_1 |  | 0 | 2 | 0.022483 | 0.125 | 0.08 | 261 | 0 | 0.364 | 1 | 1 | cs | TRUE
2 | LV_1067-3_0_4_line_2 |  | 1 | 3 | 0.02579 | 0.125 | 0.08 | 261 | 0 | 0.364 | 1 | 1 | cs | TRUE
3 | LV_1067-3_0_4_line_3 |  | 2 | 4 | 0.020474 | 0.125 | 0.08 | 261 | 0 | 0.364 | 1 | 1 | cs | TRUE
4 | LV_1067-3_0_4_line_4 |  | 3 | 5 | 0.024883 | 0.125 | 0.08 | 261 | 0 | 0.364 | 1 | 1 | cs | TRUE
5 | LV_1067-3_0_4_line_5 |  | 4 | 6 | 0.021202 | 0.125 | 0.08 | 261 | 0 | 0.364 | 1 | 1 | cs | TRUE
6 | LV_1067-3_0_4_line_6 |  | 5 | 7 | 0.05203 | 0.125 | 0.08 | 261 | 0 | 0.364 | 1 | 1 | cs | TRUE
7 | LV_1067-3_0_4_line_7 |  | 7 | 80 | 0.01962 | 0.125 | 0.08 | 261 | 0 | 0.364 | 1 | 1 | cs | TRUE
8 | LV_1067-3_0_4_line_8 |  | 8 | 9 | 0.060061 | 0.125 | 0.08 | 261 | 0 | 0.364 | 1 | 1 | cs | TRUE
9 | LV_1067-3_0_4_line_9 |  | 9 | 10 | 0.028539 | 0.125 | 0.08 | 261 | 0 | 0.364 | 1 | 3 | cs | TRUE
10 | LV_1067-3_0_4_line_10 |  | 9 | 11 | 0.052537 | 0.125 | 0.08 | 261 | 0 | 0.364 | 1 | 3 | cs | TRUE
11 | LV_1067-3_0_4_line_11 |  | 10 | 14 | 0.072018 | 0.125 | 0.08 | 261 | 0 | 0.364 | 1 | 3 | cs | TRUE
12 | LV_1067-3_0_4_line_12 |  | 11 | 16 | 0.049721 | 0.125 | 0.08 | 261 | 0 | 0.364 | 1 | 3 | cs | TRUE
13 | LV_1067-3_0_4_line_13 |  | 12 | 13 | 0.060107 | 0.125 | 0.08 | 261 | 0 | 0.364 | 1 | 3 | cs | TRUE
14 | LV_1067-3_0_4_line_14 |  | 12 | 14 | 0.2623 | 0.125 | 0.08 | 261 | 0 | 0.364 | 1 | 3 | cs | TRUE
15 | LV_1067-3_0_4_line_15 |  | 12 | 15 | 0.13994 | 0.125 | 0.08 | 261 | 0 | 0.364 | 1 | 1 | cs | TRUE
16 | LV_1067-3_0_4_line_16 |  | 13 | 51 | 0.16843 | 0.125 | 0.08 | 261 | 0 | 0.364 | 1 | 1 | cs | TRUE
17 | LV_1067-3_0_4_line_17 |  | 13 | 52 | 0.017949 | 0.125 | 0.08 | 261 | 0 | 0.364 | 1 | 3 | cs | TRUE
18 | LV_1067-3_0_4_line_18 |  | 15 | 48 | 0.096794 | 0.125 | 0.08 | 261 | 0 | 0.364 | 1 | 1 | cs | TRUE
19 | LV_1067-3_0_4_line_19 |  | 16 | 17 | 0.43104 | 0.125 | 0.08 | 261 | 0 | 0.364 | 1 | 3 | cs | TRUE
20 | LV_1067-3_0_4_line_20 |  | 17 | 29 | 0.38426 | 0.125 | 0.08 | 261 | 0 | 0.364 | 1 | 1 | cs | TRUE
21 | LV_1067-3_0_4_line_21 |  | 17 | 26 | 0.045389 | 0.125 | 0.08 | 261 | 0 | 0.364 | 1 | 3 | cs | TRUE
22 | LV_1067-3_0_4_line_22 |  | 18 | 19 | 0.035006 | 0.125 | 0.08 | 261 | 0 | 0.364 | 1 | 1 | cs | TRUE
23 | LV_1067-3_0_4_line_23 |  | 18 | 20 | 0.019067 | 0.125 | 0.08 | 261 | 0 | 0.364 | 1 | 1 | cs | TRUE
24 | LV_1067-3_0_4_line_24 |  | 20 | 21 | 0.020903 | 0.125 | 0.08 | 261 | 0 | 0.364 | 1 | 1 | cs | TRUE
25 | LV_1067-3_0_4_line_25 |  | 20 | 22 | 0.10103 | 0.125 | 0.08 | 261 | 0 | 0.364 | 1 | 1 | cs | TRUE
26 | LV_1067-3_0_4_line_26 |  | 22 | 23 | 0.032114 | 0.125 | 0.08 | 261 | 0 | 0.364 | 1 | 1 | cs | TRUE
27 | LV_1067-3_0_4_line_27 |  | 23 | 24 | 0.022462 | 0.125 | 0.08 | 261 | 0 | 0.364 | 1 | 1 | cs | TRUE
28 | LV_1067-3_0_4_line_28 |  | 23 | 25 | 0.010183 | 0.125 | 0.08 | 261 | 0 | 0.364 | 1 | 1 | cs | TRUE
29 | LV_1067-3_0_4_line_29 |  | 25 | 40 | 0.020462 | 0.125 | 0.08 | 261 | 0 | 0.364 | 1 | 1 | cs | TRUE
30 | LV_1067-3_0_4_line_30 |  | 26 | 27 | 0.0244 | 0.125 | 0.08 | 261 | 0 | 0.364 | 1 | 3 | cs | TRUE
31 | LV_1067-3_0_4_line_31 |  | 27 | 28 | 0.004156 | 0.125 | 0.08 | 261 | 0 | 0.364 | 1 | 3 | cs | TRUE
32 | LV_1067-3_0_4_line_32 |  | 28 | 32 | 0.055028 | 0.125 | 0.08 | 261 | 0 | 0.364 | 1 | 3 | cs | TRUE
33 | LV_1067-3_0_4_line_33 |  | 29 | 34 | 0.032556 | 0.125 | 0.08 | 261 | 0 | 0.364 | 1 | 1 | cs | TRUE
34 | LV_1067-3_0_4_line_34 |  | 30 | 31 | 0.13258 | 0.125 | 0.08 | 261 | 0 | 0.364 | 1 | 1 | cs | TRUE
35 | LV_1067-3_0_4_line_35 |  | 30 | 32 | 0.26831 | 0.125 | 0.08 | 261 | 0 | 0.364 | 1 | 3 | cs | TRUE
36 | LV_1067-3_0_4_line_36 |  | 30 | 33 | 0.10246 | 0.125 | 0.08 | 261 | 0 | 0.364 | 1 | 3 | cs | TRUE
37 | LV_1067-3_0_4_line_37 |  | 31 | 60 | 0.023177 | 0.125 | 0.08 | 261 | 0 | 0.364 | 1 | 1 | cs | TRUE
38 | LV_1067-3_0_4_line_38 |  | 33 | 58 | 0.10175 | 0.125 | 0.08 | 261 | 0 | 0.364 | 1 | 1 | cs | TRUE
39 | LV_1067-3_0_4_line_39 |  | 33 | 57 | 0.11367 | 0.125 | 0.08 | 261 | 0 | 0.364 | 1 | 3 | cs | TRUE
40 | LV_1067-3_0_4_line_40 |  | 34 | 35 | 0.019775 | 0.125 | 0.08 | 261 | 0 | 0.364 | 1 | 1 | cs | TRUE
41 | LV_1067-3_0_4_line_41 |  | 35 | 36 | 0.0090771 | 0.125 | 0.08 | 261 | 0 | 0.364 | 1 | 1 | cs | TRUE
42 | LV_1067-3_0_4_line_42 |  | 36 | 37 | 0.035564 | 0.125 | 0.08 | 261 | 0 | 0.364 | 1 | 1 | cs | TRUE
43 | LV_1067-3_0_4_line_43 |  | 36 | 38 | 0.053801 | 0.125 | 0.08 | 261 | 0 | 0.364 | 1 | 1 | cs | TRUE
44 | LV_1067-3_0_4_line_44 |  | 38 | 39 | 0.021026 | 0.125 | 0.08 | 261 | 0 | 0.364 | 1 | 1 | cs | TRUE
45 | LV_1067-3_0_4_line_45 |  | 40 | 41 | 0.020256 | 0.125 | 0.08 | 261 | 0 | 0.364 | 1 | 1 | cs | TRUE
46 | LV_1067-3_0_4_line_46 |  | 41 | 42 | 0.020792 | 0.125 | 0.08 | 261 | 0 | 0.364 | 1 | 1 | cs | TRUE
47 | LV_1067-3_0_4_line_47 |  | 42 | 43 | 0.03465 | 0.125 | 0.08 | 261 | 0 | 0.364 | 1 | 1 | cs | TRUE
48 | LV_1067-3_0_4_line_48 |  | 43 | 74 | 0.021295 | 0.125 | 0.08 | 261 | 0 | 0.364 | 1 | 1 | cs | TRUE
49 | LV_1067-3_0_4_line_49 |  | 44 | 45 | 0.026828 | 0.125 | 0.08 | 261 | 0 | 0.364 | 1 | 1 | cs | TRUE
50 | LV_1067-3_0_4_line_50 |  | 45 | 46 | 0.23954 | 0.125 | 0.08 | 261 | 0 | 0.364 | 1 | 3 | cs | TRUE
51 | LV_1067-3_0_4_line_51 |  | 46 | 47 | 0.028589 | 0.125 | 0.08 | 261 | 0 | 0.364 | 1 | 3 | cs | TRUE
52 | LV_1067-3_0_4_line_52 |  | 47 | 57 | 0.014328 | 0.125 | 0.08 | 261 | 0 | 0.364 | 1 | 3 | cs | TRUE
53 | LV_1067-3_0_4_line_53 |  | 48 | 49 | 0.011754 | 0.125 | 0.08 | 261 | 0 | 0.364 | 1 | 1 | cs | TRUE
54 | LV_1067-3_0_4_line_54 |  | 49 | 50 | 0.01001 | 0.125 | 0.08 | 261 | 0 | 0.364 | 1 | 1 | cs | TRUE
55 | LV_1067-3_0_4_line_55 |  | 50 | 53 | 0.00835 | 0.125 | 0.08 | 261 | 0 | 0.364 | 1 | 1 | cs | TRUE
56 | LV_1067-3_0_4_line_56 |  | 51 | 54 | 0.05895 | 0.125 | 0.08 | 261 | 0 | 0.364 | 1 | 1 | cs | TRUE
57 | LV_1067-3_0_4_line_57 |  | 52 | 55 | 0.0067235 | 0.125 | 0.08 | 261 | 0 | 0.364 | 1 | 3 | cs | TRUE
58 | LV_1067-3_0_4_line_58 |  | 53 | 56 | 0.022808 | 0.125 | 0.08 | 261 | 0 | 0.364 | 1 | 1 | cs | TRUE
59 | LV_1067-3_0_4_line_59 |  | 54 | 76 | 0.0096623 | 0.125 | 0.08 | 261 | 0 | 0.364 | 1 | 1 | cs | TRUE
60 | LV_1067-3_0_4_line_60 |  | 55 | 69 | 0.002011 | 0.125 | 0.08 | 261 | 0 | 0.364 | 1 | 3 | cs | TRUE
61 | LV_1067-3_0_4_line_61 |  | 58 | 59 | 0.14733 | 0.125 | 0.08 | 261 | 0 | 0.364 | 1 | 1 | cs | TRUE
62 | LV_1067-3_0_4_line_62 |  | 60 | 97 | 0.016939 | 0.125 | 0.08 | 261 | 0 | 0.364 | 1 | 1 | cs | TRUE
63 | LV_1067-3_0_4_line_63 |  | 61 | 62 | 0.06979 | 0.125 | 0.08 | 261 | 0 | 0.364 | 1 | 1 | cs | TRUE
64 | LV_1067-3_0_4_line_64 |  | 61 | 63 | 0.018399 | 0.125 | 0.08 | 261 | 0 | 0.364 | 1 | 1 | cs | TRUE
65 | LV_1067-3_0_4_line_65 |  | 63 | 64 | 0.089428 | 0.125 | 0.08 | 261 | 0 | 0.364 | 1 | 1 | cs | TRUE
66 | LV_1067-3_0_4_line_66 |  | 64 | 65 | 0.045134 | 0.125 | 0.08 | 261 | 0 | 0.364 | 1 | 1 | cs | TRUE
67 | LV_1067-3_0_4_line_67 |  | 64 | 66 | 0.014454 | 0.125 | 0.08 | 261 | 0 | 0.364 | 1 | 1 | cs | TRUE
68 | LV_1067-3_0_4_line_68 |  | 65 | 67 | 0.018621 | 0.125 | 0.08 | 261 | 0 | 0.364 | 1 | 1 | cs | TRUE
69 | LV_1067-3_0_4_line_69 |  | 66 | 68 | 0.026767 | 0.125 | 0.08 | 261 | 0 | 0.364 | 1 | 1 | cs | TRUE
70 | LV_1067-3_0_4_line_70 |  | 67 | 101 | 0.040431 | 0.125 | 0.08 | 261 | 0 | 0.364 | 1 | 1 | cs | TRUE
71 | LV_1067-3_0_4_line_71 |  | 68 | 125 | 0.039585 | 0.125 | 0.08 | 261 | 0 | 0.364 | 1 | 1 | cs | TRUE
72 | LV_1067-3_0_4_line_72 |  | 69 | 70 | 0.13348 | 0.125 | 0.08 | 261 | 0 | 0.364 | 1 | 3 | cs | TRUE
73 | LV_1067-3_0_4_line_73 |  | 70 | 71 | 0.14251 | 0.125 | 0.08 | 261 | 0 | 0.364 | 1 | 3 | cs | TRUE
74 | LV_1067-3_0_4_line_74 |  | 71 | 72 | 0.004139 | 0.125 | 0.08 | 261 | 0 | 0.364 | 1 | 3 | cs | TRUE
75 | LV_1067-3_0_4_line_75 |  | 71 | 73 | 0.01325 | 0.125 | 0.08 | 261 | 0 | 0.364 | 1 | 1 | cs | TRUE
76 | LV_1067-3_0_4_line_76 |  | 72 | 77 | 0.045922 | 0.125 | 0.08 | 261 | 0 | 0.364 | 1 | 1 | cs | TRUE
77 | LV_1067-3_0_4_line_77 |  | 72 | 78 | 0.07885 | 0.125 | 0.08 | 261 | 0 | 0.364 | 1 | 3 | cs | TRUE
78 | LV_1067-3_0_4_line_78 |  | 73 | 79 | 0.09278 | 0.125 | 0.08 | 261 | 0 | 0.364 | 1 | 1 | cs | TRUE
79 | LV_1067-3_0_4_line_79 |  | 74 | 75 | 0.00022042 | 0.125 | 0.08 | 261 | 0 | 0.364 | 1 | 1 | cs | TRUE
80 | LV_1067-3_0_4_line_80 |  | 75 | 76 | 0.017408 | 0.125 | 0.08 | 261 | 0 | 0.364 | 1 | 1 | cs | TRUE
81 | LV_1067-3_0_4_line_81 |  | 77 | 88 | 0.025786 | 0.125 | 0.08 | 261 | 0 | 0.364 | 1 | 1 | cs | TRUE
82 | LV_1067-3_0_4_line_82 |  | 78 | 85 | 0.056268 | 0.125 | 0.08 | 261 | 0 | 0.364 | 1 | 3 | cs | TRUE
83 | LV_1067-3_0_4_line_83 |  | 80 | 81 | 0.0077019 | 0.125 | 0.08 | 261 | 0 | 0.364 | 1 | 3 | cs | TRUE
84 | LV_1067-3_0_4_line_84 |  | 80 | 82 | 0.020796 | 0.125 | 0.08 | 261 | 0 | 0.364 | 1 | 3 | cs | TRUE
85 | LV_1067-3_0_4_line_85 |  | 81 | 86 | 0.025351 | 0.125 | 0.08 | 261 | 0 | 0.364 | 1 | 3 | cs | TRUE
86 | LV_1067-3_0_4_line_86 |  | 82 | 83 | 0.019126 | 0.125 | 0.08 | 261 | 0 | 0.364 | 1 | 3 | cs | TRUE
87 | LV_1067-3_0_4_line_87 |  | 82 | 84 | 0.014495 | 0.125 | 0.08 | 261 | 0 | 0.364 | 1 | 1 | cs | TRUE
88 | LV_1067-3_0_4_line_88 |  | 83 | 89 | 0.012035 | 0.125 | 0.08 | 261 | 0 | 0.364 | 1 | 1 | cs | TRUE
89 | LV_1067-3_0_4_line_89 |  | 83 | 90 | 0.002376 | 0.125 | 0.08 | 261 | 0 | 0.364 | 1 | 3 | cs | TRUE
90 | LV_1067-3_0_4_line_90 |  | 84 | 91 | 0.021258 | 0.125 | 0.08 | 261 | 0 | 0.364 | 1 | 1 | cs | TRUE
91 | LV_1067-3_0_4_line_91 |  | 85 | 86 | 0.021452 | 0.125 | 0.08 | 261 | 0 | 0.364 | 1 | 3 | cs | TRUE
92 | LV_1067-3_0_4_line_92 |  | 85 | 87 | 0.050445 | 0.125 | 0.08 | 261 | 0 | 0.364 | 1 | 1 | cs | TRUE
93 | LV_1067-3_0_4_line_93 |  | 86 | 92 | 0.00403 | 0.125 | 0.08 | 261 | 0 | 0.364 | 1 | 1 | cs | TRUE
94 | LV_1067-3_0_4_line_94 |  | 87 | 93 | 0.062404 | 0.125 | 0.08 | 261 | 0 | 0.364 | 1 | 1 | cs | TRUE
95 | LV_1067-3_0_4_line_95 |  | 90 | 123 | 0.02956 | 0.125 | 0.08 | 261 | 0 | 0.364 | 1 | 1 | cs | TRUE
96 | LV_1067-3_0_4_line_96 |  | 90 | 124 | 0.020078 | 0.125 | 0.08 | 261 | 0 | 0.364 | 1 | 3 | cs | TRUE
97 | LV_1067-3_0_4_line_97 |  | 92 | 113 | 0.029919 | 0.125 | 0.08 | 261 | 0 | 0.364 | 1 | 1 | cs | TRUE
98 | LV_1067-3_0_4_line_98 |  | 93 | 122 | 0.036733 | 0.125 | 0.08 | 261 | 0 | 0.364 | 1 | 1 | cs | TRUE
99 | LV_1067-3_0_4_line_99 |  | 94 | 95 | 0.014976 | 0.125 | 0.08 | 261 | 0 | 0.364 | 1 | 1 | cs | TRUE
100 | LV_1067-3_0_4_line_100 |  | 94 | 96 | 0.021418 | 0.125 | 0.08 | 261 | 0 | 0.364 | 1 | 1 | cs | TRUE
101 | LV_1067-3_0_4_line_101 |  | 95 | 117 | 0.045963 | 0.125 | 0.08 | 261 | 0 | 0.364 | 1 | 1 | cs | TRUE
102 | LV_1067-3_0_4_line_102 |  | 96 | 110 | 0.030354 | 0.125 | 0.08 | 261 | 0 | 0.364 | 1 | 1 | cs | TRUE
103 | LV_1067-3_0_4_line_103 |  | 96 | 107 | 0.025934 | 0.125 | 0.08 | 261 | 0 | 0.364 | 1 | 1 | cs | TRUE
104 | LV_1067-3_0_4_line_104 |  | 97 | 98 | 0.038865 | 0.125 | 0.08 | 261 | 0 | 0.364 | 1 | 1 | cs | TRUE
105 | LV_1067-3_0_4_line_105 |  | 98 | 99 | 0.038245 | 0.125 | 0.08 | 261 | 0 | 0.364 | 1 | 1 | cs | TRUE
106 | LV_1067-3_0_4_line_106 |  | 99 | 100 | 0.053302 | 0.125 | 0.08 | 261 | 0 | 0.364 | 1 | 1 | cs | TRUE
107 | LV_1067-3_0_4_line_107 |  | 101 | 102 | 0.023785 | 0.125 | 0.08 | 261 | 0 | 0.364 | 1 | 1 | cs | TRUE
108 | LV_1067-3_0_4_line_108 |  | 102 | 103 | 0.028385 | 0.125 | 0.08 | 261 | 0 | 0.364 | 1 | 1 | cs | TRUE
109 | LV_1067-3_0_4_line_109 |  | 103 | 104 | 0.0084499 | 0.125 | 0.08 | 261 | 0 | 0.364 | 1 | 1 | cs | TRUE
110 | LV_1067-3_0_4_line_110 |  | 104 | 107 | 0.0033705 | 0.125 | 0.08 | 261 | 0 | 0.364 | 1 | 1 | cs | TRUE
111 | LV_1067-3_0_4_line_111 |  | 105 | 106 | 0.011962 | 0.125 | 0.08 | 261 | 0 | 0.364 | 1 | 1 | cs | TRUE
112 | LV_1067-3_0_4_line_112 |  | 105 | 107 | 0.015579 | 0.125 | 0.08 | 261 | 0 | 0.364 | 1 | 1 | cs | TRUE
113 | LV_1067-3_0_4_line_113 |  | 106 | 108 | 0.010553 | 0.125 | 0.08 | 261 | 0 | 0.364 | 1 | 1 | cs | TRUE
114 | LV_1067-3_0_4_line_114 |  | 108 | 109 | 0.017106 | 0.125 | 0.08 | 261 | 0 | 0.364 | 1 | 1 | cs | TRUE
115 | LV_1067-3_0_4_line_115 |  | 109 | 111 | 0.0070635 | 0.125 | 0.08 | 261 | 0 | 0.364 | 1 | 1 | cs | TRUE
116 | LV_1067-3_0_4_line_116 |  | 110 | 112 | 0.020511 | 0.125 | 0.08 | 261 | 0 | 0.364 | 1 | 1 | cs | TRUE
117 | LV_1067-3_0_4_line_117 |  | 111 | 113 | 0.018063 | 0.125 | 0.08 | 261 | 0 | 0.364 | 1 | 1 | cs | TRUE
118 | LV_1067-3_0_4_line_118 |  | 112 | 114 | 0.0032019 | 0.125 | 0.08 | 261 | 0 | 0.364 | 1 | 1 | cs | TRUE
119 | LV_1067-3_0_4_line_119 |  | 114 | 115 | 0.024213 | 0.125 | 0.08 | 261 | 0 | 0.364 | 1 | 1 | cs | TRUE
120 | LV_1067-3_0_4_line_120 |  | 115 | 116 | 0.015042 | 0.125 | 0.08 | 261 | 0 | 0.364 | 1 | 1 | cs | TRUE
121 | LV_1067-3_0_4_line_121 |  | 116 | 121 | 0.0016246 | 0.125 | 0.08 | 261 | 0 | 0.364 | 1 | 1 | cs | TRUE
122 | LV_1067-3_0_4_line_122 |  | 117 | 118 | 0.043206 | 0.125 | 0.08 | 261 | 0 | 0.364 | 1 | 1 | cs | TRUE
123 | LV_1067-3_0_4_line_123 |  | 118 | 119 | 0.006635 | 0.125 | 0.08 | 261 | 0 | 0.364 | 1 | 1 | cs | TRUE
124 | LV_1067-3_0_4_line_124 |  | 120 | 121 | 0.012155 | 0.125 | 0.08 | 261 | 0 | 0.364 | 1 | 1 | cs | TRUE
125 | LV_1067-3_0_4_line_125 |  | 124 | 127 | 0.0064998 | 0.125 | 0.08 | 261 | 0 | 0.364 | 1 | 3 | cs | TRUE
126 | LV_1067-3_0_4_line_126 |  | 125 | 126 | 0.013778 | 0.125 | 0.08 | 261 | 0 | 0.364 | 1 | 1 | cs | TRUE
127 | LV_1067-3_0_4_line_127 |  | 127 | 128 | 0.018775 | 0.125 | 0.08 | 261 | 0 | 0.364 | 1 | 3 | cs | TRUE
128 | LV_1067-3_0_4_line_128 |  | 128 | 129 | 0.0062424 | 0.125 | 0.08 | 261 | 0 | 0.364 | 1 | 3 | cs | TRUE
129 | LV_1067-3_0_4_line_129 |  | 129 | 130 | 0.017718 | 0.125 | 0.08 | 261 | 0 | 0.364 | 1 | 1 | cs | TRUE
130 | LV_1067-3_0_4_line_130 |  | 130 | 135 | 0.0063415 | 0.125 | 0.08 | 261 | 0 | 0.364 | 1 | 1 | cs | TRUE
131 | LV_1067-3_0_4_line_131 |  | 131 | 132 | 0.032444 | 0.125 | 0.08 | 261 | 0 | 0.364 | 1 | 1 | cs | TRUE
132 | LV_1067-3_0_4_line_132 |  | 132 | 133 | 0.022754 | 0.125 | 0.08 | 261 | 0 | 0.364 | 1 | 1 | cs | TRUE
133 | LV_1067-3_0_4_line_133 |  | 133 | 134 | 0.0060568 | 0.125 | 0.08 | 261 | 0 | 0.364 | 1 | 1 | cs | TRUE
134 | LV_1067-3_0_4_line_134 |  | 134 | 135 | 0.014924 | 0.125 | 0.08 | 261 | 0 | 0.364 | 1 | 1 | cs | TRUE

## trafo
| name | std_type | hv_bus | lv_bus | sn_mva | vn_hv_kv | vn_lv_kv | vk_percent | vkr_percent | pfe_kw | i0_percent | shift_degree | tap_side | tap_neutral | tap_min | tap_max | tap_step_percent | tap_step_degree | tap_pos | tap_phase_shifter | parallel | df | in_service
0 | LV_1067-3_0_4_trafo_130 | 0.63 MVA 20/0.4 kV | 136 | 129 | 0.63 | 20 | 0.4 | 6 | 1.206 | 1.65 | 0.2619 | 150 | hv | 0 | -2 | 2 | 2.5 | 0 | 0 | FALSE | 1 | 1 | TRUE

## line_geodata
| x0 | y0 | x1 | y1 | x2 | y2 | x3 | y3 | x4 | y4 | x5 | y5 | x6 | y6 | x7 | y7 | x8 | y8 | x9 | y9
0 | 2673230.386 | 1216298.2947 | 2673231.2453 | 1216299.3766 | 2673246.739 | 1216317.6256
1 | 2673230.386 | 1216298.2947 | 2673221.8015 | 1216287.4863 | 2673215.6983 | 1216281.3138
2 | 2673263.4986 | 1216337.2257 | 2673261.9993 | 1216335.5998 | 2673246.739 | 1216317.6256
3 | 2673199.6481 | 1216268.8647 | 2673203.684 | 1216270.8532 | 2673210.0718 | 1216275.6235 | 2673215.6983 | 1216281.3138
4 | 2673263.4986 | 1216337.2257 | 2673275.9887 | 1216350.7703 | 2673280.5686 | 1216355.3248
5 | 2673179.422 | 1216263.0351 | 2673184.4794 | 1216263.5905 | 2673188.2811 | 1216264.4044 | 2673196.7178 | 1216267.421 | 2673199.6481 | 1216268.8647
6 | 2673280.5686 | 1216355.3248 | 2673303.7578 | 1216378.3849 | 2673305.6033 | 1216379.5862 | 2673307.9717 | 1216380.249 | 2673311.1793 | 1216379.9772 | 2673313.7679 | 1216378.786 | 2673319.7793 | 1216372.6409
7 | 2673333.4994 | 1216358.6158 | 2673319.7793 | 1216372.6409
8 | 2673773.5029 | 1216990.5276 | 2673769.1311 | 1216992.2635 | 2673764.743 | 1216994.7108 | 2673742.0892 | 1217017.3228 | 2673729.0987 | 1217030.2482
9 | 2673773.5029 | 1216990.5276 | 2673774.958 | 1216972.345 | 2673776.4551 | 1216962.156
10 | 2673773.5029 | 1216990.5276 | 2673775.5152 | 1217012.5667 | 2673778.5728 | 1217026.8248 | 2673781.3918 | 1217035.2206 | 2673783.9852 | 1217041.6876
11 | 2673783.5784 | 1216890.5436 | 2673783.3175 | 1216896.9 | 2673782.3894 | 1216914.2108 | 2673780.9139 | 1216929.1354 | 2673779.0786 | 1216944.3002 | 2673776.4551 | 1216962.156
12 | 2673805.7589 | 1217086.3551 | 2673796.9249 | 1217069.5572 | 2673786.9079 | 1217048.9755 | 2673783.9852 | 1217041.6876
13 | 2673624.9849 | 1216623.2669 | 2673635.7184 | 1216623.4551 | 2673657.3451 | 1216636.7197 | 2673671.0587 | 1216647.6517 | 2673676.7499 | 1216650.9797
14 | 2673676.7499 | 1216650.9797 | 2673783.5784 | 1216890.5436
15 | 2673676.7499 | 1216650.9797 | 2673680.5928 | 1216643.5224 | 2673691.2326 | 1216613.846 | 2673703.8111 | 1216585.8057 | 2673727.9026 | 1216557.5633 | 2673747.3904 | 1216535.6903 | 2673749.5207 | 1216533.7553
16 | 2673624.9849 | 1216623.2669 | 2673622.2011 | 1216611.9919 | 2673605.7431 | 1216595.1779 | 2673578.5698 | 1216574.229 | 2673559.0056 | 1216553.163 | 2673547.9738 | 1216540.8301 | 2673538.2593 | 1216524.5109 | 2673531.5028 | 1216507.8169 | 2673529.9706 | 1216495.39 | 2673530.8959 | 1216491.1654
17 | 2673624.9849 | 1216623.2669 | 2673637.8048 | 1216635.8666
18 | 2673749.5207 | 1216533.7553 | 2673763.1016 | 1216521.4199 | 2673776.2245 | 1216513.8441 | 2673793.9112 | 1216512.9624 | 2673833.638 | 1216522.6272 | 2673838.0313 | 1216524.2988
19 | 2673415.8635 | 1217270.1364 | 2673805.7589 | 1217086.3551
20 | 2673701.0105 | 1217527.7096 | 2673415.8635 | 1217270.1364
21 | 2673415.8635 | 1217270.1364 | 2673410.4289 | 1217265.1218 | 2673389.8092 | 1217233.2092
22 | 2673498.9397 | 1216135.4639 | 2673503.8397 | 1216141.2298 | 2673504.6934 | 1216144.0421 | 2673504.1371 | 1216147.2818 | 2673503.4335 | 1216150.1527 | 2673503.3729 | 1216153.8321 | 2673505.3667 | 1216155.9358 | 2673508.597 | 1216157.5211 | 2673513.9075 | 1216159.132 | 2673516.0441 | 1216160.4888
23 | 2673526.7884 | 1216176.124 | 2673516.9965 | 1216161.0936 | 2673516.0441 | 1216160.4888
24 | 2673526.7884 | 1216176.124 | 2673528.3947 | 1216175.788 | 2673547.7181 | 1216175.882
25 | 2673526.7884 | 1216176.124 | 2673531.8864 | 1216183.8807 | 2673543.062 | 1216198.1499 | 2673549.4717 | 1216210.9705 | 2673559.8306 | 1216234.191 | 2673568.1109 | 1216251.7044 | 2673573.6996 | 1216261.5241 | 2673575.335 | 1216264.263
26 | 2673592.2133 | 1216291.494 | 2673590.8805 | 1216288.1309 | 2673585.7761 | 1216280.9077 | 2673579.1302 | 1216270.6191 | 2673575.335 | 1216264.263
27 | 2673592.2133 | 1216291.494 | 2673594.8204 | 1216290.659 | 2673600.0989 | 1216288.0891 | 2673606.6299 | 1216283.0888 | 2673609.7582 | 1216281.2484 | 2673611.3821 | 1216281.3241 | 2673611.7258 | 1216281.4702
28 | 2673592.2133 | 1216291.494 | 2673591.8456 | 1216296.6705 | 2673590.4331 | 1216301.46
29 | 2673590.4331 | 1216301.46 | 2673589.6108 | 1216304.2478 | 2673584.5211 | 1216321.0494
30 | 2673389.8092 | 1217233.2092 | 2673385.0403 | 1217225.8284 | 2673374.7523 | 1217214.0846
31 | 2673374.7523 | 1217214.0846 | 2673372.0137 | 1217210.9585 | 2673372.0137 | 1217210.9585
32 | 2673325.6047 | 1217182.6137 | 2673343.0952 | 1217189.4888 | 2673358.6002 | 1217198.5299 | 2673372.0137 | 1217210.9585
33 | 2673701.0105 | 1217527.7096 | 2673702.2008 | 1217530.2927 | 2673702.6648 | 1217533.2892 | 2673702.6093 | 1217535.9347 | 2673702.1 | 1217538.4411 | 2673701.164 | 1217540.4642 | 2673699.9729 | 1217542.2395 | 2673697.9431 | 1217544.3157 | 2673689.3753 | 1217552.6818 | 2673687.7825 | 1217554.2433
34 | 2673167.0965 | 1216966.1272 | 2673155.3871 | 1216965.7054 | 2673147.2951 | 1216977.9807 | 2673121.0391 | 1217009.7345 | 2673099.9128 | 1217005.8284 | 2673071.6587 | 1217001.8239 | 2673058.6396 | 1217009.1405
35 | 2673167.0965 | 1216966.1272 | 2673325.6047 | 1217182.6137
36 | 2673096.5874 | 1216891.9813 | 2673101.0803 | 1216894.5937 | 2673140.243 | 1216934.6108 | 2673167.0965 | 1216966.1272
37 | 2673038.4348 | 1217020.4954 | 2673038.4348 | 1217020.4954 | 2673058.6396 | 1217009.1405
38 | 2673096.5874 | 1216891.9813 | 2673113.1073 | 1216842.5411 | 2673124.0849 | 1216813.535 | 2673129.648 | 1216795.7696
39 | 2673096.5874 | 1216891.9813 | 2673089.1821 | 1216889.122 | 2673002.6514 | 1216862.6782 | 2672990.585 | 1216858.5278 | 2672988.3471 | 1216857.4356
40 | 2673676.4658 | 1217570.2002 | 2673676.4658 | 1217570.2002 | 2673678.3826 | 1217565.5987 | 2673680.5487 | 1217562.3234 | 2673684.3803 | 1217557.5788 | 2673687.7825 | 1217554.2433
41 | 2673673.4373 | 1217578.7572 | 2673676.4658 | 1217570.2002
42 | 2673673.4373 | 1217578.7572 | 2673699.7386 | 1217602.6961
43 | 2673673.4373 | 1217578.7572 | 2673661.5515 | 1217595.7657 | 2673652.1736 | 1217611.3265 | 2673648.8566 | 1217616.2108 | 2673645.5171 | 1217619.8386 | 2673642.4386 | 1217622.4668
44 | 2673642.4386 | 1217622.4668 | 2673641.5889 | 1217623.1922 | 2673635.1564 | 1217627.7045 | 2673624.4635 | 1217633.2626
45 | 2673579.3232 | 1216340.5951 | 2673580.2624 | 1216335.1077 | 2673584.5211 | 1216321.0494
46 | 2673576.9034 | 1216361.1763 | 2673576.85 | 1216355.0451 | 2673579.3232 | 1216340.5951
47 | 2673578.362 | 1216395.6654 | 2673578.9054 | 1216393.3506 | 2673577.0258 | 1216375.238 | 2673576.9034 | 1216361.1763
48 | 2673578.362 | 1216395.6654 | 2673573.7841 | 1216415.168 | 2673573.2886 | 1216416.3286
49 | 2672820.9261 | 1216635.7981 | 2672808.1206 | 1216616.8752 | 2672805.6339 | 1216613.7689
50 | 2672950.9162 | 1216836.9947 | 2672820.9261 | 1216635.7981
51 | 2672975.4704 | 1216851.1513 | 2672955.3928 | 1216841.3527 | 2672950.9162 | 1216836.9947
52 | 2672988.3471 | 1216857.4356 | 2672975.4704 | 1216851.1513
53 | 2673838.0313 | 1216524.2988 | 2673849.0168 | 1216528.4788
54 | 2673858.2156 | 1216532.4157 | 2673852.2736 | 1216529.7181 | 2673849.0168 | 1216528.4788
55 | 2673858.2156 | 1216532.4157 | 2673865.7573 | 1216535.9997
56 | 2673530.8959 | 1216491.1654 | 2673532.8228 | 1216486.375 | 2673543.1524 | 1216470.1031 | 2673556.062 | 1216449.6492 | 2673561.4935 | 1216440.8678
57 | 2673637.8048 | 1216635.8666 | 2673631.8221 | 1216632.7986
58 | 2673865.7573 | 1216535.9997 | 2673867.8245 | 1216536.9821 | 2673885.7103 | 1216547.0385
59 | 2673566.3658 | 1216432.5412 | 2673565.7463 | 1216433.992 | 2673561.4935 | 1216440.8678
60 | 2673631.8221 | 1216632.7986 | 2673630.0326 | 1216631.8809
61 | 2673129.648 | 1216795.7696 | 2673136.1101 | 1216780.8393 | 2673139.0948 | 1216767.156 | 2673130.2513 | 1216738.5737 | 2673124.7507 | 1216722.1735 | 2673123.4771 | 1216710.884 | 2673124.4747 | 1216690.2274 | 2673127.5949 | 1216678.5026 | 2673136.4507 | 1216668.3603 | 2673144.2969 | 1216659.0208
62 | 2673038.4348 | 1217020.4954 | 2673042.6762 | 1217023.7939 | 2673053.3194 | 1217028.3197
63 | 2673127.4433 | 1216315.1567 | 2673130.4075 | 1216318.2064 | 2673143.196 | 1216334.7406 | 2673158.1531 | 1216349.0443 | 2673172.7679 | 1216360.2976 | 2673171.9949 | 1216365.736 | 2673171.9949 | 1216365.736
64 | 2673127.4433 | 1216315.1567 | 2673116.1458 | 1216303.5332 | 2673114.3998 | 1216302.2109
65 | 2673101.7356 | 1216221.126 | 2673116.7989 | 1216247.2163 | 2673119.7867 | 1216259.9055 | 2673119.409 | 1216271.5083 | 2673111.1015 | 1216290.1295 | 2673109.616 | 1216295.4813 | 2673110.7142 | 1216299.4196 | 2673114.3998 | 1216302.2109
66 | 2673101.7356 | 1216221.126 | 2673127.844 | 1216225.171 | 2673146.5585 | 1216225.1798
67 | 2673101.7356 | 1216221.126 | 2673096.1706 | 1216216.7328 | 2673089.5619 | 1216213.4844
68 | 2673165.1792 | 1216225.1885 | 2673146.5585 | 1216225.1798
69 | 2673089.5619 | 1216213.4844 | 2673085.7777 | 1216211.6243 | 2673063.8755 | 1216206.2587
70 | 2673165.1792 | 1216225.1885 | 2673184.3284 | 1216225.1974 | 2673190.6532 | 1216225.831 | 2673195.1374 | 1216227.3315 | 2673203.6375 | 1216232.9628
71 | 2673032.7848 | 1216184.8092 | 2673041.7279 | 1216197.5755 | 2673047.3934 | 1216201.2028 | 2673055.2011 | 1216204.1337 | 2673063.8755 | 1216206.2587
72 | 2673510.8303 | 1216572.7498 | 2673526.2331 | 1216583.5226 | 2673550.4906 | 1216597.1195 | 2673562.1771 | 1216603.1453 | 2673576.7445 | 1216609.518 | 2673608.8957 | 1216622.0785 | 2673622.1646 | 1216627.8461 | 2673630.0326 | 1216631.8809
73 | 2673415.324 | 1216468.6155 | 2673420.1188 | 1216478.1696 | 2673448.6371 | 1216515.7449 | 2673464.3397 | 1216532.905 | 2673477.1691 | 1216546.0159 | 2673487.9361 | 1216555.8104 | 2673499.8562 | 1216565.0744 | 2673510.8303 | 1216572.7498
74 | 2673417.6969 | 1216465.2203 | 2673415.324 | 1216468.6155
75 | 2673415.324 | 1216468.6155 | 2673413.8977 | 1216480.8502 | 2673414.1551 | 1216481.7469
76 | 2673417.6969 | 1216465.2203 | 2673423.5884 | 1216473.2647 | 2673436.824 | 1216491.6284 | 2673444.9034 | 1216502.2112
77 | 2673417.6969 | 1216465.2203 | 2673405.4528 | 1216448.3365 | 2673399.2614 | 1216439.3545 | 2673392.4637 | 1216429.0531 | 2673384.7696 | 1216416.3169 | 2673381.3287 | 1216410.2596 | 2673375.4987 | 1216398.756
78 | 2673406.7192 | 1216566.7836 | 2673418.6507 | 1216557.2577 | 2673422.5863 | 1216545.9545 | 2673424.3232 | 1216525.1515 | 2673422.1842 | 1216510.1933 | 2673416.322 | 1216489.2966 | 2673414.1551 | 1216481.7469
79 | 2673573.202 | 1216416.5313 | 2673573.2886 | 1216416.3286
80 | 2673566.3658 | 1216432.5412 | 2673573.202 | 1216416.5313
81 | 2673461.1524 | 1216522.2171 | 2673454.9384 | 1216515.1777 | 2673447.0981 | 1216505.0858 | 2673444.9034 | 1216502.2112
82 | 2673355.4585 | 1216346.2447 | 2673357.453 | 1216352.6066 | 2673360.9856 | 1216363.5571 | 2673363.1501 | 1216369.6766 | 2673366.8611 | 1216379.0838 | 2673371.1451 | 1216389.432 | 2673375.2503 | 1216398.266 | 2673375.4987 | 1216398.756
83 | 2673333.4994 | 1216358.6158 | 2673338.8658 | 1216353.0912
84 | 2673324.9274 | 1216373.3976 | 2673328.7042 | 1216368.8189 | 2673336.4977 | 1216361.7769 | 2673333.4994 | 1216358.6158
85 | 2673346.479 | 1216330.5908 | 2673347.2894 | 1216335.0704 | 2673347.4572 | 1216337.474 | 2673346.8632 | 1216340.702 | 2673345.9929 | 1216344.1713 | 2673344.289 | 1216347.5081 | 2673338.8658 | 1216353.0912
86 | 2673311.5697 | 1216387.1199 | 2673324.9274 | 1216373.3976
87 | 2673324.9274 | 1216373.3976 | 2673332.0986 | 1216385.9942
88 | 2673318.3491 | 1216397.0763 | 2673311.5697 | 1216387.1199
89 | 2673309.9087 | 1216388.8228 | 2673311.5697 | 1216387.1199
90 | 2673342.6159 | 1216404.4684 | 2673332.0986 | 1216385.9942
91 | 2673346.479 | 1216330.5908 | 2673350.3036 | 1216329.5372 | 2673355.4585 | 1216346.2447
92 | 2673355.4585 | 1216346.2447 | 2673358.8125 | 1216345.1742 | 2673367.3733 | 1216342.4222 | 2673376.4052 | 1216339.6315 | 2673384.6163 | 1216342.4566 | 2673389.4221 | 1216347.4301 | 2673394.0195 | 1216359.4611
93 | 2673345.1896 | 1216326.7725 | 2673346.479 | 1216330.5908
94 | 2673394.0195 | 1216359.4611 | 2673402.0817 | 1216380.5294 | 2673407.4211 | 1216391.491 | 2673418.1663 | 1216406.7887 | 2673423.0533 | 1216414.2965
95 | 2673309.9087 | 1216388.8228 | 2673296.8296 | 1216403.9828 | 2673295.984 | 1216406.0626 | 2673296.3347 | 1216407.7903 | 2673300.0346 | 1216411.9384
96 | 2673309.9087 | 1216388.8228 | 2673302.2697 | 1216382.0801 | 2673295.2236 | 1216375.1422
97 | 2673345.1896 | 1216326.7725 | 2673343.0357 | 1216327.1908 | 2673341.2004 | 1216327.624 | 2673340.247 | 1216327.3566 | 2673339.4348 | 1216326.7239 | 2673336.6329 | 1216323.0316 | 2673334.5476 | 1216320.3375 | 2673329.6284 | 1216314.7067 | 2673328.4323 | 1216312.5573 | 2673324.1994 | 1216308.5332
98 | 2673423.0533 | 1216414.2965 | 2673443.0922 | 1216445.0819
99 | 2673296.1092 | 1216244.6608 | 2673304.0846 | 1216234.5635 | 2673305.3698 | 1216232.8918
100 | 2673276.5426 | 1216237.8159 | 2673282.9946 | 1216237.3727 | 2673296.1092 | 1216244.6608
101 | 2673300.4636 | 1216189.9379 | 2673306.2603 | 1216210.1636 | 2673310.0949 | 1216221.2623 | 2673310.3462 | 1216225.5236 | 2673308.3519 | 1216229.0124 | 2673305.3698 | 1216232.8918
102 | 2673276.5426 | 1216237.8159 | 2673257.5272 | 1216224.4292 | 2673250.738 | 1216222.3546
103 | 2673276.5426 | 1216237.8159 | 2673261.3559 | 1216258.865
104 | 2673086.0454 | 1217048.2634 | 2673073.6647 | 1217036.971 | 2673053.3194 | 1217028.3197
105 | 2673054.3574 | 1217069.2329 | 2673061.3931 | 1217061.97 | 2673086.0454 | 1217048.2634
106 | 2673054.3574 | 1217069.2329 | 2673034.6423 | 1217065.4111 | 2673025.9407 | 1217059.9343 | 2673003.4067 | 1217055.6456
107 | 2673223.4657 | 1216246.099 | 2673203.6375 | 1216232.9628
108 | 2673223.4657 | 1216246.099 | 2673226.0702 | 1216247.8244 | 2673249.8097 | 1216256.4576
109 | 2673249.8097 | 1216256.4576 | 2673251.764 | 1216257.1683 | 2673258.037 | 1216258.2779
110 | 2673261.3559 | 1216258.865 | 2673258.037 | 1216258.2779
111 | 2673274.3629 | 1216267.4392 | 2673284.3504 | 1216274.023
112 | 2673261.3559 | 1216258.865 | 2673274.3629 | 1216267.4392
113 | 2673292.8061 | 1216280.3 | 2673289.4048 | 1216277.3549 | 2673284.3504 | 1216274.023
114 | 2673292.8061 | 1216280.3 | 2673305.738 | 1216291.4975
115 | 2673311.0778 | 1216296.1212 | 2673305.738 | 1216291.4975
116 | 2673250.738 | 1216222.3546 | 2673247.5949 | 1216221.3942 | 2673238.5258 | 1216215.4567 | 2673233.4667 | 1216211.562
117 | 2673311.0778 | 1216296.1212 | 2673311.8084 | 1216296.7539 | 2673324.1994 | 1216308.5332
118 | 2673233.4667 | 1216211.562 | 2673230.9296 | 1216209.6088
119 | 2673230.9296 | 1216209.6088 | 2673225.6107 | 1216205.514 | 2673211.4164 | 1216195.2768
120 | 2673199.2162 | 1216186.4778 | 2673211.4164 | 1216195.2768
121 | 2673197.8985 | 1216185.5275 | 2673199.2162 | 1216186.4778
122 | 2673289.3459 | 1216148.1937 | 2673294.7643 | 1216170.0521 | 2673300.4636 | 1216189.9379
123 | 2673283.0641 | 1216150.2289 | 2673284.9062 | 1216149.2398 | 2673289.3459 | 1216148.1937
124 | 2673197.8985 | 1216185.5275 | 2673206.5978 | 1216177.0381
125 | 2673290.5922 | 1216370.5819 | 2673295.2236 | 1216375.1422
126 | 2673024.8798 | 1216173.5245 | 2673032.7848 | 1216184.8092
127 | 2673290.5922 | 1216370.5819 | 2673283.8373 | 1216363.9308 | 2673277.4563 | 1216357.1711
128 | 2673273.1712 | 1216352.6318 | 2673277.4563 | 1216357.1711
129 | 2673261.0087 | 1216339.7476 | 2673273.1712 | 1216352.6318
130 | 2673261.0087 | 1216339.7476 | 2673256.6556 | 1216335.1362
131 | 2673229.0092 | 1216301.2557 | 2673213.2007 | 1216282.3774 | 2673207.1351 | 1216277.4408
132 | 2673229.0092 | 1216301.2557 | 2673237.3488 | 1216311.2147 | 2673243.4519 | 1216318.8365
133 | 2673247.2377 | 1216323.5643 | 2673243.4519 | 1216318.8365
134 | 2673247.2377 | 1216323.5643 | 2673255.6552 | 1216334.0764 | 2673256.6556 | 1216335.1362

## bus_geodata
| x | y | coords
0 | 2673230.386 | 1216298.2947
1 | 2673246.739 | 1216317.6256
2 | 2673215.6983 | 1216281.3138
3 | 2673263.4986 | 1216337.2257
4 | 2673199.6481 | 1216268.8647
5 | 2673280.5686 | 1216355.3248
6 | 2673179.422 | 1216263.0351
7 | 2673319.7793 | 1216372.6409
8 | 2673729.0987 | 1217030.2482
9 | 2673773.5029 | 1216990.5276
10 | 2673776.4551 | 1216962.156
11 | 2673783.9852 | 1217041.6876
12 | 2673676.7499 | 1216650.9797
13 | 2673624.9849 | 1216623.2669
14 | 2673783.5784 | 1216890.5436
15 | 2673749.5207 | 1216533.7553
16 | 2673805.7589 | 1217086.3551
17 | 2673415.8635 | 1217270.1364
18 | 2673516.0441 | 1216160.4888
19 | 2673498.9397 | 1216135.4639
20 | 2673526.7884 | 1216176.124
21 | 2673547.7181 | 1216175.882
22 | 2673575.335 | 1216264.263
23 | 2673592.2133 | 1216291.494
24 | 2673611.7258 | 1216281.4702
25 | 2673590.4331 | 1216301.46
26 | 2673389.8092 | 1217233.2092
27 | 2673374.7523 | 1217214.0846
28 | 2673372.0137 | 1217210.9585
29 | 2673701.0105 | 1217527.7096
30 | 2673167.0965 | 1216966.1272
31 | 2673058.6396 | 1217009.1405
32 | 2673325.6047 | 1217182.6137
33 | 2673096.5874 | 1216891.9813
34 | 2673687.7825 | 1217554.2433
35 | 2673676.4658 | 1217570.2002
36 | 2673673.4373 | 1217578.7572
37 | 2673699.7386 | 1217602.6961
38 | 2673642.4386 | 1217622.4668
39 | 2673624.4635 | 1217633.2626
40 | 2673584.5211 | 1216321.0494
41 | 2673579.3232 | 1216340.5951
42 | 2673576.9034 | 1216361.1763
43 | 2673578.362 | 1216395.6654
44 | 2672805.6339 | 1216613.7689
45 | 2672820.9261 | 1216635.7981
46 | 2672950.9162 | 1216836.9947
47 | 2672975.4704 | 1216851.1513
48 | 2673838.0313 | 1216524.2988
49 | 2673849.0168 | 1216528.4788
50 | 2673858.2156 | 1216532.4157
51 | 2673530.8959 | 1216491.1654
52 | 2673637.8048 | 1216635.8666
53 | 2673865.7573 | 1216535.9997
54 | 2673561.4935 | 1216440.8678
55 | 2673631.8221 | 1216632.7986
56 | 2673885.7103 | 1216547.0385
57 | 2672988.3471 | 1216857.4356
58 | 2673129.648 | 1216795.7696
59 | 2673144.2969 | 1216659.0208
60 | 2673038.4348 | 1217020.4954
61 | 2673127.4433 | 1216315.1567
62 | 2673171.9949 | 1216365.736
63 | 2673114.3998 | 1216302.2109
64 | 2673101.7356 | 1216221.126
65 | 2673146.5585 | 1216225.1798
66 | 2673089.5619 | 1216213.4844
67 | 2673165.1792 | 1216225.1885
68 | 2673063.8755 | 1216206.2587
69 | 2673630.0326 | 1216631.8809
70 | 2673510.8303 | 1216572.7498
71 | 2673415.324 | 1216468.6155
72 | 2673417.6969 | 1216465.2203
73 | 2673414.1551 | 1216481.7469
74 | 2673573.2886 | 1216416.3286
75 | 2673573.202 | 1216416.5313
76 | 2673566.3658 | 1216432.5412
77 | 2673444.9034 | 1216502.2112
78 | 2673375.4987 | 1216398.756
79 | 2673406.7192 | 1216566.7836
80 | 2673333.4994 | 1216358.6158
81 | 2673338.8658 | 1216353.0912
82 | 2673324.9274 | 1216373.3976
83 | 2673311.5697 | 1216387.1199
84 | 2673332.0986 | 1216385.9942
85 | 2673355.4585 | 1216346.2447
86 | 2673346.479 | 1216330.5908
87 | 2673394.0195 | 1216359.4611
88 | 2673461.1524 | 1216522.2172
89 | 2673318.3491 | 1216397.0763
90 | 2673309.9087 | 1216388.8228
91 | 2673342.6159 | 1216404.4684
92 | 2673345.1896 | 1216326.7725
93 | 2673423.0533 | 1216414.2965
94 | 2673296.1092 | 1216244.6608
95 | 2673305.3698 | 1216232.8918
96 | 2673276.5426 | 1216237.8159
97 | 2673053.3194 | 1217028.3197
98 | 2673086.0454 | 1217048.2634
99 | 2673054.3574 | 1217069.2329
100 | 2673003.4067 | 1217055.6456
101 | 2673203.6375 | 1216232.9628
102 | 2673223.4657 | 1216246.099
103 | 2673249.8097 | 1216256.4576
104 | 2673258.037 | 1216258.2779
105 | 2673274.3629 | 1216267.4392
106 | 2673284.3504 | 1216274.023
107 | 2673261.3559 | 1216258.865
108 | 2673292.8061 | 1216280.3
109 | 2673305.738 | 1216291.4975
110 | 2673250.738 | 1216222.3546
111 | 2673311.0778 | 1216296.1212
112 | 2673233.4667 | 1216211.562
113 | 2673324.1994 | 1216308.5332
114 | 2673230.9296 | 1216209.6088
115 | 2673211.4164 | 1216195.2768
116 | 2673199.2162 | 1216186.4778
117 | 2673300.4636 | 1216189.9379
118 | 2673289.3459 | 1216148.1937
119 | 2673283.0641 | 1216150.2289
120 | 2673206.5978 | 1216177.0381
121 | 2673197.8985 | 1216185.5275
122 | 2673443.0922 | 1216445.0819
123 | 2673300.0346 | 1216411.9384
124 | 2673295.2236 | 1216375.1422
125 | 2673032.7848 | 1216184.8092
126 | 2673024.8798 | 1216173.5245
127 | 2673290.5922 | 1216370.5819
128 | 2673277.4563 | 1216357.1711
129 | 2673273.1712 | 1216352.6318
130 | 2673261.0087 | 1216339.7476
131 | 2673207.1351 | 1216277.4408
132 | 2673229.0092 | 1216301.2557
133 | 2673243.4519 | 1216318.8365
134 | 2673247.2377 | 1216323.5643
135 | 2673256.6556 | 1216335.1362
136 | 2673309.9087 | 1216388.8228

## line_std_types
| c_nf_per_km | r_ohm_per_km | x_ohm_per_km | max_i_ka | type | q_mm2 | alpha | voltage_rating
NAYY 4x50 SE | 210 | 0.642 | 0.083 | 0.142 | cs | 50 | 0.00403 | LV
NAYY 4x120 SE | 264 | 0.225 | 0.08 | 0.242 | cs | 120 | 0.00403 | LV
NAYY 4x150 SE | 261 | 0.208 | 0.08 | 0.27 | cs | 150 | 0.00403 | LV
NA2XS2Y 1x95 RM/25 12/20 kV | 216 | 0.313 | 0.132 | 0.252 | cs | 95 | 0.00403 | MV
NA2XS2Y 1x185 RM/25 12/20 kV | 273 | 0.161 | 0.117 | 0.362 | cs | 185 | 0.00403 | MV
NA2XS2Y 1x240 RM/25 12/20 kV | 304 | 0.122 | 0.112 | 0.421 | cs | 240 | 0.00403 | MV
NA2XS2Y 1x95 RM/25 6/10 kV | 315 | 0.313 | 0.123 | 0.249 | cs | 95 | 0.00403 | MV
NA2XS2Y 1x185 RM/25 6/10 kV | 406 | 0.161 | 0.11 | 0.358 | cs | 185 | 0.00403 | MV
NA2XS2Y 1x240 RM/25 6/10 kV | 456 | 0.122 | 0.105 | 0.416 | cs | 240 | 0.00403 | MV
NA2XS2Y 1x150 RM/25 12/20 kV | 250 | 0.206 | 0.116 | 0.319 | cs | 150 | 0.00403 | MV
NA2XS2Y 1x120 RM/25 12/20 kV | 230 | 0.253 | 0.119 | 0.283 | cs | 120 | 0.00403 | MV
NA2XS2Y 1x70 RM/25 12/20 kV | 190 | 0.443 | 0.132 | 0.22 | cs | 70 | 0.00403 | MV
NA2XS2Y 1x150 RM/25 6/10 kV | 360 | 0.206 | 0.11 | 0.315 | cs | 150 | 0.00403 | MV
NA2XS2Y 1x120 RM/25 6/10 kV | 340 | 0.253 | 0.113 | 0.28 | cs | 120 | 0.00403 | MV
NA2XS2Y 1x70 RM/25 6/10 kV | 280 | 0.443 | 0.123 | 0.217 | cs | 70 | 0.00403 | MV
N2XS(FL)2Y 1x120 RM/35 64/110 kV | 112 | 0.153 | 0.166 | 0.366 | cs | 120 | 0.00393 | HV
N2XS(FL)2Y 1x185 RM/35 64/110 kV | 125 | 0.099 | 0.156 | 0.457 | cs | 185 | 0.00393 | HV
N2XS(FL)2Y 1x240 RM/35 64/110 kV | 135 | 0.075 | 0.149 | 0.526 | cs | 240 | 0.00393 | HV
N2XS(FL)2Y 1x300 RM/35 64/110 kV | 144 | 0.06 | 0.144 | 0.588 | cs | 300 | 0.00393 | HV
15-AL1/3-ST1A 0.4 | 11 | 1.8769 | 0.35 | 0.105 | ol | 16 | 0.00403 | LV
24-AL1/4-ST1A 0.4 | 11.25 | 1.2012 | 0.335 | 0.14 | ol | 24 | 0.00403 | LV
48-AL1/8-ST1A 0.4 | 12.2 | 0.5939 | 0.3 | 0.21 | ol | 48 | 0.00403 | LV
94-AL1/15-ST1A 0.4 | 13.2 | 0.306 | 0.29 | 0.35 | ol | 94 | 0.00403 | LV
34-AL1/6-ST1A 10.0 | 9.7 | 0.8342 | 0.36 | 0.17 | ol | 34 | 0.00403 | MV
48-AL1/8-ST1A 10.0 | 10.1 | 0.5939 | 0.35 | 0.21 | ol | 48 | 0.00403 | MV
70-AL1/11-ST1A 10.0 | 10.4 | 0.4132 | 0.339 | 0.29 | ol | 70 | 0.00403 | MV
94-AL1/15-ST1A 10.0 | 10.75 | 0.306 | 0.33 | 0.35 | ol | 94 | 0.00403 | MV
122-AL1/20-ST1A 10.0 | 11.1 | 0.2376 | 0.323 | 0.41 | ol | 122 | 0.00403 | MV
149-AL1/24-ST1A 10.0 | 11.25 | 0.194 | 0.315 | 0.47 | ol | 149 | 0.00403 | MV
34-AL1/6-ST1A 20.0 | 9.15 | 0.8342 | 0.382 | 0.17 | ol | 34 | 0.00403 | MV
48-AL1/8-ST1A 20.0 | 9.5 | 0.5939 | 0.372 | 0.21 | ol | 48 | 0.00403 | MV
70-AL1/11-ST1A 20.0 | 9.7 | 0.4132 | 0.36 | 0.29 | ol | 70 | 0.00403 | MV
94-AL1/15-ST1A 20.0 | 10 | 0.306 | 0.35 | 0.35 | ol | 94 | 0.00403 | MV
122-AL1/20-ST1A 20.0 | 10.3 | 0.2376 | 0.344 | 0.41 | ol | 122 | 0.00403 | MV
149-AL1/24-ST1A 20.0 | 10.5 | 0.194 | 0.337 | 0.47 | ol | 149 | 0.00403 | MV
184-AL1/30-ST1A 20.0 | 10.75 | 0.1571 | 0.33 | 0.535 | ol | 184 | 0.00403 | MV
243-AL1/39-ST1A 20.0 | 11 | 0.1188 | 0.32 | 0.645 | ol | 243 | 0.00403 | MV
48-AL1/8-ST1A 110.0 | 8 | 0.5939 | 0.46 | 0.21 | ol | 48 | 0.00403 | HV
70-AL1/11-ST1A 110.0 | 8.4 | 0.4132 | 0.45 | 0.29 | ol | 70 | 0.00403 | HV
94-AL1/15-ST1A 110.0 | 8.65 | 0.306 | 0.44 | 0.35 | ol | 94 | 0.00403 | HV
122-AL1/20-ST1A 110.0 | 8.5 | 0.2376 | 0.43 | 0.41 | ol | 122 | 0.00403 | HV
149-AL1/24-ST1A 110.0 | 8.75 | 0.194 | 0.41 | 0.47 | ol | 149 | 0.00403 | HV
184-AL1/30-ST1A 110.0 | 8.8 | 0.1571 | 0.4 | 0.535 | ol | 184 | 0.00403 | HV
243-AL1/39-ST1A 110.0 | 9 | 0.1188 | 0.39 | 0.645 | ol | 243 | 0.00403 | HV
305-AL1/39-ST1A 110.0 | 9.2 | 0.0949 | 0.38 | 0.74 | ol | 305 | 0.00403 | HV
490-AL1/64-ST1A 110.0 | 9.75 | 0.059 | 0.37 | 0.96 | ol | 490 | 0.00403 | HV
679-AL1/86-ST1A 110.0 | 9.95 | 0.042 | 0.36 | 1.15 | ol | 679 | 0.00403 | HV
490-AL1/64-ST1A 220.0 | 10 | 0.059 | 0.285 | 0.96 | ol | 490 | 0.00403 | HV
679-AL1/86-ST1A 220.0 | 11.7 | 0.042 | 0.275 | 1.15 | ol | 679 | 0.00403 | HV
490-AL1/64-ST1A 380.0 | 11 | 0.059 | 0.253 | 0.96 | ol | 490 | 0.00403 | HV
679-AL1/86-ST1A 380.0 | 14.6 | 0.042 | 0.25 | 1.15 | ol | 679 | 0.00403 | HV

## trafo_std_types
| i0_percent | pfe_kw | vkr_percent | sn_mva | vn_lv_kv | vn_hv_kv | vk_percent | shift_degree | vector_group | tap_side | tap_neutral | tap_min | tap_max | tap_step_degree | tap_step_percent | tap_phase_shifter
160 MVA 380/110 kV | 0.06 | 60 | 0.25 | 160 | 110 | 380 | 12.2 | 0 | Yy0 | hv | 0 | -9 | 9 | 0 | 1.5 | FALSE
100 MVA 220/110 kV | 0.06 | 55 | 0.26 | 100 | 110 | 220 | 12 | 0 | Yy0 | hv | 0 | -9 | 9 | 0 | 1.5 | FALSE
63 MVA 110/20 kV | 0.04 | 22 | 0.32 | 63 | 20 | 110 | 18 | 150 | YNd5 | hv | 0 | -9 | 9 | 0 | 1.5 | FALSE
40 MVA 110/20 kV | 0.05 | 18 | 0.34 | 40 | 20 | 110 | 16.2 | 150 | YNd5 | hv | 0 | -9 | 9 | 0 | 1.5 | FALSE
25 MVA 110/20 kV | 0.07 | 14 | 0.41 | 25 | 20 | 110 | 12 | 150 | YNd5 | hv | 0 | -9 | 9 | 0 | 1.5 | FALSE
63 MVA 110/10 kV | 0.04 | 22 | 0.32 | 63 | 10 | 110 | 18 | 150 | YNd5 | hv | 0 | -9 | 9 | 0 | 1.5 | FALSE
40 MVA 110/10 kV | 0.05 | 18 | 0.34 | 40 | 10 | 110 | 16.2 | 150 | YNd5 | hv | 0 | -9 | 9 | 0 | 1.5 | FALSE
25 MVA 110/10 kV | 0.07 | 14 | 0.41 | 25 | 10 | 110 | 12 | 150 | YNd5 | hv | 0 | -9 | 9 | 0 | 1.5 | FALSE
0.25 MVA 20/0.4 kV | 0.32 | 0.8 | 1.44 | 0.25 | 0.4 | 20 | 6 | 150 | Yzn5 | hv | 0 | -2 | 2 | 0 | 2.5 | FALSE
0.4 MVA 20/0.4 kV | 0.3375 | 1.35 | 1.425 | 0.4 | 0.4 | 20 | 6 | 150 | Dyn5 | hv | 0 | -2 | 2 | 0 | 2.5 | FALSE
0.63 MVA 20/0.4 kV | 0.2619 | 1.65 | 1.206 | 0.63 | 0.4 | 20 | 6 | 150 | Dyn5 | hv | 0 | -2 | 2 | 0 | 2.5 | FALSE
0.25 MVA 10/0.4 kV | 0.24 | 0.6 | 1.2 | 0.25 | 0.4 | 10 | 4 | 150 | Dyn5 | hv | 0 | -2 | 2 | 0 | 2.5 | FALSE
0.4 MVA 10/0.4 kV | 0.2375 | 0.95 | 1.325 | 0.4 | 0.4 | 10 | 4 | 150 | Dyn5 | hv | 0 | -2 | 2 | 0 | 2.5 | FALSE
0.63 MVA 10/0.4 kV | 0.1873 | 1.18 | 1.0794 | 0.63 | 0.4 | 10 | 4 | 150 | Dyn5 | hv | 0 | -2 | 2 | 0 | 2.5 | FALSE

## trafo3w_std_types
| sn_hv_mva | sn_mv_mva | sn_lv_mva | vn_hv_kv | vn_mv_kv | vn_lv_kv | vk_hv_percent | vk_mv_percent | vk_lv_percent | vkr_hv_percent | vkr_mv_percent | vkr_lv_percent | pfe_kw | i0_percent | shift_mv_degree | shift_lv_degree | vector_group | tap_side | tap_neutral | tap_min | tap_max | tap_step_percent
63/25/38 MVA 110/20/10 kV | 63 | 25 | 38 | 110 | 20 | 10 | 10.4 | 10.4 | 10.4 | 0.28 | 0.32 | 0.35 | 35 | 0.89 | 0 | 0 | YN0yn0yn0 | hv | 0 | -10 | 10 | 1.2
63/25/38 MVA 110/10/10 kV | 63 | 25 | 38 | 110 | 10 | 10 | 10.4 | 10.4 | 10.4 | 0.28 | 0.32 | 0.35 | 35 | 0.89 | 0 | 0 | YN0yn0yn0 | hv | 0 | -10 | 10 | 1.2

## fuse_std_types
| fuse_type | i_rated_a | t_avg | t_min | t_total | x_avg | x_min | x_total
HV 100A | HV 100A | 100 | 0 | [10.0, 3.64, 0.854, 0.281, 0.1, 0.0531, 0.022, 0.01] | [10.0, 4.267, 1.21, 0.403, 0.1, 0.058, 0.022, 0.01] | 0 | [300.0, 350.0, 450.0, 550.0, 700.0, 850.0, 1200.0, 1752.0] | [600.0, 700.0, 900.0, 1150.0, 1665.0, 2000.0, 3000.0, 4313.0]
HV 10A | HV 10A | 10 | 0 | [10.0, 1675.0, 0.344, 0.156, 0.1, 0.0417, 0.0171, 0.01] | [10.0, 1.3, 0.3, 0.155, 0.1, 0.0555, 0.023, 0.01] | 0 | [30.0, 32.0, 35.0, 37.0, 39.0, 50.0, 70.0, 88.0] | [60.0, 70.0, 80.0, 87.0, 94.0, 110.0, 150.0, 216.0]
HV 125A | HV 125A | 125 | 0 | [10.0, 1.82, 0.344, 0.1, 0.0467, 0.0269, 0.01] | [10.0, 2.478, 0.426, 0.1, 0.0427, 0.0211, 0.01] | 0 | [375.0, 500.0, 700.0, 925.0, 1200.0, 1500.0, 2341.0] | [750.0, 1000.0, 1500.0, 2200.0, 3000.0, 4000.0, 5765.0]
HV 160A | HV 160A | 160 | 0 | [10.0, 4.15, 1.03, 0.198, 0.1, 0.051, 0.0172, 0.01] | [10.0, 2.3, 0.734, 0.274, 0.1, 0.046, 0.0177, 0.01] | 0 | [480.0, 550.0, 700.0, 1000.0, 1260.0, 1600.0, 2500.0, 3227.0] | [960.0, 1300.0, 1700.0, 2200.0, 2996.0, 4000.0, 6000.0, 7946.0]
HV 16A | HV 16A | 16 | 0 | [10.0, 0.352, 0.164, 0.1, 0.0649, 0.0342, 0.01] | [10.0, 2.34, 0.722, 0.181, 0.1, 0.055, 0.0296, 0.01] | 0 | [48.0, 60.0, 65.0, 71.0, 80.0, 100.0, 162.0] | [96.0, 110.0, 125.0, 150.0, 168.0, 200.0, 250.0, 398.0]
HV 200A | HV 200A | 200 | 0 | [10.0, 4.267, 1.21, 0.403, 0.1, 0.058, 0.022, 0.01] | [10.0, 3.73, 1.654, 0.328, 0.1, 0.0531, 0.019, 0.01] | 0 | [600.0, 700.0, 900.0, 1150.0, 1665.0, 2000.0, 3000.0, 4313.0] | [1200.0, 1500.0, 1800.0, 2700.0, 3960.0, 5000.0, 7500.0, 10620.0]
HV 20A | HV 20A | 20 | 0 | [10.0, 1.3, 0.3, 0.155, 0.1, 0.0555, 0.023, 0.01] | [10.0, 1.3, 0.161, 0.1, 0.0611, 0.0399, 0.0141, 0.01] | 0 | [60.0, 70.0, 80.0, 87.0, 94.0, 110.0, 150.0, 216.0] | [120.0, 150.0, 200.0, 223.0, 260.0, 300.0, 450.0, 532.0]
HV 25A | HV 25A | 25 | 0 | [10.0, 2.512, 0.833, 0.299, 0.1, 0.0372, 0.0223, 0.01] | [10.0, 3.125, 0.597, 0.198, 0.1, 0.0378, 0.022, 0.01] | 0 | [75.0, 82.0, 90.0, 100.0, 124.0, 170.0, 200.0, 289.0] | [150.0, 170.0, 210.0, 250.0, 294.0, 400.0, 500.0, 711.0]
HV 31.5A | HV 31.5A | 31.5 | 0 | [10.0, 2.34, 0.722, 0.181, 0.1, 0.055, 0.0296, 0.01] | [10.0, 2.84, 0.368, 0.164, 0.1, 0.0621, 0.0378, 0.0195, 0.01] | 0 | [95.0, 110.0, 125.0, 150.0, 165.0, 200.0, 250.0, 390.0] | [189.0, 220.0, 300.0, 350.0, 393.0, 450.0, 530.0, 700.0, 960.0]
HV 40A | HV 40A | 40 | 0 | [10.0, 1.3, 0.161, 0.1, 0.0611, 0.0399, 0.0141, 0.01] | [10.0, 2.05, 0.369, 0.198, 0.1, 0.051, 0.0298, 0.01] | 0 | [120.0, 150.0, 200.0, 223.0, 260.0, 300.0, 450.0, 532.0] | [240.0, 300.0, 400.0, 450.0, 530.0, 650.0, 800.0, 1311.0]
HV 50A | HV 50A | 50 | 0 | [10.0, 3.215, 0.597, 0.198, 0.1, 0.0378, 0.022, 0.01] | [10.0, 3.64, 0.854, 0.281, 0.1, 0.0531, 0.022, 0.01] | 0 | [150.0, 170.0, 210.0, 250.0, 294.0, 400.0, 500.0, 711.0] | [300.0, 350.0, 450.0, 550.0, 700.0, 850.0, 1200.0, 1752.0]
HV 6.3A | HV 6.3A | 6.3 | 0 | [10.0, 1.39, 0.344, 0.168, 0.1, 0.056, 0.0263, 0.01] | [10.0, 1.711, 0.516, 0.198, 0.1, 0.0634, 0.0303, 0.01] | 0 | [19.0, 19.5, 20.4, 20.8, 22.0, 25.0, 32.0, 48.0] | [38.0, 40.0, 43.0, 48.0, 53.0, 60.0, 75.0, 118.0]
HV 63A | HV 63A | 63 | 0 | [10.0, 2.84, 0.368, 0.164, 0.1, 0.0621, 0.0378, 0.0195, 0.01] | [10.0, 1.82, 0.344, 0.1, 0.0467, 0.0269, 0.01] | 0 | [189.0, 220.0, 300.0, 350.0, 393.0, 450.0, 530.0, 700.0, 961.0] | [378.0, 500.0, 700.0, 934.0, 1200.0, 1500.0, 2366.0]
HV 80A | HV 80A | 80 | 0 | [10.0, 2.05, 0.369, 0.198, 0.1, 0.051, 0.0298, 0.01] | [10.0, 4.15, 1.03, 0.198, 0.1, 0.051, 0.0172, 0.01] | 0 | [240.0, 300.0, 400.0, 450.0, 530.0, 650.0, 800.0, 1311.0] | [480.0, 550.0, 700.0, 1000.0, 1260.0, 1600.0, 2500.0, 3227.0]
Siemens NH-1-100 | Siemens NH-1-100 | 100 | [5400.0, 2000.0, 400.0, 20.0, 1.0, 0.2, 0.012, 0.004] | 0 | 0 | [150.0, 190.0, 250.0, 430.0, 900.0, 1250.0, 2700.0, 3600.0] | 0 | 0
Siemens NH-1-125 | Siemens NH-1-125 | 125 | [4800.0, 120.0, 7.0, 0.1, 0.004] | 0 | 0 | [180.0, 400.0, 740.0, 2000.0, 4250.0] | 0 | 0
Siemens NH-1-16 | Siemens NH-1-16 | 16 | [4000.0, 400.0, 2.0, 0.1, 0.04, 0.01] | 0 | 0 | [26.0, 35.0, 75.0, 150.0, 200.0, 300.0] | 0 | 0
Siemens NH-1-160 | Siemens NH-1-160 | 160 | [4800.0, 120.0, 7.0, 0.1, 0.004] | 0 | 0 | [210.0, 500.0, 900.0, 2300.0, 5000.0] | 0 | 0
Siemens NH-1-25 | Siemens NH-1-25 | 25 | [4000.0, 1000.0, 10.0, 0.2, 0.02, 0.01] | 0 | 0 | [40.0, 50.0, 100.0, 210.0, 400.0, 500.0] | 0 | 0
Siemens NH-1-50 | Siemens NH-1-50 | 50 | [4000.0, 40.0, 4.0, 1.0, 0.02, 0.01] | 0 | 0 | [86.0, 200.0, 300.0, 400.0, 1000.0, 1280.0] | 0 | 0
Siemens NH-1-63 | Siemens NH-1-63 | 63 | [4000.0, 100.0, 10.0, 2.0, 0.04, 0.01] | 0 | 0 | [100.0, 200.0, 300.0, 400.0, 1000.0, 1500.0] | 0 | 0
Siemens NH-1-80 | Siemens NH-1-80 | 80 | [4800.0, 120.0, 7.0, 0.1, 0.01] | 0 | 0 | [150.58, 250.0, 450.0, 1150.0, 2470.0] | 0 | 0
Siemens NH-2-1000 | Siemens NH-2-1000 | 1000 | [4800.0, 120.0, 7.0, 0.1, 0.004] | 0 | 0 | [1900.0, 3500.0, 8400.0, 24000.0, 52000.0] | 0 | 0
Siemens NH-2-200 | Siemens NH-2-200 | 200 | [4800.0, 120.0, 7.0, 0.1, 0.004] | 0 | 0 | [280.0, 650.0, 1200.0, 3000.0, 7000.0] | 0 | 0
Siemens NH-2-224 | Siemens NH-2-224 | 224 | [4800.0, 120.0, 7.0, 0.2, 0.04, 0.004] | 0 | 0 | [400.0, 750.0, 1453.0, 3025.0, 4315.0, 7600.0] | 0 | 0
Siemens NH-2-250 | Siemens NH-2-250 | 250 | [4800.0, 120.0, 7.0, 0.1, 0.004] | 0 | 0 | [450.0, 800.0, 1650.0, 4000.0, 8500.0] | 0 | 0
Siemens NH-2-315 | Siemens NH-2-315 | 315 | [4800.0, 120.0, 7.0, 0.1, 0.004] | 0 | 0 | [550.0, 920.0, 1900.0, 5000.0, 11000.0] | 0 | 0
Siemens NH-2-355 | Siemens NH-2-355 | 355 | [4800.0, 120.0, 6.0, 0.1, 0.004] | 0 | 0 | [650.0, 1116.27, 2350.0, 5840.0, 12790.0] | 0 | 0
Siemens NH-2-400 | Siemens NH-2-400 | 400 | [4800.0, 120.0, 7.0, 0.1, 0.004] | 0 | 0 | [720.0, 1350.0, 2800.0, 6500.0, 15000.0] | 0 | 0
Siemens NH-2-425 | Siemens NH-2-425 | 425 | [4800.0, 120.0, 7.0, 0.1, 0.004] | 0 | 0 | [850.0, 1500.0, 3050.0, 7500.0, 16500.0] | 0 | 0
Siemens NH-2-630 | Siemens NH-2-630 | 630 | [4800.0, 120.0, 7.0, 0.1, 0.004] | 0 | 0 | [1200.0, 2000.0, 4800.0, 12000.0, 26000.0] | 0 | 0

## res_bus
| vm_pu | va_degree | p_mw | q_mvar
0 | 0.99148 | -0.1628 | 0.004015 | 0.0010063
1 | 0.99184 | -0.15577 | 0.0025422 | 0.00063713
2 | 0.99124 | -0.16744 | 0.0045531 | 0.0011411
3 | 0.99227 | -0.14745 | 0.0024719 | 0.00061952
4 | 0.9911 | -0.17002 | 0.0036648 | 0.00091848
5 | 0.99274 | -0.13834 | 0.0029693 | 0.00074417
6 | 0.99104 | -0.17132 | 0.0034349 | 0.00086088
7 | 0.99387 | -0.1166 | 0.0025111 | 0.00062933
8 | 0.98193 | -0.34749 | 0.00084406 | 0.00021154
9 | 0.98197 | -0.34657 | 0 | 0
10 | 0.98224 | -0.34137 | 0.00031538 | 7.9042e-05
11 | 0.9815 | -0.3559 | 0.00049654 | 0.00012445
12 | 0.98539 | -0.27993 | 0 | 0
13 | 0.98603 | -0.26762 | 0 | 0
14 | 0.98292 | -0.32811 | 0 | 0
15 | 0.98493 | -0.28897 | 0.00097457 | 0.00024425
16 | 0.98105 | -0.36458 | 0 | 0
17 | 0.97721 | -0.44009 | 0 | 0
18 | 0.98213 | -0.34378 | 0.0029432 | 0.00073763
19 | 0.98208 | -0.34479 | 0.0015967 | 0.00040017
20 | 0.98221 | -0.34221 | 0 | 0
21 | 0.9822 | -0.34247 | 0.00067784 | 0.00016988
22 | 0.9827 | -0.33269 | 0.00077293 | 0.00019371
23 | 0.98287 | -0.32921 | 0 | 0
24 | 0.98286 | -0.32955 | 0.0008318 | 0.00020847
25 | 0.98294 | -0.32796 | 0.00022508 | 5.6411e-05
26 | 0.97689 | -0.44641 | 0.001591 | 0.00039875
27 | 0.97673 | -0.44957 | 0.00053924 | 0.00013515
28 | 0.9767 | -0.45009 | 0.00046963 | 0.0001177
29 | 0.97506 | -0.48246 | 0 | 0
30 | 0.97468 | -0.49002 | 0 | 0
31 | 0.97414 | -0.50063 | 0.00055364 | 0.00013875
32 | 0.97636 | -0.45688 | 0 | 0
33 | 0.97418 | -0.49995 | 0 | 0
34 | 0.97488 | -0.48606 | 0.0023416 | 0.00058687
35 | 0.97481 | -0.48739 | 0.00072115 | 0.00018074
36 | 0.97478 | -0.48788 | 0 | 0
37 | 0.97471 | -0.48926 | 0.0021034 | 0.00052717
38 | 0.97474 | -0.48872 | 0.00020175 | 5.0564e-05
39 | 0.97473 | -0.48897 | 0.00064801 | 0.00016241
40 | 0.98307 | -0.32535 | 0.00015123 | 3.7901e-05
41 | 0.9832 | -0.32272 | 0.00014904 | 3.7352e-05
42 | 0.98335 | -0.31996 | 0.00014819 | 3.7139e-05
43 | 0.98359 | -0.31528 | 0.001004 | 0.00025162
44 | 0.97269 | -0.52943 | 0.0024119 | 0.00060449
45 | 0.97275 | -0.52824 | 0.0079871 | 0.0020018
46 | 0.97352 | -0.51294 | 0.00068692 | 0.00017216
47 | 0.97362 | -0.511 | 0.0015081 | 0.00037797
48 | 0.9847 | -0.29353 | 0.0017767 | 0.00044528
49 | 0.98469 | -0.29371 | 0.00037595 | 9.4221e-05
50 | 0.98469 | -0.29379 | 0 | 0
51 | 0.98451 | -0.29715 | 0 | 0
52 | 0.98627 | -0.2629 | 0 | 0
53 | 0.98468 | -0.29386 | 0.0001929 | 4.8346e-05
54 | 0.98398 | -0.30751 | 0.00015103 | 3.7853e-05
55 | 0.98636 | -0.26113 | 0.00028704 | 7.194e-05
56 | 0.98468 | -0.29397 | 0.00027161 | 6.8071e-05
57 | 0.97367 | -0.50989 | 0.0016435 | 0.00041189
58 | 0.97403 | -0.50288 | 0 | 0
59 | 0.97382 | -0.5071 | 0.0015581 | 0.0003905
60 | 0.97406 | -0.50226 | 0.0005732 | 0.00014366
61 | 0.97449 | -0.49231 | 0.0011554 | 0.00028957
62 | 0.97392 | -0.50355 | 0.0087702 | 0.002198
63 | 0.97466 | -0.48896 | 0.0025231 | 0.00063236
64 | 0.97569 | -0.46855 | 0 | 0
65 | 0.97704 | -0.44216 | 0.0033364 | 0.00083617
66 | 0.97543 | -0.47371 | 0.006676 | 0.0016732
67 | 0.97765 | -0.43016 | 0.0035144 | 0.00088078
68 | 0.97511 | -0.48001 | 0.010952 | 0.0027449
69 | 0.98639 | -0.2606 | 0.00026476 | 6.6354e-05
70 | 0.98822 | -0.22514 | 0.00051689 | 0.00012955
71 | 0.99019 | -0.18698 | 0 | 0
72 | 0.99026 | -0.18579 | 0 | 0
73 | 0.99015 | -0.18775 | 0.0020312 | 0.00050907
74 | 0.98375 | -0.31201 | 0.00026103 | 6.5421e-05
75 | 0.98375 | -0.31198 | 0.00015461 | 3.8749e-05
76 | 0.9839 | -0.30918 | 0.00068232 | 0.00017101
77 | 0.99021 | -0.18659 | 0.00060839 | 0.00015248
78 | 0.99145 | -0.16277 | 0.0013711 | 0.00034364
79 | 0.99005 | -0.18976 | 0.0012184 | 0.00030537
80 | 0.99433 | -0.10754 | 0 | 0
81 | 0.99394 | -0.11503 | 0.0027287 | 0.00068388
82 | 0.99556 | -0.084166 | 0 | 0
83 | 0.99671 | -0.062338 | 0 | 0
84 | 0.99552 | -0.085036 | 0.0017087 | 0.00042824
85 | 0.99233 | -0.14591 | 0 | 0
86 | 0.99267 | -0.1393 | 0 | 0
87 | 0.99226 | -0.1473 | 0 | 0
88 | 0.99021 | -0.18676 | 0.00036823 | 9.2287e-05
89 | 0.9967 | -0.062583 | 0.0011626 | 0.00029139
90 | 0.99685 | -0.059613 | 0 | 0
91 | 0.99548 | -0.085672 | 0.0017027 | 0.00042673
92 | 0.99226 | -0.14717 | 0 | 0
93 | 0.99217 | -0.14902 | 0.00074388 | 0.00018643
94 | 0.98038 | -0.37687 | 0 | 0
95 | 0.9801 | -0.38221 | 0.0041263 | 0.0010342
96 | 0.98077 | -0.36923 | 0 | 0
97 | 0.97401 | -0.50326 | 0.00227 | 0.00056891
98 | 0.97397 | -0.50395 | 0 | 0
99 | 0.97394 | -0.50462 | 0 | 0
100 | 0.97389 | -0.50556 | 0.0009587 | 0.00024027
101 | 0.97911 | -0.40157 | 0.0028184 | 0.00070637
102 | 0.98003 | -0.38358 | 0.0028329 | 0.00070999
103 | 0.9812 | -0.36069 | 0.0028583 | 0.00071635
104 | 0.98157 | -0.35345 | 0.0034915 | 0.00087506
105 | 0.98305 | -0.32474 | 0.0040678 | 0.0010195
106 | 0.9841 | -0.30424 | 0.0037005 | 0.00092743
107 | 0.98173 | -0.35035 | 0 | 0
108 | 0.98507 | -0.28549 | 0.0039399 | 0.00098743
109 | 0.9867 | -0.25397 | 0.003049 | 0.00076416
110 | 0.98019 | -0.38054 | 0.00092407 | 0.00023159
111 | 0.98739 | -0.24059 | 0.0021993 | 0.0005512
112 | 0.97982 | -0.38784 | 0.00096349 | 0.00024147
113 | 0.9892 | -0.20578 | 0.002317 | 0.00058069
114 | 0.97976 | -0.38892 | 0.0055532 | 0.0013918
115 | 0.97947 | -0.39468 | 0.0047004 | 0.001178
116 | 0.97935 | -0.39698 | 0.0038457 | 0.00096382
117 | 0.97944 | -0.39519 | 0.0080072 | 0.0020068
118 | 0.97914 | -0.4011 | 0 | 0
119 | 0.9791 | -0.40201 | 0.0075352 | 0.0018885
120 | 0.97929 | -0.39812 | 0.004551 | 0.0011406
121 | 0.97935 | -0.39711 | 0 | 0
122 | 0.99214 | -0.14954 | 0.00080562 | 0.00020191
123 | 0.99683 | -0.060081 | 0.00090276 | 0.00022625
124 | 0.99807 | -0.036517 | 0.0008161 | 0.00020453
125 | 0.97504 | -0.48139 | 0.00053103 | 0.00013309
126 | 0.97503 | -0.48173 | 0.0013606 | 0.000341
127 | 0.99846 | -0.029021 | 0.0012658 | 0.00031723
128 | 0.99962 | -0.0072635 | 0.0011173 | 0.00028002
129 | 1 | 0 | -0.21407 | -0.054423
130 | 0.99985 | -0.0028317 | 0.0010945 | 0.00027431
131 | 0.99951 | -0.0094611 | 0.0025624 | 0.00064219
132 | 0.99958 | -0.0080105 | 0.0021142 | 0.00052987
133 | 0.99968 | -0.0061539 | 0.0011282 | 0.00028275
134 | 0.99971 | -0.0055405 | 0.0011715 | 0.00029361
135 | 0.99981 | -0.0037243 | 0.0010944 | 0.00027428
136 | 0.99998 | 149.9956 | 0 | 0

## res_line
| p_from_mw | q_from_mvar | p_to_mw | q_to_mvar | pl_mw | ql_mvar | i_from_ka | i_to_ka | i_ka | vm_from_pu | va_from_degree | vm_to_pu | va_to_degree | loading_percent
0 | -0.015672 | -0.0039283 | 0.015677 | 0.0039313 | 5.2527e-06 | 3.0351e-06 | 0.02352 | 0.02352 | 0.02352 | 0.99148 | -0.1628 | 0.99184 | -0.15577 | 6.4616
1 | 0.011656 | 0.002922 | -0.011654 | -0.0029206 | 2.5804e-06 | 1.3616e-06 | 0.017494 | 0.017494 | 0.017494 | 0.99148 | -0.1628 | 0.99124 | -0.16744 | 4.8062
2 | -0.018219 | -0.0045684 | 0.018226 | 0.0045727 | 7.2259e-06 | 4.2916e-06 | 0.027334 | 0.027334 | 0.027334 | 0.99184 | -0.15577 | 0.99227 | -0.14745 | 7.5093
3 | 0.0071008 | 0.0017795 | -0.0070999 | -0.0017792 | 8.7238e-07 | 2.9444e-07 | 0.010659 | 0.01066 | 0.01066 | 0.99124 | -0.16744 | 0.9911 | -0.17002 | 2.9284
4 | -0.020698 | -0.0051922 | 0.020707 | 0.0051977 | 8.9909e-06 | 5.4326e-06 | 0.031041 | 0.031041 | 0.031041 | 0.99227 | -0.14745 | 0.99274 | -0.13834 | 8.5277
5 | 0.0034352 | 0.00086074 | -0.0034349 | -0.00086088 | 2.1148e-07 | -1.3786e-07 | 0.0051574 | 0.0051575 | 0.0051575 | 0.9911 | -0.17002 | 0.99104 | -0.17132 | 1.4169
6 | -0.023676 | -0.0059418 | 0.023701 | 0.0059569 | 2.4577e-05 | 1.5056e-05 | 0.035491 | 0.035491 | 0.035491 | 0.99274 | -0.13834 | 0.99387 | -0.1166 | 9.7503
7 | -0.026212 | -0.0065862 | 0.026223 | 0.0065932 | 1.1335e-05 | 7e-06 | 0.039251 | 0.03925 | 0.039251 | 0.99387 | -0.1166 | 0.99433 | -0.10754 | 10.7831
8 | -0.00084406 | -0.00021154 | 0.0008441 | 0.00021081 | 3.6842e-08 | -7.362e-07 | 0.0012791 | 0.0012788 | 0.0012791 | 0.98193 | -0.34749 | 0.98197 | -0.34657 | 0.3514
9 | -0.030326 | -0.007617 | 0.030334 | 0.0076208 | 7.5355e-06 | 3.7393e-06 | 0.04596 | 0.04596 | 0.04596 | 0.98197 | -0.34657 | 0.98224 | -0.34137 | 4.2088
10 | 0.029482 | 0.0074062 | -0.029469 | -0.0073998 | 1.3111e-05 | 6.3981e-06 | 0.044681 | 0.044682 | 0.044682 | 0.98197 | -0.34657 | 0.9815 | -0.3559 | 4.0918
11 | -0.030649 | -0.0076998 | 0.030669 | 0.0077095 | 1.9412e-05 | 9.6874e-06 | 0.046438 | 0.046437 | 0.046438 | 0.98224 | -0.34137 | 0.98292 | -0.32811 | 4.2525
12 | 0.028972 | 0.0072754 | -0.02896 | -0.0072696 | 1.1994e-05 | 5.7919e-06 | 0.043929 | 0.04393 | 0.04393 | 0.9815 | -0.3559 | 0.98105 | -0.36458 | 4.0229
13 | -0.034333 | -0.0086426 | 0.034353 | 0.0086532 | 2.0206e-05 | 1.0633e-05 | 0.051859 | 0.051858 | 0.051859 | 0.98539 | -0.27993 | 0.98603 | -0.26762 | 4.749
14 | 0.030739 | 0.0077447 | -0.030669 | -0.0077095 | 7.0697e-05 | 3.5247e-05 | 0.046433 | 0.046437 | 0.046437 | 0.98539 | -0.27993 | 0.98292 | -0.32811 | 4.2524
15 | 0.0035938 | 0.00089784 | -0.0035923 | -0.00089863 | 1.5452e-06 | -7.9296e-07 | 0.0054259 | 0.0054265 | 0.0054265 | 0.98539 | -0.27993 | 0.98493 | -0.28897 | 1.4908
16 | 0.0097794 | 0.002455 | -0.0097657 | -0.0024484 | 1.376e-05 | 6.6614e-06 | 0.01476 | 0.01476 | 0.01476 | 0.98603 | -0.26762 | 0.98451 | -0.29715 | 4.055
17 | -0.044133 | -0.011108 | 0.044143 | 0.011114 | 9.957e-06 | 5.6855e-06 | 0.066618 | 0.066617 | 0.066618 | 0.98603 | -0.26762 | 0.98627 | -0.2629 | 6.1005
18 | 0.0026177 | 0.00065438 | -0.0026171 | -0.00065525 | 5.676e-07 | -8.6833e-07 | 0.0039542 | 0.0039546 | 0.0039546 | 0.98493 | -0.28897 | 0.9847 | -0.29353 | 1.0864
19 | 0.02896 | 0.0072696 | -0.028856 | -0.0072193 | 0.00010399 | 5.0292e-05 | 0.04393 | 0.043936 | 0.043936 | 0.98105 | -0.36458 | 0.97721 | -0.44009 | 4.0234
20 | 0.0060296 | 0.0015095 | -0.0060175 | -0.0015066 | 1.2148e-05 | 2.9712e-06 | 0.0091809 | 0.0091826 | 0.0091826 | 0.97721 | -0.44009 | 0.97506 | -0.48246 | 2.5227
21 | 0.022827 | 0.0057098 | -0.02282 | -0.0057071 | 6.8534e-06 | 2.6808e-06 | 0.034755 | 0.034756 | 0.034756 | 0.97721 | -0.44009 | 0.97689 | -0.44641 | 3.1827
22 | 0.0015968 | 0.00039978 | -0.0015967 | -0.00040017 | 7.6826e-08 | -3.9379e-07 | 0.0024191 | 0.0024193 | 0.0024193 | 0.98213 | -0.34378 | 0.98208 | -0.34479 | 0.66463
23 | -0.0045399 | -0.0011374 | 0.0045403 | 0.0011374 | 3.3827e-07 | -2.4809e-08 | 0.0068783 | 0.0068782 | 0.0068783 | 0.98213 | -0.34378 | 0.98221 | -0.34221 | 1.8896
24 | 0.00067785 | 0.00016962 | -0.00067784 | -0.00016988 | 8.2655e-09 | -2.5927e-07 | 0.0010268 | 0.0010269 | 0.0010269 | 0.98221 | -0.34221 | 0.9822 | -0.34247 | 0.28212
25 | -0.0052181 | -0.001307 | 0.0052205 | 0.0013072 | 2.3673e-06 | 2.3577e-07 | 0.007905 | 0.0079046 | 0.007905 | 0.98221 | -0.34221 | 0.9827 | -0.33269 | 2.1717
26 | -0.0059934 | -0.001501 | 0.0059944 | 0.0015012 | 9.9175e-07 | 2.2779e-07 | 0.009075 | 0.0090748 | 0.009075 | 0.9827 | -0.33269 | 0.98287 | -0.32921 | 2.4931
27 | 0.00083181 | 0.00020819 | -0.0008318 | -0.00020847 | 1.3357e-08 | -2.7613e-07 | 0.0012592 | 0.0012593 | 0.0012593 | 0.98287 | -0.32921 | 0.98286 | -0.32955 | 0.34597
28 | -0.0068262 | -0.0017094 | 0.0068266 | 0.0017095 | 4.078e-07 | 1.3193e-07 | 0.010334 | 0.010334 | 0.010334 | 0.98287 | -0.32921 | 0.98294 | -0.32796 | 2.839
29 | -0.0070517 | -0.0017659 | 0.0070526 | 0.0017662 | 8.7436e-07 | 3.0019e-07 | 0.010675 | 0.010675 | 0.010675 | 0.98294 | -0.32796 | 0.98307 | -0.32535 | 2.9326
30 | 0.021229 | 0.0053083 | -0.021226 | -0.0053072 | 3.1884e-06 | 1.1243e-06 | 0.032332 | 0.032332 | 0.032332 | 0.97689 | -0.44641 | 0.97673 | -0.44957 | 2.9608
31 | 0.020687 | 0.0051721 | -0.020686 | -0.0051719 | 5.1583e-07 | 1.7409e-07 | 0.031511 | 0.031511 | 0.031511 | 0.97673 | -0.44957 | 0.9767 | -0.45009 | 2.8856
32 | 0.020216 | 0.0050542 | -0.02021 | -0.0050521 | 6.5235e-06 | 2.1097e-06 | 0.030795 | 0.030796 | 0.030796 | 0.9767 | -0.45009 | 0.97636 | -0.45688 | 2.8202
33 | 0.0060175 | 0.0015066 | -0.0060164 | -0.0015063 | 1.0294e-06 | 2.5284e-07 | 0.0091826 | 0.0091827 | 0.0091827 | 0.97506 | -0.48246 | 0.97488 | -0.48606 | 2.5227
34 | 0.0043583 | 0.0010896 | -0.0043561 | -0.0010898 | 2.2005e-06 | -2.431e-07 | 0.0066527 | 0.0066532 | 0.0066532 | 0.97468 | -0.49002 | 0.97414 | -0.50063 | 1.8278
35 | -0.020178 | -0.0050418 | 0.02021 | 0.0050521 | 3.1812e-05 | 1.031e-05 | 0.0308 | 0.030796 | 0.0308 | 0.97468 | -0.49002 | 0.97636 | -0.45688 | 2.8205
36 | 0.01582 | 0.0039522 | -0.015812 | -0.0039512 | 7.4681e-06 | 9.5068e-07 | 0.024147 | 0.024149 | 0.024149 | 0.97468 | -0.49002 | 0.97418 | -0.49995 | 2.2114
37 | 0.0038024 | 0.00095107 | -0.0038021 | -0.00095117 | 2.9314e-07 | -1.0091e-07 | 0.0058076 | 0.0058077 | 0.0058077 | 0.97414 | -0.50063 | 0.97406 | -0.50226 | 1.5955
38 | 0.0015587 | 0.00038774 | -0.0015584 | -0.00038887 | 2.1612e-07 | -1.1283e-06 | 0.0023797 | 0.0023802 | 0.0023802 | 0.97418 | -0.49995 | 0.97403 | -0.50288 | 0.6539
39 | 0.014254 | 0.0035635 | -0.014247 | -0.0035634 | 6.7337e-06 | 6.6021e-08 | 0.021769 | 0.02177 | 0.02177 | 0.97418 | -0.49995 | 0.97367 | -0.50989 | 1.9936
40 | 0.0036748 | 0.00091945 | -0.0036746 | -0.00091954 | 2.3326e-07 | -9.7251e-08 | 0.0056085 | 0.0056086 | 0.0056086 | 0.97488 | -0.48606 | 0.97481 | -0.48739 | 1.5408
41 | 0.0029534 | 0.00073881 | -0.0029534 | -0.00073888 | 6.9169e-08 | -6.8889e-08 | 0.0045078 | 0.0045079 | 0.0045079 | 0.97481 | -0.48739 | 0.97478 | -0.48788 | 1.2384
42 | 0.0021036 | 0.00052681 | -0.0021034 | -0.00052717 | 1.3751e-07 | -3.5531e-07 | 0.003211 | 0.0032111 | 0.0032111 | 0.97478 | -0.48788 | 0.97471 | -0.48926 | 0.88218
43 | 0.0008498 | 0.00021206 | -0.00084977 | -0.00021271 | 3.394e-08 | -6.4893e-07 | 0.0012969 | 0.0012971 | 0.0012971 | 0.97478 | -0.48788 | 0.97474 | -0.48872 | 0.35636
44 | 0.00064802 | 0.00016215 | -0.00064801 | -0.00016241 | 7.7153e-09 | -2.5714e-07 | 0.00098915 | 0.00098925 | 0.00098925 | 0.97474 | -0.48872 | 0.97473 | -0.48897 | 0.27177
45 | -0.0072038 | -0.0018041 | 0.0072047 | 0.0018044 | 9.0308e-07 | 3.2111e-07 | 0.010904 | 0.010903 | 0.010904 | 0.98307 | -0.32535 | 0.9832 | -0.32272 | 2.9955
46 | -0.0073538 | -0.0018418 | 0.0073547 | 0.0018421 | 9.6567e-07 | 3.543e-07 | 0.011129 | 0.011129 | 0.011129 | 0.9832 | -0.32272 | 0.98335 | -0.31996 | 3.0574
47 | -0.0075029 | -0.0018793 | 0.0075046 | 0.0018799 | 1.6748e-06 | 6.3219e-07 | 0.011353 | 0.011353 | 0.011353 | 0.98335 | -0.31996 | 0.98359 | -0.31528 | 3.119
48 | -0.0085086 | -0.0021315 | 0.0085099 | 0.0021321 | 1.3231e-06 | 5.7644e-07 | 0.012872 | 0.012872 | 0.012872 | 0.98359 | -0.31528 | 0.98375 | -0.31201 | 3.5362
49 | -0.0024119 | -0.00060449 | 0.0024121 | 0.00060424 | 1.3696e-07 | -2.4536e-07 | 0.0036898 | 0.0036896 | 0.0036898 | 0.97269 | -0.52943 | 0.97275 | -0.52824 | 1.0137
50 | -0.010399 | -0.002606 | 0.010407 | 0.0026019 | 7.5754e-06 | -4.0796e-06 | 0.015908 | 0.015904 | 0.015908 | 0.97275 | -0.52824 | 0.97352 | -0.51294 | 1.4567
51 | -0.011094 | -0.0027741 | 0.011095 | 0.0027737 | 1.0272e-06 | -4.0909e-07 | 0.016954 | 0.016954 | 0.016954 | 0.97352 | -0.51294 | 0.97362 | -0.511 | 1.5526
52 | -0.012603 | -0.0031516 | 0.012603 | 0.0031515 | 6.643e-07 | -1.0945e-07 | 0.019259 | 0.019259 | 0.019259 | 0.97362 | -0.511 | 0.97367 | -0.50989 | 1.7636
53 | 0.00084047 | 0.00020997 | -0.00084046 | -0.00021012 | 7.1075e-09 | -1.4497e-07 | 0.0012698 | 0.0012699 | 0.0012699 | 0.9847 | -0.29353 | 0.98469 | -0.29371 | 0.34887
54 | 0.00046451 | 0.0001159 | -0.00046451 | -0.00011602 | 1.8488e-09 | -1.2615e-07 | 0.00070177 | 0.00070181 | 0.00070181 | 0.98469 | -0.29371 | 0.98469 | -0.29379 | 0.19281
55 | 0.00046451 | 0.00011602 | -0.00046451 | -0.00011613 | 1.5424e-09 | -1.0523e-07 | 0.00070181 | 0.00070185 | 0.00070185 | 0.98469 | -0.29379 | 0.98468 | -0.29386 | 0.19282
56 | 0.0097657 | 0.0024484 | -0.0097609 | -0.0024461 | 4.8163e-06 | 2.3332e-06 | 0.01476 | 0.014761 | 0.014761 | 0.98451 | -0.29715 | 0.98398 | -0.30751 | 4.0551
57 | -0.044143 | -0.011114 | 0.044146 | 0.011116 | 3.7298e-06 | 2.1296e-06 | 0.066617 | 0.066617 | 0.066617 | 0.98627 | -0.2629 | 0.98636 | -0.26113 | 6.1005
58 | 0.00027161 | 6.7782e-05 | -0.00027161 | -6.8071e-05 | 1.4405e-09 | -2.892e-07 | 0.00041034 | 0.00041044 | 0.00041044 | 0.98468 | -0.29386 | 0.98468 | -0.29397 | 0.11276
59 | 0.0096098 | 0.0024082 | -0.0096091 | -0.0024078 | 7.652e-07 | 3.6701e-07 | 0.014532 | 0.014532 | 0.014532 | 0.98398 | -0.30751 | 0.9839 | -0.30918 | 3.9924
60 | -0.044433 | -0.011188 | 0.044435 | 0.011189 | 1.1301e-06 | 6.4627e-07 | 0.06705 | 0.06705 | 0.06705 | 0.98636 | -0.26113 | 0.98639 | -0.2606 | 6.1401
61 | 0.0015584 | 0.00038887 | -0.0015581 | -0.0003905 | 3.1309e-07 | -1.633e-06 | 0.0023802 | 0.0023809 | 0.0023809 | 0.97403 | -0.50288 | 0.97382 | -0.5071 | 0.65408
62 | 0.0032289 | 0.00080751 | -0.0032288 | -0.00080762 | 1.5451e-07 | -1.1194e-07 | 0.004932 | 0.0049321 | 0.0049321 | 0.97406 | -0.50226 | 0.97401 | -0.50326 | 1.355
63 | 0.0087749 | 0.0022001 | -0.0087702 | -0.002198 | 4.6989e-06 | 2.1383e-06 | 0.013399 | 0.0134 | 0.0134 | 0.97449 | -0.49231 | 0.97392 | -0.50355 | 3.6812
64 | -0.0099303 | -0.0024897 | 0.0099319 | 0.0024905 | 1.5865e-06 | 7.8609e-07 | 0.015164 | 0.015164 | 0.015164 | 0.97449 | -0.49231 | 0.97466 | -0.48896 | 4.1658
65 | -0.012455 | -0.0031229 | 0.012467 | 0.0031295 | 1.2126e-05 | 6.6449e-06 | 0.019016 | 0.019015 | 0.019016 | 0.97466 | -0.48896 | 0.97569 | -0.46855 | 5.2241
66 | -0.031996 | -0.0080262 | 0.032036 | 0.0080514 | 4.0305e-05 | 2.5231e-05 | 0.048799 | 0.048799 | 0.048799 | 0.97569 | -0.46855 | 0.97704 | -0.44216 | 13.4064
67 | 0.019529 | 0.0048966 | -0.019524 | -0.0048938 | 4.8082e-06 | 2.8968e-06 | 0.029784 | 0.029784 | 0.029784 | 0.97569 | -0.46855 | 0.97543 | -0.47371 | 8.1824
68 | -0.035373 | -0.0088876 | 0.035393 | 0.0089003 | 2.0271e-05 | 1.274e-05 | 0.05388 | 0.05388 | 0.05388 | 0.97704 | -0.44216 | 0.97765 | -0.43016 | 14.8023
69 | 0.012848 | 0.0032206 | -0.012844 | -0.0032185 | 3.856e-06 | 2.1338e-06 | 0.0196 | 0.0196 | 0.0196 | 0.97543 | -0.47371 | 0.97511 | -0.48001 | 5.3846
70 | -0.038907 | -0.0097811 | 0.03896 | 0.0098146 | 5.3188e-05 | 3.3532e-05 | 0.059229 | 0.059229 | 0.059229 | 0.97765 | -0.43016 | 0.97911 | -0.40157 | 16.2717
71 | 0.0018918 | 0.00047352 | -0.0018917 | -0.00047393 | 1.237e-07 | -4.1459e-07 | 0.0028866 | 0.0028868 | 0.0028868 | 0.97511 | -0.48001 | 0.97504 | -0.48139 | 0.79308
72 | -0.044699 | -0.011255 | 0.044775 | 0.011298 | 7.5907e-05 | 4.3459e-05 | 0.06745 | 0.067448 | 0.06745 | 0.98639 | -0.2606 | 0.98822 | -0.22514 | 6.1767
73 | -0.045292 | -0.011428 | 0.045375 | 0.011476 | 8.2917e-05 | 4.7579e-05 | 0.068226 | 0.068224 | 0.068226 | 0.98822 | -0.22514 | 0.99019 | -0.18698 | 6.2478
74 | -0.048625 | -0.012289 | 0.048628 | 0.01229 | 2.7652e-06 | 1.61e-06 | 0.073108 | 0.073108 | 0.073108 | 0.99019 | -0.18698 | 0.99026 | -0.18579 | 6.6948
75 | 0.0032499 | 0.00081323 | -0.0032498 | -0.00081333 | 1.185e-07 | -9.46e-08 | 0.0048834 | 0.0048834 | 0.0048834 | 0.99019 | -0.18698 | 0.99015 | -0.18775 | 1.3416
76 | 0.00097666 | 0.00024387 | -0.00097662 | -0.00024443 | 3.7079e-08 | -5.6702e-07 | 0.0014673 | 0.0014675 | 0.0014675 | 0.99026 | -0.18579 | 0.99021 | -0.18659 | 0.40315
77 | -0.049604 | -0.012534 | 0.049659 | 0.012566 | 5.4814e-05 | 3.2034e-05 | 0.074575 | 0.074574 | 0.074575 | 0.99026 | -0.18579 | 0.99145 | -0.16277 | 6.8292
78 | 0.0012186 | 0.00030425 | -0.0012184 | -0.00030537 | 1.1665e-07 | -1.1186e-06 | 0.0018309 | 0.0018313 | 0.0018313 | 0.99015 | -0.18775 | 0.99005 | -0.18976 | 0.5031
79 | -0.0087709 | -0.0021975 | 0.0087709 | 0.0021975 | 1.4548e-08 | 6.5123e-09 | 0.013267 | 0.013267 | 0.013267 | 0.98375 | -0.31201 | 0.98375 | -0.31198 | 3.6447
80 | -0.0089255 | -0.0022363 | 0.0089267 | 0.0022368 | 1.1898e-06 | 5.4043e-07 | 0.0135 | 0.0135 | 0.0135 | 0.98375 | -0.31198 | 0.9839 | -0.30918 | 3.7089
81 | 0.00036823 | 9.1957e-05 | -0.00036823 | -9.2287e-05 | 2.9602e-09 | -3.2981e-07 | 0.00055323 | 0.00055335 | 0.00055335 | 0.99021 | -0.18659 | 0.99021 | -0.18676 | 0.15202
82 | -0.05103 | -0.01291 | 0.051072 | 0.012934 | 4.1303e-05 | 2.4255e-05 | 0.076632 | 0.076631 | 0.076632 | 0.99145 | -0.16277 | 0.99233 | -0.14591 | 7.0175
83 | 0.16732 | 0.042702 | -0.16726 | -0.042663 | 6.0489e-05 | 3.8414e-05 | 0.25066 | 0.25066 | 0.25066 | 0.99433 | -0.10754 | 0.99394 | -0.11503 | 22.9542
84 | -0.19354 | -0.049295 | 0.19376 | 0.049434 | 0.00021848 | 0.00013902 | 0.28991 | 0.28991 | 0.28991 | 0.99433 | -0.10754 | 0.99556 | -0.084166 | 26.5486
85 | 0.16453 | 0.041979 | -0.16433 | -0.041857 | 0.00019266 | 0.00012232 | 0.24658 | 0.24658 | 0.24658 | 0.99394 | -0.11503 | 0.99267 | -0.1393 | 22.5802
86 | -0.19717 | -0.050288 | 0.19738 | 0.050421 | 0.00020807 | 0.00013242 | 0.29501 | 0.29501 | 0.29501 | 0.99556 | -0.084166 | 0.99671 | -0.062338 | 27.0155
87 | 0.0034116 | 0.00085463 | -0.0034114 | -0.00085473 | 1.4132e-07 | -9.8022e-08 | 0.005099 | 0.005099 | 0.005099 | 0.99556 | -0.084166 | 0.99552 | -0.085036 | 1.4008
88 | 0.0011627 | 0.00029124 | -0.0011626 | -0.00029139 | 1.3597e-08 | -1.4815e-07 | 0.0017357 | 0.0017358 | 0.0017358 | 0.99671 | -0.062338 | 0.9967 | -0.062583 | 0.47686
89 | -0.19854 | -0.050712 | 0.19857 | 0.050729 | 2.6153e-05 | 1.6645e-05 | 0.29674 | 0.29674 | 0.29674 | 0.99671 | -0.062338 | 0.99685 | -0.059613 | 27.1744
90 | 0.0017027 | 0.00042649 | -0.0017027 | -0.00042673 | 5.1637e-08 | -2.4334e-07 | 0.002545 | 0.0025451 | 0.0025451 | 0.99552 | -0.085036 | 0.99548 | -0.085672 | 0.69921
91 | -0.052621 | -0.013321 | 0.052638 | 0.013331 | 1.6715e-05 | 9.8662e-06 | 0.078954 | 0.078954 | 0.078954 | 0.99233 | -0.14591 | 0.99267 | -0.1393 | 7.2302
92 | 0.0015497 | 0.00038657 | -0.0015496 | -0.00038715 | 1.0211e-07 | -5.8629e-07 | 0.0023232 | 0.0023235 | 0.0023235 | 0.99233 | -0.14591 | 0.99226 | -0.1473 | 0.63831
93 | 0.1117 | 0.028526 | -0.11165 | -0.028499 | 4.2462e-05 | 2.7123e-05 | 0.16762 | 0.16762 | 0.16762 | 0.99267 | -0.1393 | 0.99226 | -0.14717 | 46.05
94 | 0.0015496 | 0.00038715 | -0.0015495 | -0.00038788 | 1.2635e-07 | -7.2513e-07 | 0.0023235 | 0.0023237 | 0.0023237 | 0.99226 | -0.1473 | 0.99217 | -0.14902 | 0.63839
95 | 0.00090278 | 0.00022588 | -0.00090276 | -0.00022625 | 2.0128e-08 | -3.7248e-07 | 0.0013475 | 0.0013476 | 0.0013476 | 0.99685 | -0.059613 | 0.99683 | -0.060081 | 0.37022
96 | -0.19947 | -0.050955 | 0.19969 | 0.051097 | 0.00022301 | 0.00014194 | 0.29809 | 0.29809 | 0.29809 | 0.99685 | -0.059613 | 0.99807 | -0.036517 | 27.2978
97 | 0.11165 | 0.028499 | -0.11134 | -0.028298 | 0.00031524 | 0.00020137 | 0.16762 | 0.16762 | 0.16762 | 0.99226 | -0.14717 | 0.9892 | -0.20578 | 46.05
98 | 0.00080564 | 0.00020145 | -0.00080562 | -0.00020191 | 2.0107e-08 | -4.6151e-07 | 0.0012081 | 0.0012083 | 0.0012083 | 0.99217 | -0.14902 | 0.99214 | -0.14954 | 0.33194
99 | 0.019686 | 0.004939 | -0.019681 | -0.004936 | 5.0143e-06 | 3.0204e-06 | 0.029881 | 0.029881 | 0.029881 | 0.98038 | -0.37687 | 0.9801 | -0.38221 | 8.2091
100 | -0.019686 | -0.004939 | 0.019693 | 0.0049433 | 7.1714e-06 | 4.3195e-06 | 0.029881 | 0.029881 | 0.029881 | 0.98038 | -0.37687 | 0.98077 | -0.36923 | 8.2091
101 | 0.015555 | 0.0039018 | -0.015545 | -0.0038962 | 9.6133e-06 | 5.5737e-06 | 0.023616 | 0.023617 | 0.023617 | 0.9801 | -0.38221 | 0.97944 | -0.39519 | 6.4881
102 | 0.020561 | 0.005161 | -0.02055 | -0.0051543 | 1.108e-05 | 6.7081e-06 | 0.031199 | 0.031199 | 0.031199 | 0.98077 | -0.36923 | 0.98019 | -0.38054 | 8.5711
103 | -0.040255 | -0.010104 | 0.040291 | 0.010127 | 3.6282e-05 | 2.2893e-05 | 0.06108 | 0.061079 | 0.06108 | 0.98077 | -0.36923 | 0.98173 | -0.35035 | 16.7801
104 | 0.0009588 | 0.00023872 | -0.00095877 | -0.00023918 | 3.1251e-08 | -4.6371e-07 | 0.0014642 | 0.0014644 | 0.0014644 | 0.97401 | -0.50326 | 0.97397 | -0.50395 | 0.40231
105 | 0.00095877 | 0.00023918 | -0.00095874 | -0.00023964 | 3.0759e-08 | -4.5627e-07 | 0.0014644 | 0.0014646 | 0.0014646 | 0.97397 | -0.50395 | 0.97394 | -0.50462 | 0.40235
106 | 0.00095874 | 0.00023964 | -0.0009587 | -0.00024027 | 4.2881e-08 | -6.3584e-07 | 0.0014646 | 0.0014648 | 0.0014648 | 0.97394 | -0.50462 | 0.97389 | -0.50556 | 0.40242
107 | -0.041779 | -0.010521 | 0.041815 | 0.010544 | 3.5979e-05 | 2.2727e-05 | 0.063512 | 0.063512 | 0.063512 | 0.97911 | -0.40157 | 0.98003 | -0.38358 | 17.4484
108 | -0.044648 | -0.011254 | 0.044697 | 0.011285 | 4.8949e-05 | 3.097e-05 | 0.067813 | 0.067813 | 0.067813 | 0.98003 | -0.38358 | 0.9812 | -0.36069 | 18.6301
109 | -0.047555 | -0.012001 | 0.047572 | 0.012011 | 1.6494e-05 | 1.045e-05 | 0.072148 | 0.072148 | 0.072148 | 0.9812 | -0.36069 | 0.98157 | -0.35345 | 19.8209
110 | -0.051063 | -0.012887 | 0.051071 | 0.012891 | 7.5799e-06 | 4.8085e-06 | 0.077441 | 0.077441 | 0.077441 | 0.98157 | -0.35345 | 0.98173 | -0.35035 | 21.275
111 | -0.095541 | -0.02411 | 0.095635 | 0.02417 | 9.3897e-05 | 5.9942e-05 | 0.14468 | 0.14468 | 0.14468 | 0.98305 | -0.32474 | 0.9841 | -0.30424 | 39.7466
112 | 0.091474 | 0.02309 | -0.091361 | -0.023019 | 0.0001121 | 7.1545e-05 | 0.13852 | 0.13852 | 0.13852 | 0.98305 | -0.32474 | 0.98173 | -0.35035 | 38.0551
113 | -0.099336 | -0.025097 | 0.099425 | 0.025154 | 8.9365e-05 | 5.7059e-05 | 0.15027 | 0.15027 | 0.15027 | 0.9841 | -0.30424 | 0.98507 | -0.28549 | 41.2838
114 | -0.10336 | -0.026141 | 0.10352 | 0.026241 | 0.00015656 | 9.998e-05 | 0.15622 | 0.15622 | 0.15622 | 0.98507 | -0.28549 | 0.9867 | -0.25397 | 42.9188
115 | -0.10657 | -0.027006 | 0.10664 | 0.027049 | 6.8508e-05 | 4.3755e-05 | 0.16082 | 0.16082 | 0.16082 | 0.9867 | -0.25397 | 0.98739 | -0.24059 | 44.182
116 | 0.019626 | 0.0049227 | -0.01962 | -0.0049186 | 6.8286e-06 | 4.1119e-06 | 0.029796 | 0.029796 | 0.029796 | 0.98019 | -0.38054 | 0.97982 | -0.38784 | 8.1857
117 | -0.10884 | -0.027601 | 0.10902 | 0.027717 | 0.00018249 | 0.00011656 | 0.16414 | 0.16414 | 0.16414 | 0.98739 | -0.24059 | 0.9892 | -0.20578 | 45.0925
118 | 0.018656 | 0.0046772 | -0.018655 | -0.0046766 | 9.6386e-07 | 5.7654e-07 | 0.028333 | 0.028333 | 0.028333 | 0.97982 | -0.38784 | 0.97976 | -0.38892 | 7.7837
119 | 0.013102 | 0.0032848 | -0.013098 | -0.0032828 | 3.5954e-06 | 1.9962e-06 | 0.019899 | 0.019899 | 0.019899 | 0.97976 | -0.38892 | 0.97947 | -0.39468 | 5.4668
120 | 0.0083978 | 0.0021048 | -0.0083969 | -0.0021044 | 9.1815e-07 | 3.9832e-07 | 0.012758 | 0.012758 | 0.012758 | 0.97947 | -0.39468 | 0.97935 | -0.39698 | 3.505
121 | 0.0045512 | 0.0011406 | -0.0045512 | -0.0011406 | 2.9132e-08 | -1.7978e-09 | 0.0069151 | 0.0069151 | 0.0069151 | 0.97935 | -0.39698 | 0.97935 | -0.39711 | 1.8997
122 | 0.0075377 | 0.0018894 | -0.0075355 | -0.0018886 | 2.1248e-06 | 8.1629e-07 | 0.011452 | 0.011452 | 0.011452 | 0.97944 | -0.39519 | 0.97914 | -0.4011 | 3.1461
123 | 0.0075355 | 0.0018886 | -0.0075352 | -0.0018885 | 3.2631e-07 | 1.2539e-07 | 0.011452 | 0.011452 | 0.011452 | 0.97914 | -0.4011 | 0.9791 | -0.40201 | 3.1461
124 | -0.004551 | -0.0011406 | 0.0045512 | 0.0011406 | 2.1797e-07 | -1.3441e-08 | 0.0069151 | 0.0069151 | 0.0069151 | 0.97929 | -0.39812 | 0.97935 | -0.39711 | 1.8998
125 | -0.20051 | -0.051301 | 0.20058 | 0.051347 | 7.2786e-05 | 4.6328e-05 | 0.29931 | 0.29931 | 0.29931 | 0.99807 | -0.036517 | 0.99846 | -0.029021 | 27.4092
126 | 0.0013606 | 0.00034085 | -0.0013606 | -0.000341 | 2.2277e-08 | -1.5759e-07 | 0.0020764 | 0.0020765 | 0.0020765 | 0.97504 | -0.48139 | 0.97503 | -0.48173 | 0.57046
127 | -0.20185 | -0.051665 | 0.20206 | 0.0518 | 0.00021291 | 0.00013552 | 0.30119 | 0.30119 | 0.30119 | 0.99846 | -0.029021 | 0.99962 | -0.0072635 | 27.5819
128 | -0.20318 | -0.05208 | 0.20325 | 0.052126 | 7.1572e-05 | 4.556e-05 | 0.30286 | 0.30286 | 0.30286 | 0.99962 | -0.0072635 | 1 | 0 | 27.7342
129 | 0.0091681 | 0.0022976 | -0.0091669 | -0.002297 | 1.2366e-06 | 5.5899e-07 | 0.013642 | 0.013642 | 0.013642 | 1 | 0 | 0.99985 | -0.0028317 | 3.7479
130 | 0.0080724 | 0.0020227 | -0.008072 | -0.0020226 | 3.4321e-07 | 1.3649e-07 | 0.012013 | 0.012013 | 0.012013 | 0.99985 | -0.0028317 | 0.99981 | -0.0037243 | 3.3004
131 | -0.0025624 | -0.00064219 | 0.0025625 | 0.00064188 | 1.7704e-07 | -3.1195e-07 | 0.0038147 | 0.0038146 | 0.0038147 | 0.99951 | -0.0094611 | 0.99958 | -0.0080105 | 1.048
132 | -0.0046768 | -0.0011718 | 0.0046772 | 0.0011717 | 4.1355e-07 | -3.362e-08 | 0.0069619 | 0.0069618 | 0.0069619 | 0.99958 | -0.0080105 | 0.99968 | -0.0061539 | 1.9126
133 | -0.0058054 | -0.0014545 | 0.0058055 | 0.0014545 | 1.6959e-07 | 2.9127e-08 | 0.0086411 | 0.0086411 | 0.0086411 | 0.99968 | -0.0061539 | 0.99971 | -0.0055405 | 2.3739
134 | -0.006977 | -0.0017481 | 0.0069777 | 0.0017483 | 6.0356e-07 | 1.9057e-07 | 0.010385 | 0.010385 | 0.010385 | 0.99971 | -0.0055405 | 0.99981 | -0.0037243 | 2.853

## res_trafo
| p_hv_mw | q_hv_mvar | p_lv_mw | q_lv_mvar | pl_mw | ql_mvar | i_hv_ka | i_lv_ka | vm_hv_pu | va_hv_degree | vm_lv_pu | va_lv_degree | loading_percent
0 | -1.2729e-15 | -1.3162e-15 | 0.00165 | 1.2699e-07 | 0.00165 | 1.2699e-07 | 5.2857e-17 | 0.0023815 | 0.99998 | 149.9956 | 1 | 0 | 0.2619

## res_ext_grid
| p_mw | q_mvar
0 | 0.21515 | 0.054695

## res_load
| p_mw | q_mvar
0 | 0.004015 | 0.0010063
1 | 0.0025422 | 0.00063713
2 | 0.0045531 | 0.0011411
3 | 0.0024719 | 0.00061952
4 | 0.0036648 | 0.00091848
5 | 0.0029693 | 0.00074417
6 | 0.0034349 | 0.00086088
7 | 0.0025111 | 0.00062933
8 | 0.00084406 | 0.00021154
9 | 0.00031538 | 7.9042e-05
10 | 0.00049654 | 0.00012445
11 | 0.00097457 | 0.00024425
12 | 0.0029432 | 0.00073763
13 | 0.0015967 | 0.00040017
14 | 0.00067784 | 0.00016988
15 | 0.00077293 | 0.00019371
16 | 0.0008318 | 0.00020847
17 | 0.00022508 | 5.6411e-05
18 | 0.001591 | 0.00039875
19 | 0.00053924 | 0.00013515
20 | 0.00046963 | 0.0001177
21 | 0.00055364 | 0.00013875
22 | 0.0023416 | 0.00058687
23 | 0.00072115 | 0.00018074
24 | 0.0021034 | 0.00052717
25 | 0.00020175 | 5.0564e-05
26 | 0.00064801 | 0.00016241
27 | 0.00015123 | 3.7901e-05
28 | 0.00014904 | 3.7352e-05
29 | 0.00014819 | 3.7139e-05
30 | 0.001004 | 0.00025162
31 | 0.0024119 | 0.00060449
32 | 0.0079871 | 0.0020018
33 | 0.00068692 | 0.00017216
34 | 0.0015081 | 0.00037797
35 | 0.0017767 | 0.00044528
36 | 0.00037595 | 9.4221e-05
37 | 0.0001929 | 4.8346e-05
38 | 0.00015103 | 3.7853e-05
39 | 0.00028704 | 7.194e-05
40 | 0.00027161 | 6.8071e-05
41 | 0.0016435 | 0.00041189
42 | 0.0015581 | 0.0003905
43 | 0.0005732 | 0.00014366
44 | 0.0011554 | 0.00028957
45 | 0.0087702 | 0.002198
46 | 0.0025231 | 0.00063236
47 | 0.0033364 | 0.00083617
48 | 0.006676 | 0.0016732
49 | 0.0035144 | 0.00088078
50 | 0.010952 | 0.0027449
51 | 0.00026476 | 6.6354e-05
52 | 0.00051689 | 0.00012955
53 | 0.0020312 | 0.00050907
54 | 0.00026103 | 6.5421e-05
55 | 0.00015461 | 3.8749e-05
56 | 0.00068232 | 0.00017101
57 | 0.00060839 | 0.00015248
58 | 0.0013711 | 0.00034364
59 | 0.0012184 | 0.00030537
60 | 0.0027287 | 0.00068388
61 | 0.0017087 | 0.00042824
62 | 0.00036823 | 9.2287e-05
63 | 0.0011626 | 0.00029139
64 | 0.0017027 | 0.00042673
65 | 0.00074388 | 0.00018643
66 | 0.0041263 | 0.0010342
67 | 0.00227 | 0.00056891
68 | 0.0009587 | 0.00024027
69 | 0.0028184 | 0.00070637
70 | 0.0028329 | 0.00070999
71 | 0.0028583 | 0.00071635
72 | 0.0034915 | 0.00087506
73 | 0.0040678 | 0.0010195
74 | 0.0037005 | 0.00092743
75 | 0.0039399 | 0.00098743
76 | 0.003049 | 0.00076416
77 | 0.00092407 | 0.00023159
78 | 0.0021993 | 0.0005512
79 | 0.00096349 | 0.00024147
80 | 0.002317 | 0.00058069
81 | 0.0055532 | 0.0013918
82 | 0.0047004 | 0.001178
83 | 0.0038457 | 0.00096382
84 | 0.0080072 | 0.0020068
85 | 0.0075352 | 0.0018885
86 | 0.004551 | 0.0011406
87 | 0.00080562 | 0.00020191
88 | 0.00090276 | 0.00022625
89 | 0.0008161 | 0.00020453
90 | 0.00053103 | 0.00013309
91 | 0.0013606 | 0.000341
92 | 0.0012658 | 0.00031723
93 | 0.0011173 | 0.00028002
94 | 0.0010831 | 0.00027146
95 | 0.0010945 | 0.00027431
96 | 0.0025624 | 0.00064219
97 | 0.0021142 | 0.00052987
98 | 0.0011282 | 0.00028275
99 | 0.0011715 | 0.00029361
100 | 0.0010944 | 0.00027428

## dtypes
| element | column | dtype
0 | bus | name | object
1 | bus | vn_kv | float64
2 | bus | type | object
3 | bus | zone | object
4 | bus | in_service | bool
5 | load | name | object
6 | load | bus | uint32
7 | load | p_mw | float64
8 | load | q_mvar | float64
9 | load | const_z_percent | float64
10 | load | const_i_percent | float64
11 | load | sn_mva | float64
12 | load | scaling | float64
13 | load | in_service | bool
14 | load | type | object
15 | ext_grid | name | object
16 | ext_grid | bus | uint32
17 | ext_grid | vm_pu | float64
18 | ext_grid | va_degree | float64
19 | ext_grid | slack_weight | float64
20 | ext_grid | in_service | bool
21 | line | name | object
22 | line | std_type | object
23 | line | from_bus | uint32
24 | line | to_bus | uint32
25 | line | length_km | float64
26 | line | r_ohm_per_km | float64
27 | line | x_ohm_per_km | float64
28 | line | c_nf_per_km | float64
29 | line | g_us_per_km | float64
30 | line | max_i_ka | float64
31 | line | df | float64
32 | line | parallel | uint32
33 | line | type | object
34 | line | in_service | bool
35 | trafo | name | object
36 | trafo | std_type | object
37 | trafo | hv_bus | uint32
38 | trafo | lv_bus | uint32
39 | trafo | sn_mva | float64
40 | trafo | vn_hv_kv | float64
41 | trafo | vn_lv_kv | float64
42 | trafo | vk_percent | float64
43 | trafo | vkr_percent | float64
44 | trafo | pfe_kw | float64
45 | trafo | i0_percent | float64
46 | trafo | shift_degree | float64
47 | trafo | tap_side | object
48 | trafo | tap_neutral | int32
49 | trafo | tap_min | int32
50 | trafo | tap_max | int32
51 | trafo | tap_step_percent | float64
52 | trafo | tap_step_degree | float64
53 | trafo | tap_pos | int32
54 | trafo | tap_phase_shifter | bool
55 | trafo | parallel | uint32
56 | trafo | df | float64
57 | trafo | in_service | bool
58 | line_geodata | coords | object
59 | bus_geodata | x | float64
60 | bus_geodata | y | float64
61 | bus_geodata | coords | object
62 | res_bus | vm_pu | float64
63 | res_bus | va_degree | float64
64 | res_bus | p_mw | float64
65 | res_bus | q_mvar | float64
66 | res_line | p_from_mw | float64
67 | res_line | q_from_mvar | float64
68 | res_line | p_to_mw | float64
69 | res_line | q_to_mvar | float64
70 | res_line | pl_mw | float64
71 | res_line | ql_mvar | float64
72 | res_line | i_from_ka | float64
73 | res_line | i_to_ka | float64
74 | res_line | i_ka | float64
75 | res_line | vm_from_pu | float64
76 | res_line | va_from_degree | float64
77 | res_line | vm_to_pu | float64
78 | res_line | va_to_degree | float64
79 | res_line | loading_percent | float64
80 | res_trafo | p_hv_mw | float64
81 | res_trafo | q_hv_mvar | float64
82 | res_trafo | p_lv_mw | float64
83 | res_trafo | q_lv_mvar | float64
84 | res_trafo | pl_mw | float64
85 | res_trafo | ql_mvar | float64
86 | res_trafo | i_hv_ka | float64
87 | res_trafo | i_lv_ka | float64
88 | res_trafo | vm_hv_pu | float64
89 | res_trafo | va_hv_degree | float64
90 | res_trafo | vm_lv_pu | float64
91 | res_trafo | va_lv_degree | float64
92 | res_trafo | loading_percent | float64
93 | res_ext_grid | p_mw | float64
94 | res_ext_grid | q_mvar | float64
95 | res_load | p_mw | float64
96 | res_load | q_mvar | float64

## parameters
| version | format_version | converged | OPF_converged | name | f_hz | sn_mva
0 | 2.14.6 | 2.14.0 | TRUE | FALSE |  | 50 | 1