## bus
| name | vn_kv | type | zone | in_service
0 | bus_LV_1069-2_0_3_node_0 | 0.4 | n |  | TRUE
1 | bus_LV_1069-2_0_3_node_1 | 0.4 | n |  | TRUE
2 | bus_LV_1069-2_0_3_node_2 | 0.4 | n |  | TRUE
3 | bus_LV_1069-2_0_3_node_3 | 0.4 | n |  | TRUE
4 | bus_LV_1069-2_0_3_node_4 | 0.4 | n |  | TRUE
5 | bus_LV_1069-2_0_3_node_5 | 0.4 | n |  | TRUE
6 | bus_LV_1069-2_0_3_node_6 | 0.4 | n |  | TRUE
7 | bus_LV_1069-2_0_3_node_7 | 0.4 | n |  | TRUE
8 | bus_LV_1069-2_0_3_node_8 | 0.4 | n |  | TRUE
9 | bus_LV_1069-2_0_3_node_118 | 0.4 | n |  | TRUE
10 | bus_LV_1069-2_0_3_node_9 | 0.4 | n |  | TRUE
11 | bus_LV_1069-2_0_3_node_117 | 0.4 | n |  | TRUE
12 | bus_LV_1069-2_0_3_node_10 | 0.4 | n |  | TRUE
13 | bus_LV_1069-2_0_3_node_11 | 0.4 | n |  | TRUE
14 | bus_LV_1069-2_0_3_node_12 | 0.4 | n |  | TRUE
15 | bus_LV_1069-2_0_3_node_13 | 0.4 | n |  | TRUE
16 | bus_LV_1069-2_0_3_node_14 | 0.4 | n |  | TRUE
17 | bus_LV_1069-2_0_3_node_15 | 0.4 | n |  | TRUE
18 | bus_LV_1069-2_0_3_node_126 | 0.4 | n |  | TRUE
19 | bus_LV_1069-2_0_3_node_80 | 0.4 | n |  | TRUE
20 | bus_LV_1069-2_0_3_node_16 | 0.4 | n |  | TRUE
21 | bus_LV_1069-2_0_3_node_136 | 0.4 | n |  | TRUE
22 | bus_LV_1069-2_0_3_node_114 | 0.4 | n |  | TRUE
23 | bus_LV_1069-2_0_3_node_127 | 0.4 | n |  | TRUE
24 | bus_LV_1069-2_0_3_node_104 | 0.4 | n |  | TRUE
25 | bus_LV_1069-2_0_3_node_103 | 0.4 | n |  | TRUE
26 | bus_LV_1069-2_0_3_node_74 | 0.4 | n |  | TRUE
27 | bus_LV_1069-2_0_3_node_137 | 0.4 | n |  | TRUE
28 | bus_LV_1069-2_0_3_node_112 | 0.4 | n |  | TRUE
29 | bus_LV_1069-2_0_3_node_17 | 0.4 | n |  | TRUE
30 | bus_LV_1069-2_0_3_node_18 | 0.4 | n |  | TRUE
31 | bus_LV_1069-2_0_3_node_19 | 0.4 | n |  | TRUE
32 | bus_LV_1069-2_0_3_node_20 | 0.4 | n |  | TRUE
33 | bus_LV_1069-2_0_3_node_21 | 0.4 | n |  | TRUE
34 | bus_LV_1069-2_0_3_node_22 | 0.4 | n |  | TRUE
35 | bus_LV_1069-2_0_3_node_23 | 0.4 | n |  | TRUE
36 | bus_LV_1069-2_0_3_node_24 | 0.4 | n |  | TRUE
37 | bus_LV_1069-2_0_3_node_26 | 0.4 | n |  | TRUE
38 | bus_LV_1069-2_0_3_node_55 | 0.4 | n |  | TRUE
39 | bus_LV_1069-2_0_3_node_25 | 0.4 | n |  | TRUE
40 | bus_LV_1069-2_0_3_node_37 | 0.4 | n |  | TRUE
41 | bus_LV_1069-2_0_3_node_38 | 0.4 | n |  | TRUE
42 | bus_LV_1069-2_0_3_node_53 | 0.4 | n |  | TRUE
43 | bus_LV_1069-2_0_3_node_75 | 0.4 | n |  | TRUE
44 | bus_LV_1069-2_0_3_node_39 | 0.4 | n |  | TRUE
45 | bus_LV_1069-2_0_3_node_40 | 0.4 | n |  | TRUE
46 | bus_LV_1069-2_0_3_node_54 | 0.4 | n |  | TRUE
47 | bus_LV_1069-2_0_3_node_56 | 0.4 | n |  | TRUE
48 | bus_LV_1069-2_0_3_node_31 | 0.4 | n |  | TRUE
49 | bus_LV_1069-2_0_3_node_125 | 0.4 | n |  | TRUE
50 | bus_LV_1069-2_0_3_node_162 | 0.4 | n |  | TRUE
51 | bus_LV_1069-2_0_3_node_164 | 0.4 | n |  | TRUE
52 | bus_LV_1069-2_0_3_node_124 | 0.4 | n |  | TRUE
53 | bus_LV_1069-2_0_3_node_163 | 0.4 | n |  | TRUE
54 | bus_LV_1069-2_0_3_node_35 | 0.4 | n |  | TRUE
55 | bus_LV_1069-2_0_3_node_50 | 0.4 | n |  | TRUE
56 | bus_LV_1069-2_0_3_node_57 | 0.4 | n |  | TRUE
57 | bus_LV_1069-2_0_3_node_46 | 0.4 | n |  | TRUE
58 | bus_LV_1069-2_0_3_node_43 | 0.4 | n |  | TRUE
59 | bus_LV_1069-2_0_3_node_100 | 0.4 | n |  | TRUE
60 | bus_LV_1069-2_0_3_node_161 | 0.4 | n |  | TRUE
61 | bus_LV_1069-2_0_3_node_101 | 0.4 | n |  | TRUE
62 | bus_LV_1069-2_0_3_node_160 | 0.4 | n |  | TRUE
63 | bus_LV_1069-2_0_3_node_47 | 0.4 | n |  | TRUE
64 | bus_LV_1069-2_0_3_node_48 | 0.4 | n |  | TRUE
65 | bus_LV_1069-2_0_3_node_49 | 0.4 | n |  | TRUE
66 | bus_LV_1069-2_0_3_node_51 | 0.4 | n |  | TRUE
67 | bus_LV_1069-2_0_3_node_220 | 0.4 | n |  | TRUE
68 | bus_LV_1069-2_0_3_node_58 | 0.4 | n |  | TRUE
69 | bus_LV_1069-2_0_3_node_229 | 0.4 | n |  | TRUE
70 | bus_LV_1069-2_0_3_node_133 | 0.4 | n |  | TRUE
71 | bus_LV_1069-2_0_3_node_102 | 0.4 | n |  | TRUE
72 | bus_LV_1069-2_0_3_node_71 | 0.4 | n |  | TRUE
73 | bus_LV_1069-2_0_3_node_85 | 0.4 | n |  | TRUE
74 | bus_LV_1069-2_0_3_node_121 | 0.4 | n |  | TRUE
75 | bus_LV_1069-2_0_3_node_84 | 0.4 | n |  | TRUE
76 | bus_LV_1069-2_0_3_node_131 | 0.4 | n |  | TRUE
77 | bus_LV_1069-2_0_3_node_67 | 0.4 | n |  | TRUE
78 | bus_LV_1069-2_0_3_node_68 | 0.4 | n |  | TRUE
79 | bus_LV_1069-2_0_3_node_69 | 0.4 | n |  | TRUE
80 | bus_LV_1069-2_0_3_node_70 | 0.4 | n |  | TRUE
81 | bus_LV_1069-2_0_3_node_73 | 0.4 | n |  | TRUE
82 | bus_LV_1069-2_0_3_node_81 | 0.4 | n |  | TRUE
83 | bus_LV_1069-2_0_3_node_83 | 0.4 | n |  | TRUE
84 | bus_LV_1069-2_0_3_node_116 | 0.4 | n |  | TRUE
85 | bus_LV_1069-2_0_3_node_122 | 0.4 | n |  | TRUE
86 | bus_LV_1069-2_0_3_node_105 | 0.4 | n |  | TRUE
87 | bus_LV_1069-2_0_3_node_106 | 0.4 | n |  | TRUE
88 | bus_LV_1069-2_0_3_node_107 | 0.4 | n |  | TRUE
89 | bus_LV_1069-2_0_3_node_108 | 0.4 | n |  | TRUE
90 | bus_LV_1069-2_0_3_node_109 | 0.4 | n |  | TRUE
91 | bus_LV_1069-2_0_3_node_110 | 0.4 | n |  | TRUE
92 | bus_LV_1069-2_0_3_node_111 | 0.4 | n |  | TRUE
93 | bus_LV_1069-2_0_3_node_113 | 0.4 | n |  | TRUE
94 | bus_LV_1069-2_0_3_node_115 | 0.4 | n |  | TRUE
95 | bus_LV_1069-2_0_3_node_135 | 0.4 | n |  | TRUE
96 | bus_LV_1069-2_0_3_node_156 | 0.4 | n |  | TRUE
97 | bus_LV_1069-2_0_3_node_119 | 0.4 | n |  | TRUE
98 | bus_LV_1069-2_0_3_node_120 | 0.4 | n |  | TRUE
99 | bus_LV_1069-2_0_3_node_123 | 0.4 | n |  | TRUE
100 | bus_LV_1069-2_0_3_node_165 | 0.4 | n |  | TRUE
101 | bus_LV_1069-2_0_3_node_128 | 0.4 | n |  | TRUE
102 | bus_LV_1069-2_0_3_node_129 | 0.4 | n |  | TRUE
103 | bus_LV_1069-2_0_3_node_134 | 0.4 | n |  | TRUE
104 | bus_LV_1069-2_0_3_node_132 | 0.4 | n |  | TRUE
105 | bus_LV_1069-2_0_3_node_157 | 0.4 | n |  | TRUE
106 | bus_LV_1069-2_0_3_node_138 | 0.4 | n |  | TRUE
107 | bus_LV_1069-2_0_3_node_139 | 0.4 | n |  | TRUE
108 | bus_LV_1069-2_0_3_node_140 | 0.4 | n |  | TRUE
109 | bus_LV_1069-2_0_3_node_141 | 0.4 | n |  | TRUE
110 | bus_LV_1069-2_0_3_node_142 | 0.4 | n |  | TRUE
111 | bus_LV_1069-2_0_3_node_143 | 0.4 | n |  | TRUE
112 | bus_LV_1069-2_0_3_node_144 | 0.4 | n |  | TRUE
113 | bus_LV_1069-2_0_3_node_155 | 0.4 | n |  | TRUE
114 | bus_LV_1069-2_0_3_node_154 | 0.4 | n |  | TRUE
115 | bus_LV_1069-2_0_3_node_145 | 0.4 | n |  | TRUE
116 | bus_LV_1069-2_0_3_node_146 | 0.4 | n |  | TRUE
117 | bus_LV_1069-2_0_3_node_147 | 0.4 | n |  | TRUE
118 | bus_LV_1069-2_0_3_node_148 | 0.4 | n |  | TRUE
119 | bus_LV_1069-2_0_3_node_149 | 0.4 | n |  | TRUE
120 | bus_LV_1069-2_0_3_node_150 | 0.4 | n |  | TRUE
121 | bus_LV_1069-2_0_3_node_151 | 0.4 | n |  | TRUE
122 | bus_LV_1069-2_0_3_node_152 | 0.4 | n |  | TRUE
123 | bus_LV_1069-2_0_3_node_153 | 0.4 | n |  | TRUE
124 | bus_LV_1069-2_0_3_node_158 | 0.4 | n |  | TRUE
125 | bus_LV_1069-2_0_3_node_176 | 0.4 | n |  | TRUE
126 | bus_LV_1069-2_0_3_node_166 | 0.4 | n |  | TRUE
127 | bus_MV_1_0_node_17 | 20 | n |  | TRUE

## load
| name | bus | p_mw | q_mvar | const_z_percent | const_i_percent | sn_mva | scaling | in_service | type
0 | LV_1069-2_0_3_load_0 | 0 | 0.0050473 | 0.001265 | 0 | 0 |  | 1 | TRUE | wye
1 | LV_1069-2_0_3_load_1 | 1 | 0.0033841 | 0.00084814 | 0 | 0 |  | 1 | TRUE | wye
2 | LV_1069-2_0_3_load_3 | 3 | 0.0032031 | 0.00080278 | 0 | 0 |  | 1 | TRUE | wye
3 | LV_1069-2_0_3_load_5 | 5 | 0.0019467 | 0.00048788 | 0 | 0 |  | 1 | TRUE | wye
4 | LV_1069-2_0_3_load_6 | 6 | 0.0066569 | 0.0016684 | 0 | 0 |  | 1 | TRUE | wye
5 | LV_1069-2_0_3_load_7 | 7 | 0.0029408 | 0.00073704 | 0 | 0 |  | 1 | TRUE | wye
6 | LV_1069-2_0_3_load_8 | 8 | 0.0079451 | 0.0019912 | 0 | 0 |  | 1 | TRUE | wye
7 | LV_1069-2_0_3_load_118 | 9 | 0.00095118 | 0.00023839 | 0 | 0 |  | 1 | TRUE | wye
8 | LV_1069-2_0_3_load_117 | 11 | 0.0020433 | 0.00051209 | 0 | 0 |  | 1 | TRUE | wye
9 | LV_1069-2_0_3_load_10 | 12 | 0.004939 | 0.0012378 | 0 | 0 |  | 1 | TRUE | wye
10 | LV_1069-2_0_3_load_12 | 14 | 0.0047261 | 0.0011845 | 0 | 0 |  | 1 | TRUE | wye
11 | LV_1069-2_0_3_load_13 | 15 | 0.0065043 | 0.0016301 | 0 | 0 |  | 1 | TRUE | wye
12 | LV_1069-2_0_3_load_14 | 16 | 0.0030185 | 0.00075652 | 0 | 0 |  | 1 | TRUE | wye
13 | LV_1069-2_0_3_load_15 | 17 | 0.0044706 | 0.0011204 | 0 | 0 |  | 1 | TRUE | wye
14 | LV_1069-2_0_3_load_126 | 18 | 0.00097779 | 0.00024506 | 0 | 0 |  | 1 | TRUE | wye
15 | LV_1069-2_0_3_load_80 | 19 | 0.0017629 | 0.00044183 | 0 | 0 |  | 1 | TRUE | wye
16 | LV_1069-2_0_3_load_136 | 21 | 0.0027257 | 0.00068312 | 0 | 0 |  | 1 | TRUE | wye
17 | LV_1069-2_0_3_load_114 | 22 | 0.0013266 | 0.00033249 | 0 | 0 |  | 1 | TRUE | wye
18 | LV_1069-2_0_3_load_127 | 23 | 0.0017951 | 0.0004499 | 0 | 0 |  | 1 | TRUE | wye
19 | LV_1069-2_0_3_load_104 | 24 | 0.0041263 | 0.0010341 | 0 | 0 |  | 1 | TRUE | wye
20 | LV_1069-2_0_3_load_74 | 26 | 0.0048899 | 0.0012255 | 0 | 0 |  | 1 | TRUE | wye
21 | LV_1069-2_0_3_load_137 | 27 | 0.0047891 | 0.0012003 | 0 | 0 |  | 1 | TRUE | wye
22 | LV_1069-2_0_3_load_17 | 29 | 0.0024095 | 0.00060389 | 0 | 0 |  | 1 | TRUE | wye
23 | LV_1069-2_0_3_load_21 | 33 | 0.0031799 | 0.00079696 | 0 | 0 |  | 1 | TRUE | wye
24 | LV_1069-2_0_3_load_22 | 34 | 0.007232 | 0.0018125 | 0 | 0 |  | 1 | TRUE | wye
25 | LV_1069-2_0_3_load_23 | 35 | 0.015533 | 0.0038929 | 0 | 0 |  | 1 | TRUE | wye
26 | LV_1069-2_0_3_load_24 | 36 | 0.0095793 | 0.0024008 | 0 | 0 |  | 1 | TRUE | wye
27 | LV_1069-2_0_3_load_26 | 37 | 0.0026432 | 0.00066246 | 0 | 0 |  | 1 | TRUE | wye
28 | LV_1069-2_0_3_load_37 | 40 | 0.0027682 | 0.00069378 | 0 | 0 |  | 1 | TRUE | wye
29 | LV_1069-2_0_3_load_38 | 41 | 0.002946 | 0.00073834 | 0 | 0 |  | 1 | TRUE | wye
30 | LV_1069-2_0_3_load_75 | 43 | 0.0024428 | 0.00061222 | 0 | 0 |  | 1 | TRUE | wye
31 | LV_1069-2_0_3_load_39 | 44 | 0.0012204 | 0.00030587 | 0 | 0 |  | 1 | TRUE | wye
32 | LV_1069-2_0_3_load_40 | 45 | 0.003497 | 0.00087644 | 0 | 0 |  | 1 | TRUE | wye
33 | LV_1069-2_0_3_load_54 | 46 | 0.0018529 | 0.00046439 | 0 | 0 |  | 1 | TRUE | wye
34 | LV_1069-2_0_3_load_56 | 47 | 0.0016927 | 0.00042423 | 0 | 0 |  | 1 | TRUE | wye
35 | LV_1069-2_0_3_load_162 | 50 | 0.0012162 | 0.0003048 | 0 | 0 |  | 1 | TRUE | wye
36 | LV_1069-2_0_3_load_164 | 51 | 0.002575 | 0.00064535 | 0 | 0 |  | 1 | TRUE | wye
37 | LV_1069-2_0_3_load_163 | 53 | 0.0024497 | 0.00061396 | 0 | 0 |  | 1 | TRUE | wye
38 | LV_1069-2_0_3_load_35 | 54 | 0.006559 | 0.0016438 | 0 | 0 |  | 1 | TRUE | wye
39 | LV_1069-2_0_3_load_100 | 59 | 0.0030117 | 0.0007548 | 0 | 0 |  | 1 | TRUE | wye
40 | LV_1069-2_0_3_load_101 | 61 | 0.0031334 | 0.0007853 | 0 | 0 |  | 1 | TRUE | wye
41 | LV_1069-2_0_3_load_47 | 63 | 0.005001 | 0.0012534 | 0 | 0 |  | 1 | TRUE | wye
42 | LV_1069-2_0_3_load_49 | 65 | 0.0045564 | 0.0011419 | 0 | 0 |  | 1 | TRUE | wye
43 | LV_1069-2_0_3_load_220 | 67 | 0.0036125 | 0.00090539 | 0 | 0 |  | 1 | TRUE | wye
44 | LV_1069-2_0_3_load_229 | 69 | 0.0034836 | 0.00087308 | 0 | 0 |  | 1 | TRUE | wye
45 | LV_1069-2_0_3_load_133 | 70 | 0.0068607 | 0.0017194 | 0 | 0 |  | 1 | TRUE | wye
46 | LV_1069-2_0_3_load_102 | 71 | 0.0024326 | 0.00060967 | 0 | 0 |  | 1 | TRUE | wye
47 | LV_1069-2_0_3_load_71 | 72 | 0.007396 | 0.0018536 | 0 | 0 |  | 1 | TRUE | wye
48 | LV_1069-2_0_3_load_121 | 74 | 0.0056084 | 0.0014056 | 0 | 0 |  | 1 | TRUE | wye
49 | LV_1069-2_0_3_load_131 | 76 | 0.0012767 | 0.00031996 | 0 | 0 |  | 1 | TRUE | wye
50 | LV_1069-2_0_3_load_67 | 77 | 0.0045398 | 0.0011378 | 0 | 0 |  | 1 | TRUE | wye
51 | LV_1069-2_0_3_load_68 | 78 | 0.0051489 | 0.0012904 | 0 | 0 |  | 1 | TRUE | wye
52 | LV_1069-2_0_3_load_73 | 81 | 0.0077894 | 0.0019522 | 0 | 0 |  | 1 | TRUE | wye
53 | LV_1069-2_0_3_load_81 | 82 | 0.0089787 | 0.0022503 | 0 | 0 |  | 1 | TRUE | wye
54 | LV_1069-2_0_3_load_83 | 83 | 0.0042703 | 0.0010703 | 0 | 0 |  | 1 | TRUE | wye
55 | LV_1069-2_0_3_load_116 | 84 | 0.0034595 | 0.00086702 | 0 | 0 |  | 1 | TRUE | wye
56 | LV_1069-2_0_3_load_122 | 85 | 0.0042183 | 0.0010572 | 0 | 0 |  | 1 | TRUE | wye
57 | LV_1069-2_0_3_load_105 | 86 | 0.013137 | 0.0032925 | 0 | 0 |  | 1 | TRUE | wye
58 | LV_1069-2_0_3_load_106 | 87 | 0.0030208 | 0.00075709 | 0 | 0 |  | 1 | TRUE | wye
59 | LV_1069-2_0_3_load_107 | 88 | 0.002784 | 0.00069773 | 0 | 0 |  | 1 | TRUE | wye
60 | LV_1069-2_0_3_load_108 | 89 | 0.0049232 | 0.0012339 | 0 | 0 |  | 1 | TRUE | wye
61 | LV_1069-2_0_3_load_109 | 90 | 0.0027992 | 0.00070154 | 0 | 0 |  | 1 | TRUE | wye
62 | LV_1069-2_0_3_load_110 | 91 | 0.0020865 | 0.00052292 | 0 | 0 |  | 1 | TRUE | wye
63 | LV_1069-2_0_3_load_111 | 92 | 0.0019772 | 0.00049553 | 0 | 0 |  | 1 | TRUE | wye
64 | LV_1069-2_0_3_load_113 | 93 | 0.0022133 | 0.0005547 | 0 | 0 |  | 1 | TRUE | wye
65 | LV_1069-2_0_3_load_115 | 94 | 0.015582 | 0.0039053 | 0 | 0 |  | 1 | TRUE | wye
66 | LV_1069-2_0_3_load_135 | 95 | 0.0024742 | 0.0006201 | 0 | 0 |  | 1 | TRUE | wye
67 | LV_1069-2_0_3_load_156 | 96 | 0.0027642 | 0.00069277 | 0 | 0 |  | 1 | TRUE | wye
68 | LV_1069-2_0_3_load_119 | 97 | 0.003332 | 0.00083509 | 0 | 0 |  | 1 | TRUE | wye
69 | LV_1069-2_0_3_load_120 | 98 | 0.0030221 | 0.00075742 | 0 | 0 |  | 1 | TRUE | wye
70 | LV_1069-2_0_3_load_123 | 99 | 0.0052382 | 0.0013128 | 0 | 0 |  | 1 | TRUE | wye
71 | LV_1069-2_0_3_load_165 | 100 | 0.0018228 | 0.00045684 | 0 | 0 |  | 1 | TRUE | wye
72 | LV_1069-2_0_3_load_128 | 101 | 0.0010422 | 0.00026121 | 0 | 0 |  | 1 | TRUE | wye
73 | LV_1069-2_0_3_load_129 | 102 | 0.0034485 | 0.00086429 | 0 | 0 |  | 1 | TRUE | wye
74 | LV_1069-2_0_3_load_134 | 103 | 0.00094392 | 0.00023657 | 0 | 0 |  | 1 | TRUE | wye
75 | LV_1069-2_0_3_load_132 | 104 | 0.0014821 | 0.00037145 | 0 | 0 |  | 1 | TRUE | wye
76 | LV_1069-2_0_3_load_157 | 105 | 0.0023547 | 0.00059014 | 0 | 0 |  | 1 | TRUE | wye
77 | LV_1069-2_0_3_load_138 | 106 | 0.014274 | 0.0035774 | 0 | 0 |  | 1 | TRUE | wye
78 | LV_1069-2_0_3_load_139 | 107 | 0.0054299 | 0.0013609 | 0 | 0 |  | 1 | TRUE | wye
79 | LV_1069-2_0_3_load_141 | 109 | 0.013957 | 0.003498 | 0 | 0 |  | 1 | TRUE | wye
80 | LV_1069-2_0_3_load_142 | 110 | 0.017175 | 0.0043046 | 0 | 0 |  | 1 | TRUE | wye
81 | LV_1069-2_0_3_load_143 | 111 | 0.0062698 | 0.0015714 | 0 | 0 |  | 1 | TRUE | wye
82 | LV_1069-2_0_3_load_144 | 112 | 0.0020352 | 0.00051006 | 0 | 0 |  | 1 | TRUE | wye
83 | LV_1069-2_0_3_load_154 | 114 | 0.0034514 | 0.00086501 | 0 | 0 |  | 1 | TRUE | wye
84 | LV_1069-2_0_3_load_145 | 115 | 0.0023343 | 0.00058504 | 0 | 0 |  | 1 | TRUE | wye
85 | LV_1069-2_0_3_load_146 | 116 | 0.0021086 | 0.00052848 | 0 | 0 |  | 1 | TRUE | wye
86 | LV_1069-2_0_3_load_148 | 118 | 0.0022309 | 0.00055912 | 0 | 0 |  | 1 | TRUE | wye
87 | LV_1069-2_0_3_load_149 | 119 | 0.0034233 | 0.00085797 | 0 | 0 |  | 1 | TRUE | wye
88 | LV_1069-2_0_3_load_150 | 120 | 0.0082467 | 0.0020668 | 0 | 0 |  | 1 | TRUE | wye
89 | LV_1069-2_0_3_load_151 | 121 | 0.0011959 | 0.00029972 | 0 | 0 |  | 1 | TRUE | wye
90 | LV_1069-2_0_3_load_152 | 122 | 0.0012217 | 0.00030618 | 0 | 0 |  | 1 | TRUE | wye
91 | LV_1069-2_0_3_load_153 | 123 | 0.0041919 | 0.0010506 | 0 | 0 |  | 1 | TRUE | wye
92 | LV_1069-2_0_3_load_158 | 124 | 0.0029344 | 0.00073543 | 0 | 0 |  | 1 | TRUE | wye
93 | LV_1069-2_0_3_load_176 | 125 | 0.0013892 | 0.00034817 | 0 | 0 |  | 1 | TRUE | wye
94 | LV_1069-2_0_3_load_166 | 126 | 0.0041163 | 0.0010316 | 0 | 0 |  | 1 | TRUE | wye

## ext_grid
| name | bus | vm_pu | va_degree | slack_weight | in_service
0 |  | 89 | 1 | 0 | 1 | TRUE

## line
| name | std_type | from_bus | to_bus | length_km | r_ohm_per_km | x_ohm_per_km | c_nf_per_km | g_us_per_km | max_i_ka | df | parallel | type | in_service
0 | LV_1069-2_0_3_line_0 |  | 0 | 1 | 0.028335 | 0.125 | 0.08 | 261 | 0 | 0.364 | 1 | 1 | cs | TRUE
1 | LV_1069-2_0_3_line_1 |  | 0 | 2 | 0.023374 | 0.125 | 0.08 | 261 | 0 | 0.364 | 1 | 1 | cs | TRUE
2 | LV_1069-2_0_3_line_2 |  | 2 | 3 | 0.0085725 | 0.125 | 0.08 | 261 | 0 | 0.364 | 1 | 1 | cs | TRUE
3 | LV_1069-2_0_3_line_3 |  | 2 | 4 | 0.02624 | 0.125 | 0.08 | 261 | 0 | 0.364 | 1 | 1 | cs | TRUE
4 | LV_1069-2_0_3_line_4 |  | 3 | 5 | 0.016046 | 0.125 | 0.08 | 261 | 0 | 0.364 | 1 | 1 | cs | TRUE
5 | LV_1069-2_0_3_line_5 |  | 4 | 6 | 0.013522 | 0.125 | 0.08 | 261 | 0 | 0.364 | 1 | 1 | cs | TRUE
6 | LV_1069-2_0_3_line_6 |  | 4 | 7 | 0.02351 | 0.125 | 0.08 | 261 | 0 | 0.364 | 1 | 1 | cs | TRUE
7 | LV_1069-2_0_3_line_7 |  | 5 | 8 | 0.024282 | 0.125 | 0.08 | 261 | 0 | 0.364 | 1 | 1 | cs | TRUE
8 | LV_1069-2_0_3_line_8 |  | 7 | 9 | 0.0044046 | 0.125 | 0.08 | 261 | 0 | 0.364 | 1 | 1 | cs | TRUE
9 | LV_1069-2_0_3_line_9 |  | 8 | 10 | 0.014848 | 0.125 | 0.08 | 261 | 0 | 0.364 | 1 | 1 | cs | TRUE
10 | LV_1069-2_0_3_line_10 |  | 9 | 11 | 0.010081 | 0.125 | 0.08 | 261 | 0 | 0.364 | 1 | 1 | cs | TRUE
11 | LV_1069-2_0_3_line_11 |  | 10 | 12 | 0.031813 | 0.125 | 0.08 | 261 | 0 | 0.364 | 1 | 2 | cs | TRUE
12 | LV_1069-2_0_3_line_12 |  | 10 | 13 | 0.006699 | 0.125 | 0.08 | 261 | 0 | 0.364 | 1 | 3 | cs | TRUE
13 | LV_1069-2_0_3_line_13 |  | 10 | 14 | 0.019515 | 0.125 | 0.08 | 261 | 0 | 0.364 | 1 | 1 | cs | TRUE
14 | LV_1069-2_0_3_line_14 |  | 11 | 97 | 0.031372 | 0.125 | 0.08 | 261 | 0 | 0.364 | 1 | 1 | cs | TRUE
15 | LV_1069-2_0_3_line_15 |  | 12 | 15 | 0.0012394 | 0.125 | 0.08 | 261 | 0 | 0.364 | 1 | 1 | cs | TRUE
16 | LV_1069-2_0_3_line_16 |  | 13 | 16 | 0.0076723 | 0.125 | 0.08 | 261 | 0 | 0.364 | 1 | 1 | cs | TRUE
17 | LV_1069-2_0_3_line_17 |  | 13 | 17 | 0.020597 | 0.125 | 0.08 | 261 | 0 | 0.364 | 1 | 3 | cs | TRUE
18 | LV_1069-2_0_3_line_18 |  | 15 | 18 | 0.021866 | 0.125 | 0.08 | 261 | 0 | 0.364 | 1 | 1 | cs | TRUE
19 | LV_1069-2_0_3_line_19 |  | 17 | 19 | 0.006565 | 0.125 | 0.08 | 261 | 0 | 0.364 | 1 | 3 | cs | TRUE
20 | LV_1069-2_0_3_line_20 |  | 18 | 23 | 0.01458 | 0.125 | 0.08 | 261 | 0 | 0.364 | 1 | 1 | cs | TRUE
21 | LV_1069-2_0_3_line_21 |  | 19 | 26 | 0.01851 | 0.125 | 0.08 | 261 | 0 | 0.364 | 1 | 3 | cs | TRUE
22 | LV_1069-2_0_3_line_22 |  | 20 | 21 | 0.010326 | 0.125 | 0.08 | 261 | 0 | 0.364 | 1 | 1 | cs | TRUE
23 | LV_1069-2_0_3_line_23 |  | 20 | 22 | 0.0063482 | 0.125 | 0.08 | 261 | 0 | 0.364 | 1 | 1 | cs | TRUE
24 | LV_1069-2_0_3_line_24 |  | 21 | 27 | 0.0080244 | 0.125 | 0.08 | 261 | 0 | 0.364 | 1 | 1 | cs | TRUE
25 | LV_1069-2_0_3_line_25 |  | 22 | 28 | 0.016679 | 0.125 | 0.08 | 261 | 0 | 0.364 | 1 | 1 | cs | TRUE
26 | LV_1069-2_0_3_line_26 |  | 23 | 101 | 0.0010907 | 0.125 | 0.08 | 261 | 0 | 0.364 | 1 | 1 | cs | TRUE
27 | LV_1069-2_0_3_line_27 |  | 24 | 25 | 0.025554 | 0.125 | 0.08 | 261 | 0 | 0.364 | 1 | 1 | cs | TRUE
28 | LV_1069-2_0_3_line_28 |  | 25 | 86 | 0.036907 | 0.125 | 0.08 | 261 | 0 | 0.364 | 1 | 1 | cs | TRUE
29 | LV_1069-2_0_3_line_29 |  | 25 | 87 | 0.0063406 | 0.125 | 0.08 | 261 | 0 | 0.364 | 1 | 3 | cs | TRUE
30 | LV_1069-2_0_3_line_30 |  | 25 | 71 | 0.026053 | 0.125 | 0.08 | 261 | 0 | 0.364 | 1 | 3 | cs | TRUE
31 | LV_1069-2_0_3_line_31 |  | 26 | 80 | 0.0029835 | 0.125 | 0.08 | 261 | 0 | 0.364 | 1 | 3 | cs | TRUE
32 | LV_1069-2_0_3_line_32 |  | 27 | 88 | 0.022064 | 0.125 | 0.08 | 261 | 0 | 0.364 | 1 | 1 | cs | TRUE
33 | LV_1069-2_0_3_line_33 |  | 28 | 91 | 0.0063318 | 0.125 | 0.08 | 261 | 0 | 0.364 | 1 | 1 | cs | TRUE
34 | LV_1069-2_0_3_line_34 |  | 29 | 30 | 0.026607 | 0.125 | 0.08 | 261 | 0 | 0.364 | 1 | 3 | cs | TRUE
35 | LV_1069-2_0_3_line_35 |  | 29 | 31 | 0.0066527 | 0.125 | 0.08 | 261 | 0 | 0.364 | 1 | 3 | cs | TRUE
36 | LV_1069-2_0_3_line_36 |  | 30 | 32 | 0.024422 | 0.125 | 0.08 | 261 | 0 | 0.364 | 1 | 3 | cs | TRUE
37 | LV_1069-2_0_3_line_37 |  | 31 | 33 | 0.011559 | 0.125 | 0.08 | 261 | 0 | 0.364 | 1 | 1 | cs | TRUE
38 | LV_1069-2_0_3_line_38 |  | 31 | 34 | 0.024095 | 0.125 | 0.08 | 261 | 0 | 0.364 | 1 | 3 | cs | TRUE
39 | LV_1069-2_0_3_line_39 |  | 32 | 35 | 0.027706 | 0.125 | 0.08 | 261 | 0 | 0.364 | 1 | 1 | cs | TRUE
40 | LV_1069-2_0_3_line_40 |  | 32 | 36 | 0.019545 | 0.125 | 0.08 | 261 | 0 | 0.364 | 1 | 3 | cs | TRUE
41 | LV_1069-2_0_3_line_41 |  | 34 | 37 | 0.001869 | 0.125 | 0.08 | 261 | 0 | 0.364 | 1 | 3 | cs | TRUE
42 | LV_1069-2_0_3_line_42 |  | 36 | 38 | 0.018097 | 0.125 | 0.08 | 261 | 0 | 0.364 | 1 | 3 | cs | TRUE
43 | LV_1069-2_0_3_line_43 |  | 37 | 42 | 0.017719 | 0.125 | 0.08 | 261 | 0 | 0.364 | 1 | 3 | cs | TRUE
44 | LV_1069-2_0_3_line_44 |  | 38 | 43 | 0.014477 | 0.125 | 0.08 | 261 | 0 | 0.364 | 1 | 3 | cs | TRUE
45 | LV_1069-2_0_3_line_45 |  | 39 | 40 | 0.021457 | 0.125 | 0.08 | 261 | 0 | 0.364 | 1 | 3 | cs | TRUE
46 | LV_1069-2_0_3_line_46 |  | 39 | 41 | 0.011087 | 0.125 | 0.08 | 261 | 0 | 0.364 | 1 | 3 | cs | TRUE
47 | LV_1069-2_0_3_line_47 |  | 40 | 44 | 0.0026031 | 0.125 | 0.08 | 261 | 0 | 0.364 | 1 | 3 | cs | TRUE
48 | LV_1069-2_0_3_line_48 |  | 41 | 45 | 0.032155 | 0.125 | 0.08 | 261 | 0 | 0.364 | 1 | 3 | cs | TRUE
49 | LV_1069-2_0_3_line_49 |  | 42 | 46 | 0.015217 | 0.125 | 0.08 | 261 | 0 | 0.364 | 1 | 3 | cs | TRUE
50 | LV_1069-2_0_3_line_50 |  | 42 | 47 | 0.027837 | 0.125 | 0.08 | 261 | 0 | 0.364 | 1 | 3 | cs | TRUE
51 | LV_1069-2_0_3_line_51 |  | 43 | 72 | 0.022895 | 0.125 | 0.08 | 261 | 0 | 0.364 | 1 | 3 | cs | TRUE
52 | LV_1069-2_0_3_line_52 |  | 44 | 59 | 0.012928 | 0.125 | 0.08 | 261 | 0 | 0.364 | 1 | 3 | cs | TRUE
53 | LV_1069-2_0_3_line_53 |  | 45 | 60 | 0.0046919 | 0.125 | 0.08 | 261 | 0 | 0.364 | 1 | 1 | cs | TRUE
54 | LV_1069-2_0_3_line_54 |  | 46 | 71 | 0.011531 | 0.125 | 0.08 | 261 | 0 | 0.364 | 1 | 3 | cs | TRUE
55 | LV_1069-2_0_3_line_55 |  | 47 | 61 | 0.0024283 | 0.125 | 0.08 | 261 | 0 | 0.364 | 1 | 3 | cs | TRUE
56 | LV_1069-2_0_3_line_56 |  | 48 | 49 | 0.037092 | 0.125 | 0.08 | 261 | 0 | 0.364 | 1 | 1 | cs | TRUE
57 | LV_1069-2_0_3_line_57 |  | 48 | 50 | 0.009875 | 0.125 | 0.08 | 261 | 0 | 0.364 | 1 | 1 | cs | TRUE
58 | LV_1069-2_0_3_line_58 |  | 49 | 51 | 0.023963 | 0.125 | 0.08 | 261 | 0 | 0.364 | 1 | 1 | cs | TRUE
59 | LV_1069-2_0_3_line_59 |  | 49 | 52 | 0.00406 | 0.125 | 0.08 | 261 | 0 | 0.364 | 1 | 1 | cs | TRUE
60 | LV_1069-2_0_3_line_60 |  | 50 | 53 | 0.028902 | 0.125 | 0.08 | 261 | 0 | 0.364 | 1 | 1 | cs | TRUE
61 | LV_1069-2_0_3_line_61 |  | 51 | 100 | 0.010143 | 0.125 | 0.08 | 261 | 0 | 0.364 | 1 | 1 | cs | TRUE
62 | LV_1069-2_0_3_line_62 |  | 52 | 84 | 0.011651 | 0.125 | 0.08 | 261 | 0 | 0.364 | 1 | 1 | cs | TRUE
63 | LV_1069-2_0_3_line_63 |  | 52 | 73 | 0.075626 | 0.125 | 0.08 | 261 | 0 | 0.364 | 1 | 1 | cs | TRUE
64 | LV_1069-2_0_3_line_64 |  | 54 | 55 | 0.042191 | 0.125 | 0.08 | 261 | 0 | 0.364 | 1 | 1 | cs | TRUE
65 | LV_1069-2_0_3_line_65 |  | 55 | 56 | 0.098968 | 0.125 | 0.08 | 261 | 0 | 0.364 | 1 | 1 | cs | TRUE
66 | LV_1069-2_0_3_line_66 |  | 55 | 57 | 0.013468 | 0.125 | 0.08 | 261 | 0 | 0.364 | 1 | 1 | cs | TRUE
67 | LV_1069-2_0_3_line_67 |  | 56 | 68 | 0.09524 | 0.125 | 0.08 | 261 | 0 | 0.364 | 1 | 1 | cs | TRUE
68 | LV_1069-2_0_3_line_68 |  | 56 | 69 | 0.060968 | 0.125 | 0.08 | 261 | 0 | 0.364 | 1 | 1 | cs | TRUE
69 | LV_1069-2_0_3_line_69 |  | 57 | 58 | 0.0318 | 0.125 | 0.08 | 261 | 0 | 0.364 | 1 | 1 | cs | TRUE
70 | LV_1069-2_0_3_line_70 |  | 58 | 63 | 0.026519 | 0.125 | 0.08 | 261 | 0 | 0.364 | 1 | 1 | cs | TRUE
71 | LV_1069-2_0_3_line_71 |  | 59 | 61 | 0.021129 | 0.125 | 0.08 | 261 | 0 | 0.364 | 1 | 3 | cs | TRUE
72 | LV_1069-2_0_3_line_72 |  | 60 | 62 | 0.013229 | 0.125 | 0.08 | 261 | 0 | 0.364 | 1 | 1 | cs | TRUE
73 | LV_1069-2_0_3_line_73 |  | 62 | 111 | 0.00049544 | 0.125 | 0.08 | 261 | 0 | 0.364 | 1 | 1 | cs | TRUE
74 | LV_1069-2_0_3_line_74 |  | 63 | 64 | 0.016123 | 0.125 | 0.08 | 261 | 0 | 0.364 | 1 | 1 | cs | TRUE
75 | LV_1069-2_0_3_line_75 |  | 64 | 65 | 0.067116 | 0.125 | 0.08 | 261 | 0 | 0.364 | 1 | 1 | cs | TRUE
76 | LV_1069-2_0_3_line_76 |  | 65 | 66 | 0.021585 | 0.125 | 0.08 | 261 | 0 | 0.364 | 1 | 1 | cs | TRUE
77 | LV_1069-2_0_3_line_77 |  | 66 | 67 | 0.12106 | 0.125 | 0.08 | 261 | 0 | 0.364 | 1 | 1 | cs | TRUE
78 | LV_1069-2_0_3_line_78 |  | 68 | 70 | 0.0195 | 0.125 | 0.08 | 261 | 0 | 0.364 | 1 | 1 | cs | TRUE
79 | LV_1069-2_0_3_line_79 |  | 70 | 76 | 0.047955 | 0.125 | 0.08 | 261 | 0 | 0.364 | 1 | 1 | cs | TRUE
80 | LV_1069-2_0_3_line_80 |  | 72 | 79 | 0.015408 | 0.125 | 0.08 | 261 | 0 | 0.364 | 1 | 3 | cs | TRUE
81 | LV_1069-2_0_3_line_81 |  | 73 | 74 | 0.027577 | 0.125 | 0.08 | 261 | 0 | 0.364 | 1 | 1 | cs | TRUE
82 | LV_1069-2_0_3_line_82 |  | 73 | 75 | 0.091648 | 0.125 | 0.08 | 261 | 0 | 0.364 | 1 | 1 | cs | TRUE
83 | LV_1069-2_0_3_line_83 |  | 74 | 85 | 0.0070101 | 0.125 | 0.08 | 261 | 0 | 0.364 | 1 | 1 | cs | TRUE
84 | LV_1069-2_0_3_line_84 |  | 75 | 83 | 0.024784 | 0.125 | 0.08 | 261 | 0 | 0.364 | 1 | 1 | cs | TRUE
85 | LV_1069-2_0_3_line_85 |  | 76 | 104 | 0.00020399 | 0.125 | 0.08 | 261 | 0 | 0.364 | 1 | 1 | cs | TRUE
86 | LV_1069-2_0_3_line_86 |  | 77 | 78 | 0.0054102 | 0.125 | 0.08 | 261 | 0 | 0.364 | 1 | 3 | cs | TRUE
87 | LV_1069-2_0_3_line_87 |  | 77 | 79 | 0.020259 | 0.125 | 0.08 | 261 | 0 | 0.364 | 1 | 3 | cs | TRUE
88 | LV_1069-2_0_3_line_88 |  | 78 | 80 | 0.012112 | 0.125 | 0.08 | 261 | 0 | 0.364 | 1 | 3 | cs | TRUE
89 | LV_1069-2_0_3_line_89 |  | 80 | 81 | 0.029733 | 0.125 | 0.08 | 261 | 0 | 0.364 | 1 | 1 | cs | TRUE
90 | LV_1069-2_0_3_line_90 |  | 81 | 82 | 0.0087637 | 0.125 | 0.08 | 261 | 0 | 0.364 | 1 | 1 | cs | TRUE
91 | LV_1069-2_0_3_line_91 |  | 84 | 93 | 0.0093596 | 0.125 | 0.08 | 261 | 0 | 0.364 | 1 | 1 | cs | TRUE
92 | LV_1069-2_0_3_line_92 |  | 85 | 99 | 0.022521 | 0.125 | 0.08 | 261 | 0 | 0.364 | 1 | 1 | cs | TRUE
93 | LV_1069-2_0_3_line_93 |  | 86 | 88 | 0.0028327 | 0.125 | 0.08 | 261 | 0 | 0.364 | 1 | 1 | cs | TRUE
94 | LV_1069-2_0_3_line_94 |  | 87 | 89 | 0.0027755 | 0.125 | 0.08 | 261 | 0 | 0.364 | 1 | 3 | cs | TRUE
95 | LV_1069-2_0_3_line_95 |  | 90 | 91 | 0.017245 | 0.125 | 0.08 | 261 | 0 | 0.364 | 1 | 1 | cs | TRUE
96 | LV_1069-2_0_3_line_96 |  | 90 | 92 | 0.0096957 | 0.125 | 0.08 | 261 | 0 | 0.364 | 1 | 1 | cs | TRUE
97 | LV_1069-2_0_3_line_97 |  | 92 | 93 | 0.017805 | 0.125 | 0.08 | 261 | 0 | 0.364 | 1 | 1 | cs | TRUE
98 | LV_1069-2_0_3_line_98 |  | 94 | 95 | 0.023637 | 0.125 | 0.08 | 261 | 0 | 0.364 | 1 | 1 | cs | TRUE
99 | LV_1069-2_0_3_line_99 |  | 95 | 96 | 0.023514 | 0.125 | 0.08 | 261 | 0 | 0.364 | 1 | 1 | cs | TRUE
100 | LV_1069-2_0_3_line_100 |  | 96 | 105 | 0.0018299 | 0.125 | 0.08 | 261 | 0 | 0.364 | 1 | 1 | cs | TRUE
101 | LV_1069-2_0_3_line_101 |  | 97 | 98 | 0.026857 | 0.125 | 0.08 | 261 | 0 | 0.364 | 1 | 1 | cs | TRUE
102 | LV_1069-2_0_3_line_102 |  | 100 | 126 | 0.022987 | 0.125 | 0.08 | 261 | 0 | 0.364 | 1 | 1 | cs | TRUE
103 | LV_1069-2_0_3_line_103 |  | 101 | 102 | 0.0025368 | 0.125 | 0.08 | 261 | 0 | 0.364 | 1 | 1 | cs | TRUE
104 | LV_1069-2_0_3_line_104 |  | 102 | 103 | 0.0063054 | 0.125 | 0.08 | 261 | 0 | 0.364 | 1 | 1 | cs | TRUE
105 | LV_1069-2_0_3_line_105 |  | 103 | 104 | 0.0068065 | 0.125 | 0.08 | 261 | 0 | 0.364 | 1 | 1 | cs | TRUE
106 | LV_1069-2_0_3_line_106 |  | 105 | 124 | 0.0038103 | 0.125 | 0.08 | 261 | 0 | 0.364 | 1 | 1 | cs | TRUE
107 | LV_1069-2_0_3_line_107 |  | 106 | 107 | 0.0019713 | 0.125 | 0.08 | 261 | 0 | 0.364 | 1 | 1 | cs | TRUE
108 | LV_1069-2_0_3_line_108 |  | 106 | 108 | 0.035975 | 0.125 | 0.08 | 261 | 0 | 0.364 | 1 | 1 | cs | TRUE
109 | LV_1069-2_0_3_line_109 |  | 107 | 109 | 0.00764 | 0.125 | 0.08 | 261 | 0 | 0.364 | 1 | 1 | cs | TRUE
110 | LV_1069-2_0_3_line_110 |  | 108 | 110 | 0.010137 | 0.125 | 0.08 | 261 | 0 | 0.364 | 1 | 1 | cs | TRUE
111 | LV_1069-2_0_3_line_111 |  | 109 | 111 | 0.018679 | 0.125 | 0.08 | 261 | 0 | 0.364 | 1 | 1 | cs | TRUE
112 | LV_1069-2_0_3_line_112 |  | 110 | 112 | 0.048366 | 0.125 | 0.08 | 261 | 0 | 0.364 | 1 | 1 | cs | TRUE
113 | LV_1069-2_0_3_line_113 |  | 112 | 113 | 0.022909 | 0.125 | 0.08 | 261 | 0 | 0.364 | 1 | 1 | cs | TRUE
114 | LV_1069-2_0_3_line_114 |  | 113 | 114 | 0.022241 | 0.125 | 0.08 | 261 | 0 | 0.364 | 1 | 1 | cs | TRUE
115 | LV_1069-2_0_3_line_115 |  | 114 | 122 | 0.0078944 | 0.125 | 0.08 | 261 | 0 | 0.364 | 1 | 1 | cs | TRUE
116 | LV_1069-2_0_3_line_116 |  | 115 | 116 | 0.010256 | 0.125 | 0.08 | 261 | 0 | 0.364 | 1 | 1 | cs | TRUE
117 | LV_1069-2_0_3_line_117 |  | 115 | 117 | 0.016222 | 0.125 | 0.08 | 261 | 0 | 0.364 | 1 | 1 | cs | TRUE
118 | LV_1069-2_0_3_line_118 |  | 116 | 118 | 0.018994 | 0.125 | 0.08 | 261 | 0 | 0.364 | 1 | 1 | cs | TRUE
119 | LV_1069-2_0_3_line_119 |  | 117 | 119 | 0.011772 | 0.125 | 0.08 | 261 | 0 | 0.364 | 1 | 1 | cs | TRUE
120 | LV_1069-2_0_3_line_120 |  | 117 | 120 | 0.01994 | 0.125 | 0.08 | 261 | 0 | 0.364 | 1 | 1 | cs | TRUE
121 | LV_1069-2_0_3_line_121 |  | 118 | 121 | 0.0002722 | 0.125 | 0.08 | 261 | 0 | 0.364 | 1 | 1 | cs | TRUE
122 | LV_1069-2_0_3_line_122 |  | 119 | 122 | 0.030535 | 0.125 | 0.08 | 261 | 0 | 0.364 | 1 | 1 | cs | TRUE
123 | LV_1069-2_0_3_line_123 |  | 120 | 123 | 0.03111 | 0.125 | 0.08 | 261 | 0 | 0.364 | 1 | 1 | cs | TRUE
124 | LV_1069-2_0_3_line_124 |  | 121 | 124 | 0.020642 | 0.125 | 0.08 | 261 | 0 | 0.364 | 1 | 1 | cs | TRUE
125 | LV_1069-2_0_3_line_125 |  | 123 | 125 | 0.0082674 | 0.125 | 0.08 | 261 | 0 | 0.364 | 1 | 1 | cs | TRUE

## trafo
| name | std_type | hv_bus | lv_bus | sn_mva | vn_hv_kv | vn_lv_kv | vk_percent | vkr_percent | pfe_kw | i0_percent | shift_degree | tap_side | tap_neutral | tap_min | tap_max | tap_step_percent | tap_step_degree | tap_pos | tap_phase_shifter | parallel | df | in_service
0 | LV_1069-2_0_3_trafo_108 | 0.63 MVA 20/0.4 kV | 127 | 89 | 0.63 | 20 | 0.4 | 6 | 1.206 | 1.65 | 0.2619 | 150 | hv | 0 | -2 | 2 | 2.5 | 0 | 0 | FALSE | 1 | 1 | TRUE

## line_geodata
| x0 | y0 | x1 | y1 | x2 | y2 | x3 | y3 | x4 | y4 | x5 | y5 | x6 | y6 | x7 | y7 | x8 | y8 | x9 | y9 | x10 | y10 | x11 | y11 | x12 | y12 | x13 | y13
0 | 2675883.3905 | 1209596.7639 | 2675883.5715 | 1209578.2505 | 2675883.1425 | 1209568.439
1 | 2675889.1099 | 1209617.3345 | 2675886.0529 | 1209615.639 | 2675884.1906 | 1209613.8364 | 2675883.2431 | 1209611.8342 | 2675883.3905 | 1209596.7639
2 | 2675889.1099 | 1209617.3345 | 2675893.5514 | 1209610.0023
3 | 2675875.4988 | 1209639.7868 | 2675889.1099 | 1209617.3345
4 | 2675902.1753 | 1209596.4715 | 2675895.2518 | 1209607.1951 | 2675893.5514 | 1209610.0023
5 | 2675875.4988 | 1209639.7868 | 2675866.607 | 1209649.9742
6 | 2675875.4988 | 1209639.7868 | 2675881.5256 | 1209642.8654 | 2675891.4024 | 1209647.4605 | 2675896.2562 | 1209650.7243
7 | 2675918.076 | 1209578.1892 | 2675911.3156 | 1209584.9631 | 2675909.1154 | 1209587.6146 | 2675903.6033 | 1209594.2598 | 2675902.1753 | 1209596.4715
8 | 2675896.2562 | 1209650.7243 | 2675898.0593 | 1209653.5935 | 2675898.327 | 1209654.5735
9 | 2675930.6175 | 1209570.5217 | 2675927.2369 | 1209571.546 | 2675918.076 | 1209578.1892 | 2675918.076 | 1209578.1892
10 | 2675898.7842 | 1209664.4866 | 2675898.9928 | 1209663.8674 | 2675899.2722 | 1209658.0339 | 2675898.327 | 1209654.5735
11 | 2675930.6175 | 1209570.5217 | 2675939.9709 | 1209582.1925 | 2675949.9179 | 1209595.8015
12 | 2675930.6175 | 1209570.5217 | 2675925.9506 | 1209565.7037
13 | 2675930.6175 | 1209570.5217 | 2675934.6478 | 1209569.8058 | 2675939.747 | 1209569.9264 | 2675946.3674 | 1209570.5666 | 2675949.9682 | 1209571.2715
14 | 2675883.9343 | 1209691.8558 | 2675887.7922 | 1209686.8506 | 2675892.6837 | 1209679.3859 | 2675896.4016 | 1209671.5615 | 2675898.7842 | 1209664.4866
15 | 2675949.9179 | 1209595.8015 | 2675950.6493 | 1209596.8021
16 | 2675925.9506 | 1209565.7037 | 2675931.1226 | 1209560.0367
17 | 2675925.9506 | 1209565.7037 | 2675910.063 | 1209552.5961
18 | 2675964.1501 | 1209613.9972 | 2675953.5465 | 1209600.7659 | 2675950.6493 | 1209596.8021
19 | 2675904.999 | 1209548.4182 | 2675910.063 | 1209552.5961
20 | 2675964.1501 | 1209613.9972 | 2675973.2679 | 1209625.3745
21 | 2675890.7213 | 1209536.6388 | 2675904.999 | 1209548.4182
22 | 2676002.1913 | 1209581.4952 | 2676000.2805 | 1209574.5553 | 2675999.9035 | 1209571.4498
23 | 2676002.1913 | 1209581.4952 | 2676008.4871 | 1209582.3096
24 | 2675999.9035 | 1209571.4498 | 2675998.9362 | 1209563.4839
25 | 2676024.689 | 1209579.9474 | 2676021.6675 | 1209581.4321 | 2676016.8117 | 1209582.4931 | 2676010.4862 | 1209582.5682 | 2676008.4871 | 1209582.3096
26 | 2675973.95 | 1209626.2256 | 2675973.2679 | 1209625.3745
27 | 2675974.4706 | 1209509.0964 | 2675958.4935 | 1209529.0404
28 | 2675974.4706 | 1209509.0964 | 2675992.1407 | 1209529.69 | 2675994.4202 | 1209534.5443 | 2675995.2363 | 1209538.8769
29 | 2675974.4706 | 1209509.0964 | 2675977.4931 | 1209507.545 | 2675980.3872 | 1209507.0097
30 | 2675974.4706 | 1209509.0964 | 2675971.5982 | 1209505.4353 | 2675966.9202 | 1209500.2948 | 2675960.0972 | 1209487.5582
31 | 2675888.42 | 1209534.7402 | 2675890.7213 | 1209536.6388
32 | 2675995.7607 | 1209541.6607 | 2675997.2397 | 1209549.5119 | 2675998.9362 | 1209563.4839
33 | 2676024.689 | 1209579.9474 | 2676028.6507 | 1209577.4629 | 2676029.9215 | 1209576.4018
34 | 2675901.3277 | 1209445.7258 | 2675903.6209 | 1209443.5313 | 2675905.9219 | 1209441.3258 | 2675920.3507 | 1209429.3351 | 2675921.6295 | 1209428.5805
35 | 2675927.359 | 1209425.1994 | 2675921.6295 | 1209428.5805
36 | 2675884.7551 | 1209463.7042 | 2675901.3277 | 1209445.7258
37 | 2675927.359 | 1209425.1994 | 2675937.7872 | 1209420.2143
38 | 2675927.359 | 1209425.1994 | 2675938.45 | 1209446.5906
39 | 2675884.7551 | 1209463.7042 | 2675866.1003 | 1209484.1892
40 | 2675884.7551 | 1209463.7042 | 2675894.9594 | 1209480.3734
41 | 2675939.3103 | 1209448.2498 | 2675938.45 | 1209446.5906
42 | 2675904.4076 | 1209495.8077 | 2675894.9594 | 1209480.3734
43 | 2675947.4661 | 1209463.9798 | 2675939.3103 | 1209448.2498
44 | 2675904.4076 | 1209495.8077 | 2675899.7901 | 1209497.261 | 2675895.2928 | 1209497.6263 | 2675890.1737 | 1209497.4004
45 | 2675977.4023 | 1209401.2767 | 2675984.9873 | 1209421.3479
46 | 2675977.4023 | 1209401.2767 | 2675978.9949 | 1209400.3852 | 2675987.0397 | 1209395.7956
47 | 2675984.9873 | 1209421.3479 | 2675985.9075 | 1209423.7829
48 | 2676011.914 | 1209375.547 | 2675999.7492 | 1209386.563 | 2675995.2 | 1209390.3963 | 2675989.7843 | 1209394.2298 | 2675987.0397 | 1209395.7956
49 | 2675947.4661 | 1209463.9798 | 2675954.652 | 1209477.3936
50 | 2675947.4661 | 1209463.9798 | 2675966.9537 | 1209450.5081 | 2675970.4744 | 1209448.3182
51 | 2675868.6605 | 1209501.8266 | 2675870.4039 | 1209500.0892 | 2675874.9196 | 1209497.6784 | 2675880.0675 | 1209496.9545 | 2675890.1737 | 1209497.4004
52 | 2675990.4776 | 1209435.8761 | 2675985.9075 | 1209423.7829
53 | 2676015.3919 | 1209372.3976 | 2676011.914 | 1209375.547
54 | 2675954.652 | 1209477.3936 | 2675960.0972 | 1209487.5582
55 | 2675970.4744 | 1209448.3182 | 2675972.5364 | 1209447.0357
56 | 2676112.8645 | 1209512.8843 | 2676105.3031 | 1209513.8996 | 2676096.5598 | 1209516.3897 | 2676089.0717 | 1209519.9965 | 2676078.9965 | 1209526.7835
57 | 2676112.8645 | 1209512.8843 | 2676117.8385 | 1209504.3534
58 | 2676078.9965 | 1209526.7835 | 2676076.5862 | 1209523.8509 | 2676076.0399 | 1209522.5765 | 2676075.8262 | 1209519.0715 | 2676078.5623 | 1209508.3774 | 2676080.0965 | 1209504.4351
59 | 2676076.0044 | 1209529.536 | 2676078.9965 | 1209526.7835
60 | 2676142.0998 | 1209492.1107 | 2676139.0598 | 1209497.4197 | 2676136.1649 | 1209499.095 | 2676124.7605 | 1209500.4281 | 2676117.8385 | 1209504.3534
61 | 2676084.4676 | 1209495.2855 | 2676080.4093 | 1209503.6313 | 2676080.0965 | 1209504.4351
62 | 2676076.0044 | 1209529.536 | 2676073.1622 | 1209532.4461 | 2676067.8661 | 1209537.8733
63 | 2676063.8523 | 1209595.4673 | 2676064.0967 | 1209591.8014 | 2676066.5759 | 1209585.7514 | 2676075.0743 | 1209574.4415 | 2676077.8249 | 1209570.3628 | 2676082.6051 | 1209563.3082 | 2676085.4245 | 1209558.0074 | 2676086.8104 | 1209553.0553 | 2676086.9246 | 1209548.2759 | 2676084.7641 | 1209541.8443 | 2676081.0727 | 1209535.6489 | 2676076.0044 | 1209529.536
64 | 2676110.7299 | 1209661.7068 | 2676134.0327 | 1209629.2168 | 2676135.5151 | 1209627.5808
65 | 2676037.2053 | 1209690.5435 | 2676048.3747 | 1209687.3393 | 2676055.8929 | 1209687.3129 | 2676064.4381 | 1209689.6121 | 2676060.5685 | 1209691.4307 | 2676070.5964 | 1209693.6932 | 2676076.5763 | 1209694.4811 | 2676082.4786 | 1209694.2006 | 2676086.5339 | 1209693.3184 | 2676090.2851 | 1209691.2426 | 2676093.9245 | 1209687.798 | 2676097.5438 | 1209682.3629 | 2676110.7299 | 1209661.7068
66 | 2676122.6441 | 1209668.0517 | 2676115.577 | 1209664.2925 | 2676110.7299 | 1209661.7068
67 | 2676019.7989 | 1209695.2359 | 2676024.8132 | 1209706.1844 | 2676027.0243 | 1209711.0268 | 2676029.1417 | 1209710.0976 | 2676028.1798 | 1209702.6695 | 2676038.1363 | 1209695.6253 | 2676044.88 | 1209691.9533 | 2676050.6677 | 1209690.5261 | 2676055.0612 | 1209690.5377 | 2676060.5685 | 1209691.4307 | 2676064.4381 | 1209689.6121 | 2676055.8929 | 1209687.3129 | 2676048.3747 | 1209687.3393 | 2676037.2053 | 1209690.5435
68 | 2676037.2053 | 1209690.5435 | 2676027.5088 | 1209697.4688 | 2676011.9193 | 1209708.7107 | 2675987.4317 | 1209725.75
69 | 2676122.6441 | 1209668.0517 | 2676149.8586 | 1209684.6316
70 | 2676149.8586 | 1209684.6316 | 2676133.8583 | 1209705.7802
71 | 2675972.5364 | 1209447.0357 | 2675990.4776 | 1209435.8761 | 2675990.4776 | 1209435.8761
72 | 2676025.0778 | 1209363.3597 | 2676015.3919 | 1209372.3976
73 | 2676025.0778 | 1209363.3597 | 2676025.4299 | 1209363.0112
74 | 2676132.701 | 1209719.2569 | 2676130.2863 | 1209717.2692 | 2676129.3834 | 1209714.7561 | 2676129.9721 | 1209710.9168 | 2676133.8583 | 1209705.7802
75 | 2676132.701 | 1209719.2569 | 2676126.352 | 1209725.9468 | 2676100.9625 | 1209755.1971 | 2676089.5213 | 1209765.4132 | 2676086.0675 | 1209767.0498
76 | 2676066.4967 | 1209776.1487 | 2676071.083 | 1209774.1504 | 2676086.0675 | 1209767.0498
77 | 2676066.4967 | 1209776.1487 | 2676107.2288 | 1209890.1499
78 | 2676019.7989 | 1209695.2359 | 2676018.287 | 1209692.1925 | 2676011.1841 | 1209677.7417
79 | 2675983.8636 | 1209638.596 | 2675987.1959 | 1209642.7541 | 2676003.7996 | 1209663.4787 | 2676005.9356 | 1209667.0637 | 2676011.1841 | 1209677.7417
80 | 2675857.7463 | 1209512.703 | 2675868.6605 | 1209501.8266
81 | 2676063.8523 | 1209595.4673 | 2676058.0428 | 1209597.4056 | 2676053.8496 | 1209600.1539 | 2676042.7173 | 1209612.2501
82 | 2676063.8523 | 1209595.4673 | 2676064.573 | 1209599.1566 | 2676067.6137 | 1209605.1102 | 2676074.3882 | 1209609.1658 | 2676079.7221 | 1209611.1462 | 2676083.4565 | 1209610.9825 | 2676085.461 | 1209606.9945 | 2676090.1182 | 1209604.2187 | 2676091.7619 | 1209602.294 | 2676097.8556 | 1209592.3766 | 2676103.4438 | 1209584.554 | 2676111.7782 | 1209574.187 | 2676123.7586 | 1209562.2545
83 | 2676042.7173 | 1209612.2501 | 2676037.9701 | 1209617.4083
84 | 2676123.7586 | 1209562.2545 | 2676123.5959 | 1209560.1177 | 2676125.2495 | 1209558.6045 | 2676141.0284 | 1209545.6754
85 | 2675983.8636 | 1209638.596 | 2675983.736 | 1209638.4368
86 | 2675878.7277 | 1209527.4904 | 2675874.3054 | 1209524.3736
87 | 2675857.7463 | 1209512.703 | 2675874.3054 | 1209524.3736
88 | 2675888.42 | 1209534.7402 | 2675884.9445 | 1209531.8719 | 2675878.7277 | 1209527.4904
89 | 2675888.42 | 1209534.7402 | 2675891.4477 | 1209531.5766 | 2675902.8555 | 1209523.9947 | 2675913.279 | 1209518.7776
90 | 2675913.279 | 1209518.7776 | 2675921.1159 | 1209514.8552
91 | 2676061.3517 | 1209544.5937 | 2676064.5356 | 1209541.2862 | 2676067.8661 | 1209537.8733
92 | 2676038.7788 | 1209637.4744 | 2676033.792 | 1209629.1389 | 2676033.8364 | 1209625.6595 | 2676036.606 | 1209618.8905 | 2676037.9701 | 1209617.4083
93 | 2675995.7607 | 1209541.6607 | 2675995.2363 | 1209538.8769
94 | 2675983.1164 | 1209506.5049 | 2675980.3872 | 1209507.0097
95 | 2676042.2829 | 1209564.4097 | 2676034.106 | 1209572.9073 | 2676029.9215 | 1209576.4018
96 | 2676042.2829 | 1209564.4097 | 2676049.0057 | 1209557.4232
97 | 2676061.3517 | 1209544.5937 | 2676059.3972 | 1209546.624 | 2676049.0057 | 1209557.4232
98 | 2676040.9079 | 1209519.9189 | 2676050.7747 | 1209498.4394
99 | 2676050.7747 | 1209498.4394 | 2676060.5901 | 1209477.072
100 | 2676061.3539 | 1209475.4092 | 2676060.5901 | 1209477.072
101 | 2675883.9343 | 1209691.8558 | 2675881.4698 | 1209695.0532 | 2675873.7103 | 1209703.8935 | 2675865.4441 | 1209711.2375
102 | 2676102.7449 | 1209483.2365 | 2676089.478 | 1209488.1482 | 2676087.618 | 1209489.7477 | 2676085.9597 | 1209492.2171 | 2676084.4676 | 1209495.2855
103 | 2675973.95 | 1209626.2256 | 2675975.5364 | 1209628.2052
104 | 2675979.4795 | 1209633.1255 | 2675975.5364 | 1209628.2052
105 | 2675979.4795 | 1209633.1255 | 2675983.736 | 1209638.4368
106 | 2676062.9444 | 1209471.9467 | 2676061.3539 | 1209475.4092
107 | 2676046.0724 | 1209343.6679 | 2676044.6311 | 1209345.0128
108 | 2676074.3646 | 1209321.9393 | 2676068.3174 | 1209324.6083 | 2676063.8955 | 1209327.3982 | 2676059.2456 | 1209331.3748 | 2676046.0724 | 1209343.6679
109 | 2676039.0455 | 1209350.2253 | 2676044.6311 | 1209345.0128
110 | 2676074.3646 | 1209321.9393 | 2676080.291 | 1209320.992 | 2676084.4265 | 1209321.0448
111 | 2676039.0455 | 1209350.2253 | 2676026.8409 | 1209361.6144 | 2676025.4299 | 1209363.0112
112 | 2676123.725 | 1209347.4737 | 2676111.7984 | 1209336.6925 | 2676102.7222 | 1209328.9052 | 2676097.1635 | 1209324.8651 | 2676091.995 | 1209322.4199 | 2676086.8124 | 1209321.0752 | 2676084.4265 | 1209321.0448
113 | 2676141.2955 | 1209362.1737 | 2676123.725 | 1209347.4737
114 | 2676141.2955 | 1209362.1737 | 2676127.5871 | 1209379.6874
115 | 2676122.7213 | 1209385.9039 | 2676127.5871 | 1209379.6874
116 | 2676088.7689 | 1209429.4445 | 2676081.604 | 1209436.782
117 | 2676103.3606 | 1209423.0618 | 2676097.5446 | 1209424.2995 | 2676090.354 | 1209427.8212 | 2676088.7689 | 1209429.4445
118 | 2676081.604 | 1209436.782 | 2676081.604 | 1209436.782 | 2676072.9888 | 1209450.0806 | 2676071.6744 | 1209452.9419
119 | 2676103.3606 | 1209423.0618 | 2676104.4067 | 1209416.7378 | 2676107.0775 | 1209412.0887
120 | 2676103.3606 | 1209423.0618 | 2676111.4374 | 1209423.365 | 2676122.8285 | 1209426.6568
121 | 2676071.6744 | 1209452.9419 | 2676071.5608 | 1209453.1893
122 | 2676107.0775 | 1209412.0887 | 2676120.4611 | 1209388.7915 | 2676122.7213 | 1209385.9039
123 | 2676151.7029 | 1209438.2373 | 2676122.8285 | 1209426.6568
124 | 2676071.5608 | 1209453.1893 | 2676062.9444 | 1209471.9467
125 | 2676151.7029 | 1209438.2373 | 2676154.3817 | 1209439.3117 | 2676159.2811 | 1209441.5373

## bus_geodata
| x | y | coords
0 | 2675883.3905 | 1209596.7639
1 | 2675883.1425 | 1209568.439
2 | 2675889.1099 | 1209617.3345
3 | 2675893.5514 | 1209610.0023
4 | 2675875.4988 | 1209639.7868
5 | 2675902.1753 | 1209596.4715
6 | 2675866.607 | 1209649.9742
7 | 2675896.2562 | 1209650.7243
8 | 2675918.076 | 1209578.1892
9 | 2675898.327 | 1209654.5735
10 | 2675930.6175 | 1209570.5217
11 | 2675898.7842 | 1209664.4866
12 | 2675949.9179 | 1209595.8015
13 | 2675925.9506 | 1209565.7037
14 | 2675949.9682 | 1209571.2715
15 | 2675950.6493 | 1209596.8021
16 | 2675931.1226 | 1209560.0367
17 | 2675910.063 | 1209552.5961
18 | 2675964.1501 | 1209613.9972
19 | 2675904.999 | 1209548.4182
20 | 2676002.1913 | 1209581.4952
21 | 2675999.9035 | 1209571.4498
22 | 2676008.4871 | 1209582.3096
23 | 2675973.2679 | 1209625.3745
24 | 2675958.4935 | 1209529.0404
25 | 2675974.4706 | 1209509.0964
26 | 2675890.7213 | 1209536.6388
27 | 2675998.9362 | 1209563.4839
28 | 2676024.689 | 1209579.9474
29 | 2675921.6295 | 1209428.5805
30 | 2675901.3277 | 1209445.7258
31 | 2675927.359 | 1209425.1994
32 | 2675884.7551 | 1209463.7042
33 | 2675937.7872 | 1209420.2143
34 | 2675938.45 | 1209446.5906
35 | 2675866.1003 | 1209484.1892
36 | 2675894.9594 | 1209480.3734
37 | 2675939.3103 | 1209448.2498
38 | 2675904.4076 | 1209495.8077
39 | 2675977.4023 | 1209401.2767
40 | 2675984.9873 | 1209421.3479
41 | 2675987.0397 | 1209395.7956
42 | 2675947.4661 | 1209463.9798
43 | 2675890.1737 | 1209497.4004
44 | 2675985.9075 | 1209423.7829
45 | 2676011.914 | 1209375.547
46 | 2675954.652 | 1209477.3936
47 | 2675970.4744 | 1209448.3182
48 | 2676112.8645 | 1209512.8843
49 | 2676078.9965 | 1209526.7835
50 | 2676117.8385 | 1209504.3534
51 | 2676080.0965 | 1209504.4351
52 | 2676076.0044 | 1209529.536
53 | 2676142.0998 | 1209492.1107
54 | 2676135.5151 | 1209627.5808
55 | 2676110.7299 | 1209661.7068
56 | 2676037.2053 | 1209690.5435
57 | 2676122.6441 | 1209668.0517
58 | 2676149.8586 | 1209684.6316
59 | 2675990.4776 | 1209435.8761
60 | 2676015.3919 | 1209372.3976
61 | 2675972.5364 | 1209447.0357
62 | 2676025.0778 | 1209363.3597
63 | 2676133.8583 | 1209705.7802
64 | 2676132.701 | 1209719.2569
65 | 2676086.0675 | 1209767.0498
66 | 2676066.4967 | 1209776.1487
67 | 2676107.2288 | 1209890.1499
68 | 2676019.7989 | 1209695.2359
69 | 2675987.4317 | 1209725.75
70 | 2676011.1841 | 1209677.7417
71 | 2675960.0972 | 1209487.5582
72 | 2675868.6605 | 1209501.8266
73 | 2676063.8523 | 1209595.4673
74 | 2676042.7173 | 1209612.2501
75 | 2676123.7586 | 1209562.2545
76 | 2675983.8636 | 1209638.596
77 | 2675874.3054 | 1209524.3736
78 | 2675878.7277 | 1209527.4904
79 | 2675857.7463 | 1209512.703
80 | 2675888.42 | 1209534.7402
81 | 2675913.279 | 1209518.7776
82 | 2675921.1159 | 1209514.8552
83 | 2676141.0284 | 1209545.6754
84 | 2676067.8661 | 1209537.8733
85 | 2676037.9701 | 1209617.4083
86 | 2675995.2363 | 1209538.8769
87 | 2675980.3872 | 1209507.0097
88 | 2675995.7607 | 1209541.6607
89 | 2675983.1164 | 1209506.5049
90 | 2676042.2829 | 1209564.4097
91 | 2676029.9215 | 1209576.4018
92 | 2676049.0057 | 1209557.4232
93 | 2676061.3517 | 1209544.5937
94 | 2676040.9079 | 1209519.9189
95 | 2676050.7747 | 1209498.4394
96 | 2676060.5901 | 1209477.072
97 | 2675883.9343 | 1209691.8558
98 | 2675865.4441 | 1209711.2375
99 | 2676038.7788 | 1209637.4744
100 | 2676084.4676 | 1209495.2855
101 | 2675973.95 | 1209626.2256
102 | 2675975.5364 | 1209628.2052
103 | 2675979.4795 | 1209633.1255
104 | 2675983.736 | 1209638.4368
105 | 2676061.3539 | 1209475.4092
106 | 2676046.0724 | 1209343.6679
107 | 2676044.6311 | 1209345.0128
108 | 2676074.3646 | 1209321.9393
109 | 2676039.0455 | 1209350.2253
110 | 2676084.4265 | 1209321.0448
111 | 2676025.4299 | 1209363.0112
112 | 2676123.725 | 1209347.4737
113 | 2676141.2955 | 1209362.1737
114 | 2676127.5871 | 1209379.6874
115 | 2676088.7689 | 1209429.4445
116 | 2676081.604 | 1209436.782
117 | 2676103.3606 | 1209423.0618
118 | 2676071.6744 | 1209452.9419
119 | 2676107.0775 | 1209412.0887
120 | 2676122.8285 | 1209426.6568
121 | 2676071.5608 | 1209453.1893
122 | 2676122.7213 | 1209385.9039
123 | 2676151.7029 | 1209438.2373
124 | 2676062.9444 | 1209471.9467
125 | 2676159.2811 | 1209441.5373
126 | 2676102.7449 | 1209483.2365
127 | 2675974.4706 | 1209509.0964

## line_std_types
| c_nf_per_km | r_ohm_per_km | x_ohm_per_km | max_i_ka | type | q_mm2 | alpha | voltage_rating
NAYY 4x50 SE | 210 | 0.642 | 0.083 | 0.142 | cs | 50 | 0.00403 | LV
NAYY 4x120 SE | 264 | 0.225 | 0.08 | 0.242 | cs | 120 | 0.00403 | LV
NAYY 4x150 SE | 261 | 0.208 | 0.08 | 0.27 | cs | 150 | 0.00403 | LV
NA2XS2Y 1x95 RM/25 12/20 kV | 216 | 0.313 | 0.132 | 0.252 | cs | 95 | 0.00403 | MV
NA2XS2Y 1x185 RM/25 12/20 kV | 273 | 0.161 | 0.117 | 0.362 | cs | 185 | 0.00403 | MV
NA2XS2Y 1x240 RM/25 12/20 kV | 304 | 0.122 | 0.112 | 0.421 | cs | 240 | 0.00403 | MV
NA2XS2Y 1x95 RM/25 6/10 kV | 315 | 0.313 | 0.123 | 0.249 | cs | 95 | 0.00403 | MV
NA2XS2Y 1x185 RM/25 6/10 kV | 406 | 0.161 | 0.11 | 0.358 | cs | 185 | 0.00403 | MV
NA2XS2Y 1x240 RM/25 6/10 kV | 456 | 0.122 | 0.105 | 0.416 | cs | 240 | 0.00403 | MV
NA2XS2Y 1x150 RM/25 12/20 kV | 250 | 0.206 | 0.116 | 0.319 | cs | 150 | 0.00403 | MV
NA2XS2Y 1x120 RM/25 12/20 kV | 230 | 0.253 | 0.119 | 0.283 | cs | 120 | 0.00403 | MV
NA2XS2Y 1x70 RM/25 12/20 kV | 190 | 0.443 | 0.132 | 0.22 | cs | 70 | 0.00403 | MV
NA2XS2Y 1x150 RM/25 6/10 kV | 360 | 0.206 | 0.11 | 0.315 | cs | 150 | 0.00403 | MV
NA2XS2Y 1x120 RM/25 6/10 kV | 340 | 0.253 | 0.113 | 0.28 | cs | 120 | 0.00403 | MV
NA2XS2Y 1x70 RM/25 6/10 kV | 280 | 0.443 | 0.123 | 0.217 | cs | 70 | 0.00403 | MV
N2XS(FL)2Y 1x120 RM/35 64/110 kV | 112 | 0.153 | 0.166 | 0.366 | cs | 120 | 0.00393 | HV
N2XS(FL)2Y 1x185 RM/35 64/110 kV | 125 | 0.099 | 0.156 | 0.457 | cs | 185 | 0.00393 | HV
N2XS(FL)2Y 1x240 RM/35 64/110 kV | 135 | 0.075 | 0.149 | 0.526 | cs | 240 | 0.00393 | HV
N2XS(FL)2Y 1x300 RM/35 64/110 kV | 144 | 0.06 | 0.144 | 0.588 | cs | 300 | 0.00393 | HV
15-AL1/3-ST1A 0.4 | 11 | 1.8769 | 0.35 | 0.105 | ol | 16 | 0.00403 | LV
24-AL1/4-ST1A 0.4 | 11.25 | 1.2012 | 0.335 | 0.14 | ol | 24 | 0.00403 | LV
48-AL1/8-ST1A 0.4 | 12.2 | 0.5939 | 0.3 | 0.21 | ol | 48 | 0.00403 | LV
94-AL1/15-ST1A 0.4 | 13.2 | 0.306 | 0.29 | 0.35 | ol | 94 | 0.00403 | LV
34-AL1/6-ST1A 10.0 | 9.7 | 0.8342 | 0.36 | 0.17 | ol | 34 | 0.00403 | MV
48-AL1/8-ST1A 10.0 | 10.1 | 0.5939 | 0.35 | 0.21 | ol | 48 | 0.00403 | MV
70-AL1/11-ST1A 10.0 | 10.4 | 0.4132 | 0.339 | 0.29 | ol | 70 | 0.00403 | MV
94-AL1/15-ST1A 10.0 | 10.75 | 0.306 | 0.33 | 0.35 | ol | 94 | 0.00403 | MV
122-AL1/20-ST1A 10.0 | 11.1 | 0.2376 | 0.323 | 0.41 | ol | 122 | 0.00403 | MV
149-AL1/24-ST1A 10.0 | 11.25 | 0.194 | 0.315 | 0.47 | ol | 149 | 0.00403 | MV
34-AL1/6-ST1A 20.0 | 9.15 | 0.8342 | 0.382 | 0.17 | ol | 34 | 0.00403 | MV
48-AL1/8-ST1A 20.0 | 9.5 | 0.5939 | 0.372 | 0.21 | ol | 48 | 0.00403 | MV
70-AL1/11-ST1A 20.0 | 9.7 | 0.4132 | 0.36 | 0.29 | ol | 70 | 0.00403 | MV
94-AL1/15-ST1A 20.0 | 10 | 0.306 | 0.35 | 0.35 | ol | 94 | 0.00403 | MV
122-AL1/20-ST1A 20.0 | 10.3 | 0.2376 | 0.344 | 0.41 | ol | 122 | 0.00403 | MV
149-AL1/24-ST1A 20.0 | 10.5 | 0.194 | 0.337 | 0.47 | ol | 149 | 0.00403 | MV
184-AL1/30-ST1A 20.0 | 10.75 | 0.1571 | 0.33 | 0.535 | ol | 184 | 0.00403 | MV
243-AL1/39-ST1A 20.0 | 11 | 0.1188 | 0.32 | 0.645 | ol | 243 | 0.00403 | MV
48-AL1/8-ST1A 110.0 | 8 | 0.5939 | 0.46 | 0.21 | ol | 48 | 0.00403 | HV
70-AL1/11-ST1A 110.0 | 8.4 | 0.4132 | 0.45 | 0.29 | ol | 70 | 0.00403 | HV
94-AL1/15-ST1A 110.0 | 8.65 | 0.306 | 0.44 | 0.35 | ol | 94 | 0.00403 | HV
122-AL1/20-ST1A 110.0 | 8.5 | 0.2376 | 0.43 | 0.41 | ol | 122 | 0.00403 | HV
149-AL1/24-ST1A 110.0 | 8.75 | 0.194 | 0.41 | 0.47 | ol | 149 | 0.00403 | HV
184-AL1/30-ST1A 110.0 | 8.8 | 0.1571 | 0.4 | 0.535 | ol | 184 | 0.00403 | HV
243-AL1/39-ST1A 110.0 | 9 | 0.1188 | 0.39 | 0.645 | ol | 243 | 0.00403 | HV
305-AL1/39-ST1A 110.0 | 9.2 | 0.0949 | 0.38 | 0.74 | ol | 305 | 0.00403 | HV
490-AL1/64-ST1A 110.0 | 9.75 | 0.059 | 0.37 | 0.96 | ol | 490 | 0.00403 | HV
679-AL1/86-ST1A 110.0 | 9.95 | 0.042 | 0.36 | 1.15 | ol | 679 | 0.00403 | HV
490-AL1/64-ST1A 220.0 | 10 | 0.059 | 0.285 | 0.96 | ol | 490 | 0.00403 | HV
679-AL1/86-ST1A 220.0 | 11.7 | 0.042 | 0.275 | 1.15 | ol | 679 | 0.00403 | HV
490-AL1/64-ST1A 380.0 | 11 | 0.059 | 0.253 | 0.96 | ol | 490 | 0.00403 | HV
679-AL1/86-ST1A 380.0 | 14.6 | 0.042 | 0.25 | 1.15 | ol | 679 | 0.00403 | HV

## trafo_std_types
| i0_percent | pfe_kw | vkr_percent | sn_mva | vn_lv_kv | vn_hv_kv | vk_percent | shift_degree | vector_group | tap_side | tap_neutral | tap_min | tap_max | tap_step_degree | tap_step_percent | tap_phase_shifter
160 MVA 380/110 kV | 0.06 | 60 | 0.25 | 160 | 110 | 380 | 12.2 | 0 | Yy0 | hv | 0 | -9 | 9 | 0 | 1.5 | FALSE
100 MVA 220/110 kV | 0.06 | 55 | 0.26 | 100 | 110 | 220 | 12 | 0 | Yy0 | hv | 0 | -9 | 9 | 0 | 1.5 | FALSE
63 MVA 110/20 kV | 0.04 | 22 | 0.32 | 63 | 20 | 110 | 18 | 150 | YNd5 | hv | 0 | -9 | 9 | 0 | 1.5 | FALSE
40 MVA 110/20 kV | 0.05 | 18 | 0.34 | 40 | 20 | 110 | 16.2 | 150 | YNd5 | hv | 0 | -9 | 9 | 0 | 1.5 | FALSE
25 MVA 110/20 kV | 0.07 | 14 | 0.41 | 25 | 20 | 110 | 12 | 150 | YNd5 | hv | 0 | -9 | 9 | 0 | 1.5 | FALSE
63 MVA 110/10 kV | 0.04 | 22 | 0.32 | 63 | 10 | 110 | 18 | 150 | YNd5 | hv | 0 | -9 | 9 | 0 | 1.5 | FALSE
40 MVA 110/10 kV | 0.05 | 18 | 0.34 | 40 | 10 | 110 | 16.2 | 150 | YNd5 | hv | 0 | -9 | 9 | 0 | 1.5 | FALSE
25 MVA 110/10 kV | 0.07 | 14 | 0.41 | 25 | 10 | 110 | 12 | 150 | YNd5 | hv | 0 | -9 | 9 | 0 | 1.5 | FALSE
0.25 MVA 20/0.4 kV | 0.32 | 0.8 | 1.44 | 0.25 | 0.4 | 20 | 6 | 150 | Yzn5 | hv | 0 | -2 | 2 | 0 | 2.5 | FALSE
0.4 MVA 20/0.4 kV | 0.3375 | 1.35 | 1.425 | 0.4 | 0.4 | 20 | 6 | 150 | Dyn5 | hv | 0 | -2 | 2 | 0 | 2.5 | FALSE
0.63 MVA 20/0.4 kV | 0.2619 | 1.65 | 1.206 | 0.63 | 0.4 | 20 | 6 | 150 | Dyn5 | hv | 0 | -2 | 2 | 0 | 2.5 | FALSE
0.25 MVA 10/0.4 kV | 0.24 | 0.6 | 1.2 | 0.25 | 0.4 | 10 | 4 | 150 | Dyn5 | hv | 0 | -2 | 2 | 0 | 2.5 | FALSE
0.4 MVA 10/0.4 kV | 0.2375 | 0.95 | 1.325 | 0.4 | 0.4 | 10 | 4 | 150 | Dyn5 | hv | 0 | -2 | 2 | 0 | 2.5 | FALSE
0.63 MVA 10/0.4 kV | 0.1873 | 1.18 | 1.0794 | 0.63 | 0.4 | 10 | 4 | 150 | Dyn5 | hv | 0 | -2 | 2 | 0 | 2.5 | FALSE

## trafo3w_std_types
| sn_hv_mva | sn_mv_mva | sn_lv_mva | vn_hv_kv | vn_mv_kv | vn_lv_kv | vk_hv_percent | vk_mv_percent | vk_lv_percent | vkr_hv_percent | vkr_mv_percent | vkr_lv_percent | pfe_kw | i0_percent | shift_mv_degree | shift_lv_degree | vector_group | tap_side | tap_neutral | tap_min | tap_max | tap_step_percent
63/25/38 MVA 110/20/10 kV | 63 | 25 | 38 | 110 | 20 | 10 | 10.4 | 10.4 | 10.4 | 0.28 | 0.32 | 0.35 | 35 | 0.89 | 0 | 0 | YN0yn0yn0 | hv | 0 | -10 | 10 | 1.2
63/25/38 MVA 110/10/10 kV | 63 | 25 | 38 | 110 | 10 | 10 | 10.4 | 10.4 | 10.4 | 0.28 | 0.32 | 0.35 | 35 | 0.89 | 0 | 0 | YN0yn0yn0 | hv | 0 | -10 | 10 | 1.2

## fuse_std_types
| fuse_type | i_rated_a | t_avg | t_min | t_total | x_avg | x_min | x_total
HV 100A | HV 100A | 100 | 0 | [10.0, 3.64, 0.854, 0.281, 0.1, 0.0531, 0.022, 0.01] | [10.0, 4.267, 1.21, 0.403, 0.1, 0.058, 0.022, 0.01] | 0 | [300.0, 350.0, 450.0, 550.0, 700.0, 850.0, 1200.0, 1752.0] | [600.0, 700.0, 900.0, 1150.0, 1665.0, 2000.0, 3000.0, 4313.0]
HV 10A | HV 10A | 10 | 0 | [10.0, 1675.0, 0.344, 0.156, 0.1, 0.0417, 0.0171, 0.01] | [10.0, 1.3, 0.3, 0.155, 0.1, 0.0555, 0.023, 0.01] | 0 | [30.0, 32.0, 35.0, 37.0, 39.0, 50.0, 70.0, 88.0] | [60.0, 70.0, 80.0, 87.0, 94.0, 110.0, 150.0, 216.0]
HV 125A | HV 125A | 125 | 0 | [10.0, 1.82, 0.344, 0.1, 0.0467, 0.0269, 0.01] | [10.0, 2.478, 0.426, 0.1, 0.0427, 0.0211, 0.01] | 0 | [375.0, 500.0, 700.0, 925.0, 1200.0, 1500.0, 2341.0] | [750.0, 1000.0, 1500.0, 2200.0, 3000.0, 4000.0, 5765.0]
HV 160A | HV 160A | 160 | 0 | [10.0, 4.15, 1.03, 0.198, 0.1, 0.051, 0.0172, 0.01] | [10.0, 2.3, 0.734, 0.274, 0.1, 0.046, 0.0177, 0.01] | 0 | [480.0, 550.0, 700.0, 1000.0, 1260.0, 1600.0, 2500.0, 3227.0] | [960.0, 1300.0, 1700.0, 2200.0, 2996.0, 4000.0, 6000.0, 7946.0]
HV 16A | HV 16A | 16 | 0 | [10.0, 0.352, 0.164, 0.1, 0.0649, 0.0342, 0.01] | [10.0, 2.34, 0.722, 0.181, 0.1, 0.055, 0.0296, 0.01] | 0 | [48.0, 60.0, 65.0, 71.0, 80.0, 100.0, 162.0] | [96.0, 110.0, 125.0, 150.0, 168.0, 200.0, 250.0, 398.0]
HV 200A | HV 200A | 200 | 0 | [10.0, 4.267, 1.21, 0.403, 0.1, 0.058, 0.022, 0.01] | [10.0, 3.73, 1.654, 0.328, 0.1, 0.0531, 0.019, 0.01] | 0 | [600.0, 700.0, 900.0, 1150.0, 1665.0, 2000.0, 3000.0, 4313.0] | [1200.0, 1500.0, 1800.0, 2700.0, 3960.0, 5000.0, 7500.0, 10620.0]
HV 20A | HV 20A | 20 | 0 | [10.0, 1.3, 0.3, 0.155, 0.1, 0.0555, 0.023, 0.01] | [10.0, 1.3, 0.161, 0.1, 0.0611, 0.0399, 0.0141, 0.01] | 0 | [60.0, 70.0, 80.0, 87.0, 94.0, 110.0, 150.0, 216.0] | [120.0, 150.0, 200.0, 223.0, 260.0, 300.0, 450.0, 532.0]
HV 25A | HV 25A | 25 | 0 | [10.0, 2.512, 0.833, 0.299, 0.1, 0.0372, 0.0223, 0.01] | [10.0, 3.125, 0.597, 0.198, 0.1, 0.0378, 0.022, 0.01] | 0 | [75.0, 82.0, 90.0, 100.0, 124.0, 170.0, 200.0, 289.0] | [150.0, 170.0, 210.0, 250.0, 294.0, 400.0, 500.0, 711.0]
HV 31.5A | HV 31.5A | 31.5 | 0 | [10.0, 2.34, 0.722, 0.181, 0.1, 0.055, 0.0296, 0.01] | [10.0, 2.84, 0.368, 0.164, 0.1, 0.0621, 0.0378, 0.0195, 0.01] | 0 | [95.0, 110.0, 125.0, 150.0, 165.0, 200.0, 250.0, 390.0] | [189.0, 220.0, 300.0, 350.0, 393.0, 450.0, 530.0, 700.0, 960.0]
HV 40A | HV 40A | 40 | 0 | [10.0, 1.3, 0.161, 0.1, 0.0611, 0.0399, 0.0141, 0.01] | [10.0, 2.05, 0.369, 0.198, 0.1, 0.051, 0.0298, 0.01] | 0 | [120.0, 150.0, 200.0, 223.0, 260.0, 300.0, 450.0, 532.0] | [240.0, 300.0, 400.0, 450.0, 530.0, 650.0, 800.0, 1311.0]
HV 50A | HV 50A | 50 | 0 | [10.0, 3.215, 0.597, 0.198, 0.1, 0.0378, 0.022, 0.01] | [10.0, 3.64, 0.854, 0.281, 0.1, 0.0531, 0.022, 0.01] | 0 | [150.0, 170.0, 210.0, 250.0, 294.0, 400.0, 500.0, 711.0] | [300.0, 350.0, 450.0, 550.0, 700.0, 850.0, 1200.0, 1752.0]
HV 6.3A | HV 6.3A | 6.3 | 0 | [10.0, 1.39, 0.344, 0.168, 0.1, 0.056, 0.0263, 0.01] | [10.0, 1.711, 0.516, 0.198, 0.1, 0.0634, 0.0303, 0.01] | 0 | [19.0, 19.5, 20.4, 20.8, 22.0, 25.0, 32.0, 48.0] | [38.0, 40.0, 43.0, 48.0, 53.0, 60.0, 75.0, 118.0]
HV 63A | HV 63A | 63 | 0 | [10.0, 2.84, 0.368, 0.164, 0.1, 0.0621, 0.0378, 0.0195, 0.01] | [10.0, 1.82, 0.344, 0.1, 0.0467, 0.0269, 0.01] | 0 | [189.0, 220.0, 300.0, 350.0, 393.0, 450.0, 530.0, 700.0, 961.0] | [378.0, 500.0, 700.0, 934.0, 1200.0, 1500.0, 2366.0]
HV 80A | HV 80A | 80 | 0 | [10.0, 2.05, 0.369, 0.198, 0.1, 0.051, 0.0298, 0.01] | [10.0, 4.15, 1.03, 0.198, 0.1, 0.051, 0.0172, 0.01] | 0 | [240.0, 300.0, 400.0, 450.0, 530.0, 650.0, 800.0, 1311.0] | [480.0, 550.0, 700.0, 1000.0, 1260.0, 1600.0, 2500.0, 3227.0]
Siemens NH-1-100 | Siemens NH-1-100 | 100 | [5400.0, 2000.0, 400.0, 20.0, 1.0, 0.2, 0.012, 0.004] | 0 | 0 | [150.0, 190.0, 250.0, 430.0, 900.0, 1250.0, 2700.0, 3600.0] | 0 | 0
Siemens NH-1-125 | Siemens NH-1-125 | 125 | [4800.0, 120.0, 7.0, 0.1, 0.004] | 0 | 0 | [180.0, 400.0, 740.0, 2000.0, 4250.0] | 0 | 0
Siemens NH-1-16 | Siemens NH-1-16 | 16 | [4000.0, 400.0, 2.0, 0.1, 0.04, 0.01] | 0 | 0 | [26.0, 35.0, 75.0, 150.0, 200.0, 300.0] | 0 | 0
Siemens NH-1-160 | Siemens NH-1-160 | 160 | [4800.0, 120.0, 7.0, 0.1, 0.004] | 0 | 0 | [210.0, 500.0, 900.0, 2300.0, 5000.0] | 0 | 0
Siemens NH-1-25 | Siemens NH-1-25 | 25 | [4000.0, 1000.0, 10.0, 0.2, 0.02, 0.01] | 0 | 0 | [40.0, 50.0, 100.0, 210.0, 400.0, 500.0] | 0 | 0
Siemens NH-1-50 | Siemens NH-1-50 | 50 | [4000.0, 40.0, 4.0, 1.0, 0.02, 0.01] | 0 | 0 | [86.0, 200.0, 300.0, 400.0, 1000.0, 1280.0] | 0 | 0
Siemens NH-1-63 | Siemens NH-1-63 | 63 | [4000.0, 100.0, 10.0, 2.0, 0.04, 0.01] | 0 | 0 | [100.0, 200.0, 300.0, 400.0, 1000.0, 1500.0] | 0 | 0
Siemens NH-1-80 | Siemens NH-1-80 | 80 | [4800.0, 120.0, 7.0, 0.1, 0.01] | 0 | 0 | [150.58, 250.0, 450.0, 1150.0, 2470.0] | 0 | 0
Siemens NH-2-1000 | Siemens NH-2-1000 | 1000 | [4800.0, 120.0, 7.0, 0.1, 0.004] | 0 | 0 | [1900.0, 3500.0, 8400.0, 24000.0, 52000.0] | 0 | 0
Siemens NH-2-200 | Siemens NH-2-200 | 200 | [4800.0, 120.0, 7.0, 0.1, 0.004] | 0 | 0 | [280.0, 650.0, 1200.0, 3000.0, 7000.0] | 0 | 0
Siemens NH-2-224 | Siemens NH-2-224 | 224 | [4800.0, 120.0, 7.0, 0.2, 0.04, 0.004] | 0 | 0 | [400.0, 750.0, 1453.0, 3025.0, 4315.0, 7600.0] | 0 | 0
Siemens NH-2-250 | Siemens NH-2-250 | 250 | [4800.0, 120.0, 7.0, 0.1, 0.004] | 0 | 0 | [450.0, 800.0, 1650.0, 4000.0, 8500.0] | 0 | 0
Siemens NH-2-315 | Siemens NH-2-315 | 315 | [4800.0, 120.0, 7.0, 0.1, 0.004] | 0 | 0 | [550.0, 920.0, 1900.0, 5000.0, 11000.0] | 0 | 0
Siemens NH-2-355 | Siemens NH-2-355 | 355 | [4800.0, 120.0, 6.0, 0.1, 0.004] | 0 | 0 | [650.0, 1116.27, 2350.0, 5840.0, 12790.0] | 0 | 0
Siemens NH-2-400 | Siemens NH-2-400 | 400 | [4800.0, 120.0, 7.0, 0.1, 0.004] | 0 | 0 | [720.0, 1350.0, 2800.0, 6500.0, 15000.0] | 0 | 0
Siemens NH-2-425 | Siemens NH-2-425 | 425 | [4800.0, 120.0, 7.0, 0.1, 0.004] | 0 | 0 | [850.0, 1500.0, 3050.0, 7500.0, 16500.0] | 0 | 0
Siemens NH-2-630 | Siemens NH-2-630 | 630 | [4800.0, 120.0, 7.0, 0.1, 0.004] | 0 | 0 | [1200.0, 2000.0, 4800.0, 12000.0, 26000.0] | 0 | 0

## res_bus
| vm_pu | va_degree | p_mw | q_mvar
0 | 0.97841 | -0.4153 | 0.0050473 | 0.001265
1 | 0.97832 | -0.41705 | 0.0033841 | 0.00084814
2 | 0.97859 | -0.41171 | 0 | 0
3 | 0.97881 | -0.40744 | 0.0032031 | 0.00080278
4 | 0.97813 | -0.42077 | 0 | 0
5 | 0.97926 | -0.39852 | 0.0019467 | 0.00048788
6 | 0.97805 | -0.42241 | 0.0066569 | 0.0016684
7 | 0.97786 | -0.42603 | 0.0029408 | 0.00073704
8 | 0.98 | -0.38417 | 0.0079451 | 0.0019912
9 | 0.97783 | -0.42678 | 0.00095118 | 0.00023839
10 | 0.98055 | -0.37327 | 0 | 0
11 | 0.97775 | -0.42833 | 0.0020433 | 0.00051209
12 | 0.97978 | -0.38842 | 0.004939 | 0.0012378
13 | 0.98076 | -0.36931 | 0 | 0
14 | 0.98047 | -0.37494 | 0.0047261 | 0.0011845
15 | 0.97972 | -0.38949 | 0.0065043 | 0.0016301
16 | 0.98073 | -0.36973 | 0.0030185 | 0.00075652
17 | 0.9814 | -0.35679 | 0.0044706 | 0.0011204
18 | 0.97889 | -0.40581 | 0.00097779 | 0.00024506
19 | 0.98161 | -0.35262 | 0.0017629 | 0.00044183
20 | 0.99456 | -0.10404 | 0 | 0
21 | 0.99499 | -0.095783 | 0.0027257 | 0.00068312
22 | 0.9943 | -0.10912 | 0.0013266 | 0.00033249
23 | 0.97834 | -0.41644 | 0.0017951 | 0.0004499
24 | 0.99878 | -0.023066 | 0.0041263 | 0.0010341
25 | 0.99888 | -0.021223 | 0 | 0
26 | 0.98222 | -0.34069 | 0.0048899 | 0.0012255
27 | 0.99534 | -0.088988 | 0.0047891 | 0.0012003
28 | 0.99362 | -0.12208 | 0 | 0
29 | 0.99076 | -0.17569 | 0.0024095 | 0.00060389
30 | 0.98933 | -0.20302 | 0 | 0
31 | 0.99112 | -0.16878 | 0 | 0
32 | 0.98803 | -0.22817 | 0 | 0
33 | 0.99108 | -0.16943 | 0.0031799 | 0.00079696
34 | 0.99245 | -0.14332 | 0.007232 | 0.0018125
35 | 0.98763 | -0.23586 | 0.015533 | 0.0038929
36 | 0.98708 | -0.24654 | 0.0095793 | 0.0024008
37 | 0.99256 | -0.14127 | 0.0026432 | 0.00066246
38 | 0.98625 | -0.26254 | 0 | 0
39 | 0.99009 | -0.1883 | 0 | 0
40 | 0.9909 | -0.17286 | 0.0027682 | 0.00069378
41 | 0.98968 | -0.19628 | 0.002946 | 0.00073834
42 | 0.99359 | -0.12156 | 0 | 0
43 | 0.98559 | -0.27536 | 0.0024428 | 0.00061222
44 | 0.991 | -0.17094 | 0.0012204 | 0.00030587
45 | 0.9885 | -0.21892 | 0.003497 | 0.00087644
46 | 0.9951 | -0.09276 | 0.0018529 | 0.00046439
47 | 0.99244 | -0.14343 | 0.0016927 | 0.00042423
48 | 0.99095 | -0.17387 | 0 | 0
49 | 0.99107 | -0.17146 | 0 | 0
50 | 0.99091 | -0.17451 | 0.0012162 | 0.0003048
51 | 0.99089 | -0.17508 | 0.002575 | 0.00064535
52 | 0.99112 | -0.17058 | 0 | 0
53 | 0.99085 | -0.17577 | 0.0024497 | 0.00061396
54 | 0.97189 | -0.54326 | 0.006559 | 0.0016438
55 | 0.97215 | -0.53816 | 0 | 0
56 | 0.97397 | -0.50219 | 0 | 0
57 | 0.97198 | -0.54143 | 0 | 0
58 | 0.97159 | -0.54916 | 0 | 0
59 | 0.9915 | -0.16135 | 0.0030117 | 0.0007548
60 | 0.988 | -0.22856 | 0 | 0
61 | 0.99234 | -0.14532 | 0.0031334 | 0.0007853
62 | 0.98658 | -0.25578 | 0 | 0
63 | 0.97127 | -0.55562 | 0.005001 | 0.0012534
64 | 0.97114 | -0.55805 | 0 | 0
65 | 0.97063 | -0.5682 | 0.0045564 | 0.0011419
66 | 0.97056 | -0.56964 | 0 | 0
67 | 0.97015 | -0.57774 | 0.0036125 | 0.00090539
68 | 0.97604 | -0.46163 | 0 | 0
69 | 0.97378 | -0.5061 | 0.0034836 | 0.00087308
70 | 0.97646 | -0.45334 | 0.0068607 | 0.0017194
71 | 0.99625 | -0.070868 | 0.0024326 | 0.00060967
72 | 0.98456 | -0.29534 | 0.007396 | 0.0018536
73 | 0.98978 | -0.19657 | 0 | 0
74 | 0.9894 | -0.20396 | 0.0056084 | 0.0014056
75 | 0.98942 | -0.20354 | 0 | 0
76 | 0.9778 | -0.427 | 0.0012767 | 0.00031996
77 | 0.98303 | -0.32495 | 0.0045398 | 0.0011378
78 | 0.98281 | -0.32931 | 0.0051489 | 0.0012904
79 | 0.9839 | -0.30812 | 0 | 0
80 | 0.98233 | -0.33868 | 0 | 0
81 | 0.98187 | -0.34769 | 0.0077894 | 0.0019522
82 | 0.98179 | -0.34911 | 0.0089787 | 0.0022503
83 | 0.98932 | -0.20542 | 0.0042703 | 0.0010703
84 | 0.99145 | -0.16406 | 0.0034595 | 0.00086702
85 | 0.98934 | -0.20514 | 0.0042183 | 0.0010572
86 | 0.99656 | -0.065703 | 0.013137 | 0.0032925
87 | 0.99966 | -0.0064905 | 0.0030208 | 0.00075709
88 | 0.99641 | -0.068472 | 0.002784 | 0.00069773
89 | 1 | 0 | -0.4103 | -0.10486
90 | 0.99271 | -0.13981 | 0.0027992 | 0.00070154
91 | 0.99337 | -0.12701 | 0.0020865 | 0.00052292
92 | 0.99236 | -0.14653 | 0.0019772 | 0.00049553
93 | 0.99175 | -0.15826 | 0.0022133 | 0.0005547
94 | 0.97053 | -0.56932 | 0.015582 | 0.0039053
95 | 0.97087 | -0.56251 | 0.0024742 | 0.0006201
96 | 0.97127 | -0.55466 | 0.0027642 | 0.00069277
97 | 0.97756 | -0.43196 | 0.003332 | 0.00083509
98 | 0.97749 | -0.43344 | 0.0030221 | 0.00075742
99 | 0.98923 | -0.20724 | 0.0052382 | 0.0013128
100 | 0.99083 | -0.17615 | 0.0018228 | 0.00045684
101 | 0.9783 | -0.4172 | 0.0010422 | 0.00026121
102 | 0.97822 | -0.41892 | 0.0034485 | 0.00086429
103 | 0.97802 | -0.42281 | 0.00094392 | 0.00023657
104 | 0.97781 | -0.42688 | 0.0014821 | 0.00037145
105 | 0.97131 | -0.55396 | 0.0023547 | 0.00059014
106 | 0.98381 | -0.30946 | 0.014274 | 0.0035774
107 | 0.98397 | -0.30629 | 0.0054299 | 0.0013609
108 | 0.98129 | -0.35826 | 0 | 0
109 | 0.98465 | -0.29326 | 0.013957 | 0.003498
110 | 0.98058 | -0.37205 | 0.017175 | 0.0043046
111 | 0.98653 | -0.2568 | 0.0062698 | 0.0015714
112 | 0.97797 | -0.42299 | 0.0020352 | 0.00051006
113 | 0.97677 | -0.44636 | 0 | 0
114 | 0.97561 | -0.46911 | 0.0034514 | 0.00086501
115 | 0.97273 | -0.52591 | 0.0023343 | 0.00058504
116 | 0.97242 | -0.53189 | 0.0021086 | 0.00052848
117 | 0.97324 | -0.51576 | 0 | 0
118 | 0.9719 | -0.54224 | 0.0022309 | 0.00055912
119 | 0.97377 | -0.50541 | 0.0034233 | 0.00085797
120 | 0.97298 | -0.52083 | 0.0082467 | 0.0020668
121 | 0.97189 | -0.54237 | 0.0011959 | 0.00029972
122 | 0.97523 | -0.47669 | 0.0012217 | 0.00030618
123 | 0.97282 | -0.52403 | 0.0041919 | 0.0010506
124 | 0.97139 | -0.55232 | 0.0029344 | 0.00073543
125 | 0.97281 | -0.52424 | 0.0013892 | 0.00034817
126 | 0.99074 | -0.17783 | 0.0041163 | 0.0010316
127 | 0.99998 | 149.9956 | 0 | 0

## res_line
| p_from_mw | q_from_mvar | p_to_mw | q_to_mvar | pl_mw | ql_mvar | i_from_ka | i_to_ka | i_ka | vm_from_pu | va_from_degree | vm_to_pu | va_to_degree | loading_percent
0 | 0.0033844 | 0.00084796 | -0.0033841 | -0.00084814 | 2.815e-07 | -1.7566e-07 | 0.0051471 | 0.0051472 | 0.0051472 | 0.97841 | -0.4153 | 0.97832 | -0.41705 | 1.4141
1 | -0.0084316 | -0.0021129 | 0.0084331 | 0.0021135 | 1.4413e-06 | 6.2881e-07 | 0.012823 | 0.012823 | 0.012823 | 0.97841 | -0.4153 | 0.97859 | -0.41171 | 3.5229
2 | -0.027394 | -0.0068692 | 0.027399 | 0.0068727 | 5.578e-06 | 3.4622e-06 | 0.041655 | 0.041655 | 0.041655 | 0.97859 | -0.41171 | 0.97881 | -0.40744 | 11.4437
3 | 0.01896 | 0.0047557 | -0.018952 | -0.0047508 | 8.1799e-06 | 4.9056e-06 | 0.028832 | 0.028832 | 0.028832 | 0.97859 | -0.41171 | 0.97813 | -0.42077 | 7.9209
4 | -0.030602 | -0.0076755 | 0.030615 | 0.0076836 | 1.3025e-05 | 8.1341e-06 | 0.046525 | 0.046524 | 0.046525 | 0.97881 | -0.40744 | 0.97926 | -0.39852 | 12.7815
5 | 0.0066575 | 0.0016686 | -0.0066569 | -0.0016684 | 5.2014e-07 | 1.6318e-07 | 0.010128 | 0.010128 | 0.010128 | 0.97813 | -0.42077 | 0.97805 | -0.42241 | 2.7824
6 | 0.012295 | 0.0030822 | -0.012292 | -0.0030806 | 3.0844e-06 | 1.679e-06 | 0.018704 | 0.018704 | 0.018704 | 0.97813 | -0.42077 | 0.97786 | -0.42603 | 5.1385
7 | -0.032562 | -0.0081715 | 0.032584 | 0.0081855 | 2.2296e-05 | 1.3963e-05 | 0.049482 | 0.049482 | 0.049482 | 0.97926 | -0.39852 | 0.98 | -0.38417 | 13.5941
8 | 0.0093509 | 0.0023435 | -0.0093505 | -0.0023434 | 3.3443e-07 | 1.5878e-07 | 0.014229 | 0.014229 | 0.014229 | 0.97786 | -0.42603 | 0.97783 | -0.42678 | 3.9091
9 | -0.040529 | -0.010177 | 0.04055 | 0.01019 | 2.1092e-05 | 1.3312e-05 | 0.061546 | 0.061546 | 0.061546 | 0.98 | -0.38417 | 0.98055 | -0.37327 | 16.9083
10 | 0.0083994 | 0.002105 | -0.0083987 | -0.0021047 | 6.176e-07 | 2.6882e-07 | 0.012782 | 0.012782 | 0.012782 | 0.97783 | -0.42678 | 0.97775 | -0.42833 | 3.5115
11 | 0.05274 | 0.013308 | -0.052702 | -0.013284 | 3.8239e-05 | 2.3671e-05 | 0.080066 | 0.080067 | 0.080067 | 0.98055 | -0.37327 | 0.97978 | -0.38842 | 10.9982
12 | -0.098017 | -0.024683 | 0.098035 | 0.024694 | 1.8537e-05 | 1.161e-05 | 0.14878 | 0.14878 | 0.14878 | 0.98055 | -0.37327 | 0.98076 | -0.36931 | 13.625
13 | 0.0047265 | 0.0011845 | -0.0047261 | -0.0011845 | 3.7648e-07 | -5.1888e-09 | 0.0071725 | 0.0071726 | 0.0071726 | 0.98055 | -0.37327 | 0.98047 | -0.37494 | 1.9705
14 | 0.0063555 | 0.0015926 | -0.0063544 | -0.0015923 | 1.1006e-06 | 3.11e-07 | 0.0096722 | 0.0096724 | 0.0096724 | 0.97775 | -0.42833 | 0.97756 | -0.43196 | 2.6572
15 | 0.047763 | 0.012047 | -0.04776 | -0.012045 | 2.4474e-06 | 1.5507e-06 | 0.072566 | 0.072566 | 0.072566 | 0.97978 | -0.38842 | 0.97972 | -0.38949 | 19.9357
16 | 0.0030186 | 0.00075646 | -0.0030185 | -0.00075652 | 6.0348e-08 | -5.8194e-08 | 0.0045798 | 0.0045799 | 0.0045799 | 0.98076 | -0.36931 | 0.98073 | -0.36973 | 1.2582
17 | -0.10105 | -0.025451 | 0.10111 | 0.025489 | 6.0556e-05 | 3.7976e-05 | 0.15336 | 0.15336 | 0.15336 | 0.98076 | -0.36931 | 0.9814 | -0.35679 | 14.0444
18 | 0.041256 | 0.010415 | -0.041224 | -0.010395 | 3.2222e-05 | 2.0347e-05 | 0.062687 | 0.062687 | 0.062687 | 0.97972 | -0.38949 | 0.97889 | -0.40581 | 17.2217
19 | -0.10558 | -0.026609 | 0.10561 | 0.026622 | 2.1046e-05 | 1.322e-05 | 0.16014 | 0.16014 | 0.16014 | 0.9814 | -0.35679 | 0.98161 | -0.35262 | 14.6651
20 | 0.040246 | 0.01015 | -0.040225 | -0.010137 | 2.0479e-05 | 1.2923e-05 | 0.061201 | 0.061201 | 0.061201 | 0.97889 | -0.40581 | 0.97834 | -0.41644 | 16.8134
21 | -0.10737 | -0.027064 | 0.10743 | 0.027103 | 6.1333e-05 | 3.8551e-05 | 0.16282 | 0.16281 | 0.16282 | 0.98161 | -0.35262 | 0.98222 | -0.34069 | 14.9098
22 | -0.04554 | -0.011471 | 0.045558 | 0.011482 | 1.7988e-05 | 1.1378e-05 | 0.068156 | 0.068156 | 0.068156 | 0.99456 | -0.10404 | 0.99499 | -0.095783 | 18.7241
23 | 0.04554 | 0.011471 | -0.045529 | -0.011464 | 1.1058e-05 | 6.9949e-06 | 0.068156 | 0.068156 | 0.068156 | 0.99456 | -0.10404 | 0.9943 | -0.10912 | 18.7241
24 | -0.048284 | -0.012165 | 0.0483 | 0.012175 | 1.57e-05 | 9.9438e-06 | 0.072232 | 0.072232 | 0.072232 | 0.99499 | -0.095783 | 0.99534 | -0.088988 | 19.8439
25 | 0.044203 | 0.011131 | -0.044175 | -0.011114 | 2.7385e-05 | 1.731e-05 | 0.06617 | 0.06617 | 0.06617 | 0.9943 | -0.10912 | 0.99362 | -0.12208 | 18.1787
26 | 0.03843 | 0.0096867 | -0.038429 | -0.0096859 | 1.3983e-06 | 8.8121e-07 | 0.058471 | 0.058471 | 0.058471 | 0.97834 | -0.41644 | 0.9783 | -0.4172 | 16.0633
27 | -0.0041263 | -0.0010341 | 0.0041267 | 0.001034 | 3.6215e-07 | -1.027e-07 | 0.0061475 | 0.0061474 | 0.0061475 | 0.99878 | -0.023066 | 0.99888 | -0.021223 | 1.6889
28 | 0.069217 | 0.017497 | -0.069069 | -0.017403 | 0.0001473 | 9.3789e-05 | 0.10316 | 0.10316 | 0.10316 | 0.99888 | -0.021223 | 0.99656 | -0.065703 | 28.3419
29 | -0.40521 | -0.10383 | 0.4055 | 0.10402 | 0.00028956 | 0.00018507 | 0.60444 | 0.60444 | 0.60444 | 0.99888 | -0.021223 | 0.99966 | -0.0064905 | 55.3517
30 | 0.33186 | 0.085302 | -0.33106 | -0.084792 | 0.00079837 | 0.00050994 | 0.49513 | 0.49513 | 0.49513 | 0.99888 | -0.021223 | 0.99625 | -0.070868 | 45.3416
31 | -0.11232 | -0.028328 | 0.11233 | 0.028335 | 1.0806e-05 | 6.8026e-06 | 0.17022 | 0.17022 | 0.17022 | 0.98222 | -0.34069 | 0.98233 | -0.33868 | 15.5882
32 | -0.053089 | -0.013375 | 0.053141 | 0.013409 | 5.2151e-05 | 3.3089e-05 | 0.079391 | 0.079391 | 0.079391 | 0.99534 | -0.088988 | 0.99641 | -0.068472 | 21.8108
33 | 0.044175 | 0.011114 | -0.044165 | -0.011107 | 1.0397e-05 | 6.5718e-06 | 0.06617 | 0.06617 | 0.06617 | 0.99362 | -0.12208 | 0.99337 | -0.12701 | 18.1787
34 | 0.17496 | 0.044502 | -0.17473 | -0.044355 | 0.00023006 | 0.00014621 | 0.26301 | 0.26301 | 0.26301 | 0.99076 | -0.17569 | 0.98933 | -0.20302 | 24.0852
35 | -0.17737 | -0.045105 | 0.17743 | 0.045143 | 5.9119e-05 | 3.7579e-05 | 0.26663 | 0.26663 | 0.26663 | 0.99076 | -0.17569 | 0.99112 | -0.16878 | 24.4165
36 | 0.17473 | 0.044355 | -0.17452 | -0.044221 | 0.00021117 | 0.00013421 | 0.26301 | 0.26301 | 0.26301 | 0.98933 | -0.20302 | 0.98803 | -0.22817 | 24.0852
37 | 0.00318 | 0.00079687 | -0.0031799 | -0.00079696 | 9.8798e-08 | -8.5722e-08 | 0.0047742 | 0.0047743 | 0.0047743 | 0.99112 | -0.16878 | 0.99108 | -0.16943 | 1.3116
38 | -0.18061 | -0.04594 | 0.18083 | 0.046081 | 0.00022186 | 0.00014106 | 0.2714 | 0.2714 | 0.2714 | 0.99112 | -0.16878 | 0.99245 | -0.14332 | 24.8537
39 | 0.015539 | 0.0038962 | -0.015533 | -0.0038929 | 5.6903e-06 | 3.2871e-06 | 0.023402 | 0.023403 | 0.023403 | 0.98803 | -0.22817 | 0.98763 | -0.23586 | 6.4293
40 | 0.15898 | 0.040325 | -0.15884 | -0.040236 | 0.00014026 | 8.9017e-05 | 0.23961 | 0.23961 | 0.23961 | 0.98803 | -0.22817 | 0.98708 | -0.24654 | 21.9422
41 | -0.18807 | -0.047893 | 0.18808 | 0.047905 | 1.8611e-05 | 1.1839e-05 | 0.28225 | 0.28225 | 0.28225 | 0.99245 | -0.14332 | 0.99256 | -0.14127 | 25.8467
42 | 0.14926 | 0.037835 | -0.14915 | -0.037762 | 0.00011469 | 7.2707e-05 | 0.22517 | 0.22517 | 0.22517 | 0.98708 | -0.24654 | 0.98625 | -0.26254 | 20.6198
43 | -0.19073 | -0.048568 | 0.19091 | 0.048683 | 0.00018143 | 0.00011543 | 0.28621 | 0.28621 | 0.28621 | 0.99256 | -0.14127 | 0.99359 | -0.12156 | 26.2095
44 | 0.14915 | 0.037762 | -0.14906 | -0.037704 | 9.1749e-05 | 5.8166e-05 | 0.22517 | 0.22517 | 0.22517 | 0.98625 | -0.26254 | 0.98559 | -0.27536 | 20.6198
45 | -0.12282 | -0.031295 | 0.12291 | 0.031353 | 9.157e-05 | 5.7776e-05 | 0.18477 | 0.18477 | 0.18477 | 0.99009 | -0.1883 | 0.9909 | -0.17286 | 16.9207
46 | 0.12282 | 0.031295 | -0.12278 | -0.031265 | 4.7316e-05 | 2.9855e-05 | 0.18477 | 0.18477 | 0.18477 | 0.99009 | -0.1883 | 0.98968 | -0.19628 | 16.9207
47 | -0.12568 | -0.032046 | 0.12569 | 0.032054 | 1.1615e-05 | 7.3327e-06 | 0.18893 | 0.18893 | 0.18893 | 0.9909 | -0.17286 | 0.991 | -0.17094 | 17.3013
48 | 0.11983 | 0.030527 | -0.1197 | -0.030444 | 0.00013073 | 8.2428e-05 | 0.18034 | 0.18035 | 0.18035 | 0.98968 | -0.19628 | 0.9885 | -0.21892 | 16.5151
49 | -0.32598 | -0.083206 | 0.32643 | 0.083496 | 0.00045434 | 0.00029019 | 0.48873 | 0.48873 | 0.48873 | 0.99359 | -0.12156 | 0.9951 | -0.09276 | 44.7552
50 | 0.13507 | 0.034523 | -0.13492 | -0.034432 | 0.00014271 | 9.0256e-05 | 0.20252 | 0.20252 | 0.20252 | 0.99359 | -0.12156 | 0.99244 | -0.14343 | 18.5457
51 | 0.14662 | 0.037092 | -0.14647 | -0.037003 | 0.00014038 | 8.8971e-05 | 0.22148 | 0.22148 | 0.22148 | 0.98559 | -0.27536 | 0.98456 | -0.29534 | 20.2821
52 | -0.12691 | -0.03236 | 0.12697 | 0.032397 | 5.8806e-05 | 3.7136e-05 | 0.19076 | 0.19076 | 0.19076 | 0.991 | -0.17094 | 0.9915 | -0.16135 | 17.4691
53 | 0.1162 | 0.029568 | -0.11615 | -0.029533 | 5.3934e-05 | 3.4458e-05 | 0.17508 | 0.17508 | 0.17508 | 0.9885 | -0.21892 | 0.988 | -0.22856 | 48.0992
54 | -0.32828 | -0.08396 | 0.32863 | 0.084183 | 0.0003482 | 0.0002224 | 0.4915 | 0.4915 | 0.4915 | 0.9951 | -0.09276 | 0.99625 | -0.070868 | 45.0089
55 | 0.13323 | 0.034008 | -0.13322 | -0.034001 | 1.2139e-05 | 7.6748e-06 | 0.19998 | 0.19998 | 0.19998 | 0.99244 | -0.14343 | 0.99234 | -0.14532 | 18.3133
56 | -0.0036662 | -0.00091843 | 0.0036666 | 0.00091822 | 4.2152e-07 | -2.0814e-07 | 0.005505 | 0.0055048 | 0.005505 | 0.99095 | -0.17387 | 0.99107 | -0.17146 | 1.5124
57 | 0.0036662 | 0.00091843 | -0.0036661 | -0.00091849 | 1.1222e-07 | -5.539e-08 | 0.005505 | 0.0055051 | 0.0055051 | 0.99095 | -0.17387 | 0.99091 | -0.17451 | 1.5124
58 | 0.0085162 | 0.0021344 | -0.0085147 | -0.0021338 | 1.4692e-06 | 6.3154e-07 | 0.012786 | 0.012787 | 0.012787 | 0.99107 | -0.17146 | 0.99089 | -0.17508 | 3.5128
59 | -0.012183 | -0.0030527 | 0.012183 | 0.0030529 | 5.0938e-07 | 2.7368e-07 | 0.018291 | 0.018291 | 0.018291 | 0.99107 | -0.17146 | 0.99112 | -0.17058 | 5.0251
60 | 0.0024499 | 0.00061368 | -0.0024497 | -0.00061396 | 1.4668e-07 | -2.7841e-07 | 0.0036788 | 0.0036789 | 0.0036789 | 0.99091 | -0.17451 | 0.99085 | -0.17577 | 1.0107
61 | 0.0059397 | 0.0014885 | -0.0059394 | -0.0014884 | 3.0261e-07 | 6.3027e-08 | 0.0089196 | 0.0089197 | 0.0089197 | 0.99089 | -0.17508 | 0.99083 | -0.17615 | 2.4505
62 | -0.031551 | -0.0079162 | 0.03156 | 0.0079223 | 9.8045e-06 | 6.1247e-06 | 0.047372 | 0.047372 | 0.047372 | 0.99112 | -0.17058 | 0.99145 | -0.16406 | 13.0142
63 | 0.019367 | 0.0048632 | -0.019343 | -0.0048489 | 2.3984e-05 | 1.4376e-05 | 0.029081 | 0.029081 | 0.029081 | 0.99112 | -0.17058 | 0.98978 | -0.19657 | 7.9893
64 | -0.006559 | -0.0016438 | 0.0065606 | 0.0016443 | 1.5955e-06 | 4.9814e-07 | 0.010042 | 0.010042 | 0.010042 | 0.97189 | -0.54326 | 0.97215 | -0.53816 | 2.7588
65 | -0.019748 | -0.0049526 | 0.019782 | 0.004973 | 3.3912e-05 | 2.0474e-05 | 0.030228 | 0.030228 | 0.030228 | 0.97215 | -0.53816 | 0.97397 | -0.50219 | 8.3045
66 | 0.013187 | 0.0033082 | -0.013185 | -0.0033071 | 2.0581e-06 | 1.1502e-06 | 0.020186 | 0.020187 | 0.020187 | 0.97215 | -0.53816 | 0.97198 | -0.54143 | 5.5457
67 | -0.023266 | -0.0058458 | 0.023311 | 0.0058735 | 4.5139e-05 | 2.7701e-05 | 0.035551 | 0.035551 | 0.035551 | 0.97397 | -0.50219 | 0.97604 | -0.46163 | 9.7668
68 | 0.0034843 | 0.00087274 | -0.0034836 | -0.00087308 | 6.4786e-07 | -3.4398e-07 | 0.005323 | 0.0053233 | 0.0053233 | 0.97397 | -0.50219 | 0.97378 | -0.5061 | 1.4625
69 | 0.013185 | 0.0033071 | -0.013181 | -0.0033044 | 4.8594e-06 | 2.716e-06 | 0.020187 | 0.020187 | 0.020187 | 0.97198 | -0.54143 | 0.97159 | -0.54916 | 5.5458
70 | 0.013181 | 0.0033044 | -0.013177 | -0.0033021 | 4.0525e-06 | 2.2653e-06 | 0.020187 | 0.020187 | 0.020187 | 0.97159 | -0.54916 | 0.97127 | -0.55562 | 5.5458
71 | -0.12999 | -0.033152 | 0.13009 | 0.033215 | 0.00010072 | 6.3642e-05 | 0.19528 | 0.19528 | 0.19528 | 0.9915 | -0.16135 | 0.99234 | -0.14532 | 17.883
72 | 0.11615 | 0.029533 | -0.116 | -0.029436 | 0.00015207 | 9.7154e-05 | 0.17508 | 0.17508 | 0.17508 | 0.988 | -0.22856 | 0.98658 | -0.25578 | 48.0992
73 | 0.116 | 0.029436 | -0.11599 | -0.029433 | 5.695e-06 | 3.6385e-06 | 0.17508 | 0.17508 | 0.17508 | 0.98658 | -0.25578 | 0.98653 | -0.2568 | 48.0992
74 | 0.0081755 | 0.0020487 | -0.0081745 | -0.0020483 | 9.4851e-07 | 4.0753e-07 | 0.012525 | 0.012525 | 0.012525 | 0.97127 | -0.55562 | 0.97114 | -0.55805 | 3.441
75 | 0.0081745 | 0.0020483 | -0.0081706 | -0.0020466 | 3.9485e-06 | 1.697e-06 | 0.012525 | 0.012525 | 0.012525 | 0.97114 | -0.55805 | 0.97063 | -0.5682 | 3.441
76 | 0.0036142 | 0.00090468 | -0.0036139 | -0.00090479 | 2.4845e-07 | -1.0775e-07 | 0.0055403 | 0.0055404 | 0.0055404 | 0.97063 | -0.5682 | 0.97056 | -0.56964 | 1.5221
77 | 0.0036139 | 0.00090479 | -0.0036125 | -0.00090539 | 1.3936e-06 | -6.0351e-07 | 0.0055404 | 0.0055409 | 0.0055409 | 0.97056 | -0.56964 | 0.97015 | -0.57774 | 1.5222
78 | -0.023311 | -0.0058735 | 0.023321 | 0.0058792 | 9.242e-06 | 5.6711e-06 | 0.035551 | 0.035551 | 0.035551 | 0.97604 | -0.46163 | 0.97646 | -0.45334 | 9.7667
79 | -0.030181 | -0.0075986 | 0.030219 | 0.0076224 | 3.8061e-05 | 2.3759e-05 | 0.046005 | 0.046005 | 0.046005 | 0.97646 | -0.45334 | 0.9778 | -0.427 | 12.6389
80 | 0.13908 | 0.035149 | -0.13899 | -0.035095 | 8.5183e-05 | 5.393e-05 | 0.2103 | 0.2103 | 0.2103 | 0.98456 | -0.29534 | 0.9839 | -0.30812 | 19.2585
81 | 0.015071 | 0.003779 | -0.015066 | -0.0037759 | 5.3094e-06 | 3.0437e-06 | 0.022659 | 0.022659 | 0.022659 | 0.98978 | -0.19657 | 0.9894 | -0.20396 | 6.2249
82 | 0.0042721 | 0.0010699 | -0.0042707 | -0.0010702 | 1.4177e-06 | -2.7016e-07 | 0.0064224 | 0.0064228 | 0.0064228 | 0.98978 | -0.19657 | 0.98942 | -0.20354 | 1.7645
83 | 0.0094576 | 0.0023703 | -0.009457 | -0.0023701 | 5.3185e-07 | 2.5036e-07 | 0.014224 | 0.014224 | 0.014224 | 0.9894 | -0.20396 | 0.98934 | -0.20514 | 3.9077
84 | 0.0042707 | 0.0010702 | -0.0042703 | -0.0010703 | 3.8341e-07 | -7.289e-08 | 0.0064228 | 0.0064229 | 0.0064229 | 0.98942 | -0.20354 | 0.98932 | -0.20542 | 1.7645
85 | -0.031496 | -0.0079423 | 0.031496 | 0.0079424 | 1.7587e-07 | 1.1e-07 | 0.047948 | 0.047948 | 0.047948 | 0.9778 | -0.427 | 0.97781 | -0.42688 | 13.1725
86 | 0.13434 | 0.033887 | -0.13431 | -0.033869 | 2.7987e-05 | 1.7706e-05 | 0.20343 | 0.20343 | 0.20343 | 0.98303 | -0.32495 | 0.98281 | -0.32931 | 18.6292
87 | -0.13888 | -0.035025 | 0.13899 | 0.035095 | 0.000112 | 7.0907e-05 | 0.2103 | 0.2103 | 0.2103 | 0.98303 | -0.32495 | 0.9839 | -0.30812 | 19.2585
88 | 0.12916 | 0.032579 | -0.12911 | -0.032542 | 5.7945e-05 | 3.6625e-05 | 0.19564 | 0.19564 | 0.19564 | 0.98281 | -0.32931 | 0.98233 | -0.33868 | 17.9153
89 | 0.016776 | 0.004207 | -0.016769 | -0.0042027 | 7.2007e-06 | 4.2322e-06 | 0.025413 | 0.025413 | 0.025413 | 0.98233 | -0.33868 | 0.98187 | -0.34769 | 6.9816
90 | 0.0089793 | 0.0022505 | -0.0089787 | -0.0022503 | 6.0858e-07 | 2.7866e-07 | 0.013608 | 0.013608 | 0.013608 | 0.98187 | -0.34769 | 0.98179 | -0.34911 | 3.7385
91 | -0.03502 | -0.0087893 | 0.03503 | 0.0087954 | 9.6976e-06 | 6.0857e-06 | 0.052564 | 0.052564 | 0.052564 | 0.99145 | -0.16406 | 0.99175 | -0.15826 | 14.4406
92 | 0.0052387 | 0.0013129 | -0.0052382 | -0.0013128 | 5.2432e-07 | 4.6403e-08 | 0.0078792 | 0.0078793 | 0.0078793 | 0.98934 | -0.20514 | 0.98923 | -0.20724 | 2.1647
93 | 0.055932 | 0.014111 | -0.055925 | -0.014106 | 7.4151e-06 | 4.7088e-06 | 0.083549 | 0.083549 | 0.083549 | 0.99656 | -0.065703 | 0.99641 | -0.068472 | 22.953
94 | -0.40852 | -0.10478 | 0.40865 | 0.10486 | 0.00012865 | 8.2224e-05 | 0.60894 | 0.60894 | 0.60894 | 0.99966 | -0.0064905 | 1 | 0 | 55.7635
95 | -0.042053 | -0.010568 | 0.042078 | 0.010584 | 2.5703e-05 | 1.6227e-05 | 0.063045 | 0.063045 | 0.063045 | 0.99271 | -0.13981 | 0.99337 | -0.12701 | 17.3201
96 | 0.039254 | 0.0098667 | -0.039241 | -0.0098587 | 1.2592e-05 | 7.9335e-06 | 0.058849 | 0.058849 | 0.058849 | 0.99271 | -0.13981 | 0.99236 | -0.14653 | 16.1674
97 | 0.037264 | 0.0093632 | -0.037243 | -0.0093501 | 2.0852e-05 | 1.3116e-05 | 0.055884 | 0.055885 | 0.055885 | 0.99236 | -0.14653 | 0.99175 | -0.15826 | 15.3529
98 | -0.015582 | -0.0039053 | 0.015587 | 0.0039083 | 5.0594e-06 | 2.9458e-06 | 0.023891 | 0.023891 | 0.023891 | 0.97053 | -0.56932 | 0.97087 | -0.56251 | 6.5634
99 | -0.018062 | -0.0045284 | 0.018068 | 0.0045324 | 6.7574e-06 | 4.0339e-06 | 0.027683 | 0.027683 | 0.027683 | 0.97087 | -0.56251 | 0.97127 | -0.55466 | 7.6052
100 | -0.020833 | -0.0052252 | 0.020833 | 0.0052256 | 6.9906e-07 | 4.2475e-07 | 0.031918 | 0.031918 | 0.031918 | 0.97127 | -0.55466 | 0.97131 | -0.55396 | 8.7686
101 | 0.0030223 | 0.00075721 | -0.0030221 | -0.00075742 | 2.1315e-07 | -2.0027e-07 | 0.0046004 | 0.0046005 | 0.0046005 | 0.97756 | -0.43196 | 0.97749 | -0.43344 | 1.2639
102 | 0.0041166 | 0.0010315 | -0.0041163 | -0.0010316 | 3.2946e-07 | -8.5184e-08 | 0.0061822 | 0.0061823 | 0.0061823 | 0.99083 | -0.17615 | 0.99074 | -0.17783 | 1.6984
103 | 0.037387 | 0.0094247 | -0.037384 | -0.0094227 | 3.0783e-06 | 1.9383e-06 | 0.056885 | 0.056885 | 0.056885 | 0.9783 | -0.4172 | 0.97822 | -0.41892 | 15.6278
104 | 0.033935 | 0.0085584 | -0.033929 | -0.0085545 | 6.3053e-06 | 3.9563e-06 | 0.05164 | 0.05164 | 0.05164 | 0.97822 | -0.41892 | 0.97802 | -0.42281 | 14.1867
105 | 0.032985 | 0.0083179 | -0.032978 | -0.0083139 | 6.4331e-06 | 4.0318e-06 | 0.050203 | 0.050203 | 0.050203 | 0.97802 | -0.42281 | 0.97781 | -0.42688 | 13.7922
106 | -0.023188 | -0.0058157 | 0.02319 | 0.0058168 | 1.8033e-06 | 1.1069e-06 | 0.035525 | 0.035525 | 0.035525 | 0.97131 | -0.55396 | 0.97139 | -0.55232 | 9.7596
107 | -0.090067 | -0.022833 | 0.090081 | 0.022841 | 1.3738e-05 | 8.767e-06 | 0.13632 | 0.13632 | 0.13632 | 0.98381 | -0.30946 | 0.98397 | -0.30629 | 37.4507
108 | 0.075793 | 0.019255 | -0.075616 | -0.019142 | 0.00017758 | 0.0001132 | 0.11473 | 0.11473 | 0.11473 | 0.98381 | -0.30946 | 0.98129 | -0.35826 | 31.5196
109 | -0.095511 | -0.024202 | 0.095571 | 0.02424 | 5.9848e-05 | 3.8206e-05 | 0.14453 | 0.14453 | 0.14453 | 0.98397 | -0.30629 | 0.98465 | -0.29326 | 39.7066
110 | 0.075616 | 0.019142 | -0.075566 | -0.01911 | 5.0041e-05 | 3.1898e-05 | 0.11473 | 0.11473 | 0.11473 | 0.98129 | -0.35826 | 0.98058 | -0.37205 | 31.5196
111 | -0.10953 | -0.027739 | 0.10972 | 0.027861 | 0.00019214 | 0.00012273 | 0.16562 | 0.16562 | 0.16562 | 0.98465 | -0.29326 | 0.98653 | -0.2568 | 45.5012
112 | 0.05839 | 0.014806 | -0.058248 | -0.014715 | 0.0001426 | 9.0653e-05 | 0.088668 | 0.088668 | 0.088668 | 0.98058 | -0.37205 | 0.97797 | -0.42299 | 24.3594
113 | 0.056213 | 0.014205 | -0.05615 | -0.014165 | 6.2906e-05 | 3.9973e-05 | 0.085572 | 0.085572 | 0.085572 | 0.97797 | -0.42299 | 0.97677 | -0.44636 | 23.5087
114 | 0.05615 | 0.014165 | -0.056089 | -0.014126 | 6.1072e-05 | 3.8808e-05 | 0.085572 | 0.085572 | 0.085572 | 0.97677 | -0.44636 | 0.97561 | -0.46911 | 23.5087
115 | 0.052637 | 0.013261 | -0.052618 | -0.013249 | 1.9093e-05 | 1.2121e-05 | 0.080308 | 0.080308 | 0.080308 | 0.97561 | -0.46911 | 0.97523 | -0.47669 | 22.0626
116 | 0.031696 | 0.0079622 | -0.031687 | -0.0079565 | 9.0438e-06 | 5.6607e-06 | 0.048493 | 0.048493 | 0.048493 | 0.97273 | -0.52591 | 0.97242 | -0.53189 | 13.3223
117 | -0.03403 | -0.0085472 | 0.034047 | 0.0085575 | 1.6489e-05 | 1.0352e-05 | 0.052064 | 0.052064 | 0.052064 | 0.97273 | -0.52591 | 0.97324 | -0.51576 | 14.3033
118 | 0.029578 | 0.007428 | -0.029564 | -0.0074189 | 1.4595e-05 | 9.1053e-06 | 0.045267 | 0.045267 | 0.045267 | 0.97242 | -0.53189 | 0.9719 | -0.54224 | 12.4359
119 | -0.047879 | -0.012025 | 0.047903 | 0.01204 | 2.3661e-05 | 1.4997e-05 | 0.073213 | 0.073213 | 0.073213 | 0.97324 | -0.51576 | 0.97377 | -0.50541 | 20.1134
120 | 0.013832 | 0.0034676 | -0.013829 | -0.0034657 | 3.3444e-06 | 1.8927e-06 | 0.021149 | 0.021149 | 0.021149 | 0.97324 | -0.51576 | 0.97298 | -0.52083 | 5.8101
121 | 0.027333 | 0.0068598 | -0.027333 | -0.0068597 | 1.7879e-07 | 1.1105e-07 | 0.041851 | 0.041851 | 0.041851 | 0.9719 | -0.54224 | 0.97189 | -0.54237 | 11.4975
122 | -0.051326 | -0.012898 | 0.051396 | 0.012943 | 7.046e-05 | 4.4714e-05 | 0.078444 | 0.078444 | 0.078444 | 0.97377 | -0.50541 | 0.97523 | -0.47669 | 21.5505
123 | 0.005582 | 0.0013988 | -0.0055812 | -0.0013987 | 8.5021e-07 | 1.5781e-07 | 0.0085367 | 0.0085369 | 0.0085369 | 0.97298 | -0.52083 | 0.97282 | -0.52403 | 2.3453
124 | 0.026137 | 0.00656 | -0.026124 | -0.0065523 | 1.2397e-05 | 7.6787e-06 | 0.04002 | 0.04002 | 0.04002 | 0.97189 | -0.54237 | 0.97139 | -0.55232 | 10.9945
125 | 0.0013892 | 0.00034808 | -0.0013892 | -0.00034817 | 1.3999e-08 | -9.3686e-08 | 0.0021249 | 0.002125 | 0.002125 | 0.97282 | -0.52403 | 0.97281 | -0.52424 | 0.58378

## res_trafo
| p_hv_mw | q_hv_mvar | p_lv_mw | q_lv_mvar | pl_mw | ql_mvar | i_hv_ka | i_lv_ka | vm_hv_pu | va_hv_degree | vm_lv_pu | va_lv_degree | loading_percent
0 | -1.2729e-15 | -1.3162e-15 | 0.00165 | 1.2699e-07 | 0.00165 | 1.2699e-07 | 5.2857e-17 | 0.0023815 | 0.99998 | 149.9956 | 1 | 0 | 0.2619

## res_ext_grid
| p_mw | q_mvar
0 | 0.41522 | 0.10609

## res_load
| p_mw | q_mvar
0 | 0.0050473 | 0.001265
1 | 0.0033841 | 0.00084814
2 | 0.0032031 | 0.00080278
3 | 0.0019467 | 0.00048788
4 | 0.0066569 | 0.0016684
5 | 0.0029408 | 0.00073704
6 | 0.0079451 | 0.0019912
7 | 0.00095118 | 0.00023839
8 | 0.0020433 | 0.00051209
9 | 0.004939 | 0.0012378
10 | 0.0047261 | 0.0011845
11 | 0.0065043 | 0.0016301
12 | 0.0030185 | 0.00075652
13 | 0.0044706 | 0.0011204
14 | 0.00097779 | 0.00024506
15 | 0.0017629 | 0.00044183
16 | 0.0027257 | 0.00068312
17 | 0.0013266 | 0.00033249
18 | 0.0017951 | 0.0004499
19 | 0.0041263 | 0.0010341
20 | 0.0048899 | 0.0012255
21 | 0.0047891 | 0.0012003
22 | 0.0024095 | 0.00060389
23 | 0.0031799 | 0.00079696
24 | 0.007232 | 0.0018125
25 | 0.015533 | 0.0038929
26 | 0.0095793 | 0.0024008
27 | 0.0026432 | 0.00066246
28 | 0.0027682 | 0.00069378
29 | 0.002946 | 0.00073834
30 | 0.0024428 | 0.00061222
31 | 0.0012204 | 0.00030587
32 | 0.003497 | 0.00087644
33 | 0.0018529 | 0.00046439
34 | 0.0016927 | 0.00042423
35 | 0.0012162 | 0.0003048
36 | 0.002575 | 0.00064535
37 | 0.0024497 | 0.00061396
38 | 0.006559 | 0.0016438
39 | 0.0030117 | 0.0007548
40 | 0.0031334 | 0.0007853
41 | 0.005001 | 0.0012534
42 | 0.0045564 | 0.0011419
43 | 0.0036125 | 0.00090539
44 | 0.0034836 | 0.00087308
45 | 0.0068607 | 0.0017194
46 | 0.0024326 | 0.00060967
47 | 0.007396 | 0.0018536
48 | 0.0056084 | 0.0014056
49 | 0.0012767 | 0.00031996
50 | 0.0045398 | 0.0011378
51 | 0.0051489 | 0.0012904
52 | 0.0077894 | 0.0019522
53 | 0.0089787 | 0.0022503
54 | 0.0042703 | 0.0010703
55 | 0.0034595 | 0.00086702
56 | 0.0042183 | 0.0010572
57 | 0.013137 | 0.0032925
58 | 0.0030208 | 0.00075709
59 | 0.002784 | 0.00069773
60 | 0.0049232 | 0.0012339
61 | 0.0027992 | 0.00070154
62 | 0.0020865 | 0.00052292
63 | 0.0019772 | 0.00049553
64 | 0.0022133 | 0.0005547
65 | 0.015582 | 0.0039053
66 | 0.0024742 | 0.0006201
67 | 0.0027642 | 0.00069277
68 | 0.003332 | 0.00083509
69 | 0.0030221 | 0.00075742
70 | 0.0052382 | 0.0013128
71 | 0.0018228 | 0.00045684
72 | 0.0010422 | 0.00026121
73 | 0.0034485 | 0.00086429
74 | 0.00094392 | 0.00023657
75 | 0.0014821 | 0.00037145
76 | 0.0023547 | 0.00059014
77 | 0.014274 | 0.0035774
78 | 0.0054299 | 0.0013609
79 | 0.013957 | 0.003498
80 | 0.017175 | 0.0043046
81 | 0.0062698 | 0.0015714
82 | 0.0020352 | 0.00051006
83 | 0.0034514 | 0.00086501
84 | 0.0023343 | 0.00058504
85 | 0.0021086 | 0.00052848
86 | 0.0022309 | 0.00055912
87 | 0.0034233 | 0.00085797
88 | 0.0082467 | 0.0020668
89 | 0.0011959 | 0.00029972
90 | 0.0012217 | 0.00030618
91 | 0.0041919 | 0.0010506
92 | 0.0029344 | 0.00073543
93 | 0.0013892 | 0.00034817
94 | 0.0041163 | 0.0010316

## dtypes
| element | column | dtype
0 | bus | name | object
1 | bus | vn_kv | float64
2 | bus | type | object
3 | bus | zone | object
4 | bus | in_service | bool
5 | load | name | object
6 | load | bus | uint32
7 | load | p_mw | float64
8 | load | q_mvar | float64
9 | load | const_z_percent | float64
10 | load | const_i_percent | float64
11 | load | sn_mva | float64
12 | load | scaling | float64
13 | load | in_service | bool
14 | load | type | object
15 | ext_grid | name | object
16 | ext_grid | bus | uint32
17 | ext_grid | vm_pu | float64
18 | ext_grid | va_degree | float64
19 | ext_grid | slack_weight | float64
20 | ext_grid | in_service | bool
21 | line | name | object
22 | line | std_type | object
23 | line | from_bus | uint32
24 | line | to_bus | uint32
25 | line | length_km | float64
26 | line | r_ohm_per_km | float64
27 | line | x_ohm_per_km | float64
28 | line | c_nf_per_km | float64
29 | line | g_us_per_km | float64
30 | line | max_i_ka | float64
31 | line | df | float64
32 | line | parallel | uint32
33 | line | type | object
34 | line | in_service | bool
35 | trafo | name | object
36 | trafo | std_type | object
37 | trafo | hv_bus | uint32
38 | trafo | lv_bus | uint32
39 | trafo | sn_mva | float64
40 | trafo | vn_hv_kv | float64
41 | trafo | vn_lv_kv | float64
42 | trafo | vk_percent | float64
43 | trafo | vkr_percent | float64
44 | trafo | pfe_kw | float64
45 | trafo | i0_percent | float64
46 | trafo | shift_degree | float64
47 | trafo | tap_side | object
48 | trafo | tap_neutral | int32
49 | trafo | tap_min | int32
50 | trafo | tap_max | int32
51 | trafo | tap_step_percent | float64
52 | trafo | tap_step_degree | float64
53 | trafo | tap_pos | int32
54 | trafo | tap_phase_shifter | bool
55 | trafo | parallel | uint32
56 | trafo | df | float64
57 | trafo | in_service | bool
58 | line_geodata | coords | object
59 | bus_geodata | x | float64
60 | bus_geodata | y | float64
61 | bus_geodata | coords | object
62 | res_bus | vm_pu | float64
63 | res_bus | va_degree | float64
64 | res_bus | p_mw | float64
65 | res_bus | q_mvar | float64
66 | res_line | p_from_mw | float64
67 | res_line | q_from_mvar | float64
68 | res_line | p_to_mw | float64
69 | res_line | q_to_mvar | float64
70 | res_line | pl_mw | float64
71 | res_line | ql_mvar | float64
72 | res_line | i_from_ka | float64
73 | res_line | i_to_ka | float64
74 | res_line | i_ka | float64
75 | res_line | vm_from_pu | float64
76 | res_line | va_from_degree | float64
77 | res_line | vm_to_pu | float64
78 | res_line | va_to_degree | float64
79 | res_line | loading_percent | float64
80 | res_trafo | p_hv_mw | float64
81 | res_trafo | q_hv_mvar | float64
82 | res_trafo | p_lv_mw | float64
83 | res_trafo | q_lv_mvar | float64
84 | res_trafo | pl_mw | float64
85 | res_trafo | ql_mvar | float64
86 | res_trafo | i_hv_ka | float64
87 | res_trafo | i_lv_ka | float64
88 | res_trafo | vm_hv_pu | float64
89 | res_trafo | va_hv_degree | float64
90 | res_trafo | vm_lv_pu | float64
91 | res_trafo | va_lv_degree | float64
92 | res_trafo | loading_percent | float64
93 | res_ext_grid | p_mw | float64
94 | res_ext_grid | q_mvar | float64
95 | res_load | p_mw | float64
96 | res_load | q_mvar | float64

## parameters
| version | format_version | converged | OPF_converged | name | f_hz | sn_mva
0 | 2.14.6 | 2.14.0 | TRUE | FALSE |  | 50 | 1