## bus
| name | vn_kv | type | zone | in_service
0 | bus_LV_111-5_0_5_node_0 | 0.4 | n |  | TRUE
1 | bus_LV_111-5_0_5_node_1 | 0.4 | n |  | TRUE
2 | bus_LV_111-5_0_5_node_2 | 0.4 | n |  | TRUE
3 | bus_LV_111-5_0_5_node_4 | 0.4 | n |  | TRUE
4 | bus_LV_111-5_0_5_node_10 | 0.4 | n |  | TRUE
5 | bus_LV_111-5_0_5_node_5 | 0.4 | n |  | TRUE
6 | bus_LV_111-5_0_5_node_14 | 0.4 | n |  | TRUE
7 | bus_LV_111-5_0_5_node_150 | 0.4 | n |  | TRUE
8 | bus_LV_111-5_0_5_node_7 | 0.4 | n |  | TRUE
9 | bus_LV_111-5_0_5_node_160 | 0.4 | n |  | TRUE
10 | bus_LV_111-5_0_5_node_8 | 0.4 | n |  | TRUE
11 | bus_LV_111-5_0_5_node_9 | 0.4 | n |  | TRUE
12 | bus_LV_111-5_0_5_node_158 | 0.4 | n |  | TRUE
13 | bus_LV_111-5_0_5_node_166 | 0.4 | n |  | TRUE
14 | bus_LV_111-5_0_5_node_16 | 0.4 | n |  | TRUE
15 | bus_LV_111-5_0_5_node_12 | 0.4 | n |  | TRUE
16 | bus_LV_111-5_0_5_node_163 | 0.4 | n |  | TRUE
17 | bus_LV_111-5_0_5_node_58 | 0.4 | n |  | TRUE
18 | bus_LV_111-5_0_5_node_310 | 0.4 | n |  | TRUE
19 | bus_LV_111-5_0_5_node_60 | 0.4 | n |  | TRUE
20 | bus_LV_111-5_0_5_node_65 | 0.4 | n |  | TRUE
21 | bus_LV_111-5_0_5_node_189 | 0.4 | n |  | TRUE
22 | bus_LV_111-5_0_5_node_186 | 0.4 | n |  | TRUE
23 | bus_LV_111-5_0_5_node_64 | 0.4 | n |  | TRUE
24 | bus_LV_111-5_0_5_node_192 | 0.4 | n |  | TRUE
25 | bus_LV_111-5_0_5_node_191 | 0.4 | n |  | TRUE
26 | bus_LV_111-5_0_5_node_62 | 0.4 | n |  | TRUE
27 | bus_LV_111-5_0_5_node_67 | 0.4 | n |  | TRUE
28 | bus_LV_111-5_0_5_node_188 | 0.4 | n |  | TRUE
29 | bus_LV_111-5_0_5_node_36 | 0.4 | n |  | TRUE
30 | bus_LV_111-5_0_5_node_230 | 0.4 | n |  | TRUE
31 | bus_LV_111-5_0_5_node_57 | 0.4 | n |  | TRUE
32 | bus_LV_111-5_0_5_node_227 | 0.4 | n |  | TRUE
33 | bus_LV_111-5_0_5_node_42 | 0.4 | n |  | TRUE
34 | bus_LV_111-5_0_5_node_204 | 0.4 | n |  | TRUE
35 | bus_LV_111-5_0_5_node_33 | 0.4 | n |  | TRUE
36 | bus_LV_111-5_0_5_node_49 | 0.4 | n |  | TRUE
37 | bus_LV_111-5_0_5_node_53 | 0.4 | n |  | TRUE
38 | bus_LV_111-5_0_5_node_47 | 0.4 | n |  | TRUE
39 | bus_LV_111-5_0_5_node_43 | 0.4 | n |  | TRUE
40 | bus_LV_111-5_0_5_node_211 | 0.4 | n |  | TRUE
41 | bus_LV_111-5_0_5_node_34 | 0.4 | n |  | TRUE
42 | bus_LV_111-5_0_5_node_30 | 0.4 | n |  | TRUE
43 | bus_LV_111-5_0_5_node_231 | 0.4 | n |  | TRUE
44 | bus_LV_111-5_0_5_node_52 | 0.4 | n |  | TRUE
45 | bus_LV_111-5_0_5_node_224 | 0.4 | n |  | TRUE
46 | bus_LV_111-5_0_5_node_40 | 0.4 | n |  | TRUE
47 | bus_LV_111-5_0_5_node_255 | 0.4 | n |  | TRUE
48 | bus_LV_111-5_0_5_node_48 | 0.4 | n |  | TRUE
49 | bus_LV_111-5_0_5_node_252 | 0.4 | n |  | TRUE
50 | bus_LV_111-5_0_5_node_309 | 0.4 | n |  | TRUE
51 | bus_LV_111-5_0_5_node_31 | 0.4 | n |  | TRUE
52 | bus_LV_111-5_0_5_node_184 | 0.4 | n |  | TRUE
53 | bus_LV_111-5_0_5_node_181 | 0.4 | n |  | TRUE
54 | bus_LV_111-5_0_5_node_212 | 0.4 | n |  | TRUE
55 | bus_LV_111-5_0_5_node_35 | 0.4 | n |  | TRUE
56 | bus_LV_111-5_0_5_node_223 | 0.4 | n |  | TRUE
57 | bus_LV_111-5_0_5_node_221 | 0.4 | n |  | TRUE
58 | bus_LV_111-5_0_5_node_56 | 0.4 | n |  | TRUE
59 | bus_LV_111-5_0_5_node_44 | 0.4 | n |  | TRUE
60 | bus_LV_111-5_0_5_node_23 | 0.4 | n |  | TRUE
61 | bus_LV_111-5_0_5_node_32 | 0.4 | n |  | TRUE
62 | bus_LV_111-5_0_5_node_235 | 0.4 | n |  | TRUE
63 | bus_LV_111-5_0_5_node_232 | 0.4 | n |  | TRUE
64 | bus_LV_111-5_0_5_node_45 | 0.4 | n |  | TRUE
65 | bus_LV_111-5_0_5_node_194 | 0.4 | n |  | TRUE
66 | bus_LV_111-5_0_5_node_208 | 0.4 | n |  | TRUE
67 | bus_LV_111-5_0_5_node_205 | 0.4 | n |  | TRUE
68 | bus_LV_111-5_0_5_node_201 | 0.4 | n |  | TRUE
69 | bus_LV_111-5_0_5_node_27 | 0.4 | n |  | TRUE
70 | bus_LV_111-5_0_5_node_41 | 0.4 | n |  | TRUE
71 | bus_LV_111-5_0_5_node_305 | 0.4 | n |  | TRUE
72 | bus_LV_111-5_0_5_node_229 | 0.4 | n |  | TRUE
73 | bus_LV_111-5_0_5_node_25 | 0.4 | n |  | TRUE
74 | bus_LV_111-5_0_5_node_228 | 0.4 | n |  | TRUE
75 | bus_LV_111-5_0_5_node_258 | 0.4 | n |  | TRUE
76 | bus_LV_111-5_0_5_node_50 | 0.4 | n |  | TRUE
77 | bus_LV_111-5_0_5_node_251 | 0.4 | n |  | TRUE
78 | bus_LV_111-5_0_5_node_233 | 0.4 | n |  | TRUE
79 | bus_LV_111-5_0_5_node_54 | 0.4 | n |  | TRUE
80 | bus_LV_111-5_0_5_node_234 | 0.4 | n |  | TRUE
81 | bus_LV_111-5_0_5_node_28 | 0.4 | n |  | TRUE
82 | bus_LV_111-5_0_5_node_162 | 0.4 | n |  | TRUE
83 | bus_LV_111-5_0_5_node_174 | 0.4 | n |  | TRUE
84 | bus_LV_111-5_0_5_node_22 | 0.4 | n |  | TRUE
85 | bus_LV_111-5_0_5_node_24 | 0.4 | n |  | TRUE
86 | bus_LV_111-5_0_5_node_21 | 0.4 | n |  | TRUE
87 | bus_LV_111-5_0_5_node_26 | 0.4 | n |  | TRUE
88 | bus_LV_111-5_0_5_node_138 | 0.4 | n |  | TRUE
89 | bus_LV_111-5_0_5_node_140 | 0.4 | n |  | TRUE
90 | bus_LV_111-5_0_5_node_37 | 0.4 | n |  | TRUE
91 | bus_LV_111-5_0_5_node_51 | 0.4 | n |  | TRUE
92 | bus_LV_111-5_0_5_node_172 | 0.4 | n |  | TRUE
93 | bus_LV_111-5_0_5_node_39 | 0.4 | n |  | TRUE
94 | bus_LV_111-5_0_5_node_139 | 0.4 | n |  | TRUE
95 | bus_LV_111-5_0_5_node_85 | 0.4 | n |  | TRUE
96 | bus_LV_111-5_0_5_node_86 | 0.4 | n |  | TRUE
97 | bus_LV_111-5_0_5_node_78 | 0.4 | n |  | TRUE
98 | bus_LV_111-5_0_5_node_159 | 0.4 | n |  | TRUE
99 | bus_LV_111-5_0_5_node_137 | 0.4 | n |  | TRUE
100 | bus_LV_111-5_0_5_node_59 | 0.4 | n |  | TRUE
101 | bus_LV_111-5_0_5_node_110 | 0.4 | n |  | TRUE
102 | bus_LV_111-5_0_5_node_61 | 0.4 | n |  | TRUE
103 | bus_LV_111-5_0_5_node_109 | 0.4 | n |  | TRUE
104 | bus_LV_111-5_0_5_node_79 | 0.4 | n |  | TRUE
105 | bus_LV_111-5_0_5_node_73 | 0.4 | n |  | TRUE
106 | bus_LV_111-5_0_5_node_63 | 0.4 | n |  | TRUE
107 | bus_LV_111-5_0_5_node_69 | 0.4 | n |  | TRUE
108 | bus_LV_111-5_0_5_node_119 | 0.4 | n |  | TRUE
109 | bus_LV_111-5_0_5_node_66 | 0.4 | n |  | TRUE
110 | bus_LV_111-5_0_5_node_173 | 0.4 | n |  | TRUE
111 | bus_LV_111-5_0_5_node_70 | 0.4 | n |  | TRUE
112 | bus_LV_111-5_0_5_node_136 | 0.4 | n |  | TRUE
113 | bus_LV_111-5_0_5_node_68 | 0.4 | n |  | TRUE
114 | bus_LV_111-5_0_5_node_80 | 0.4 | n |  | TRUE
115 | bus_LV_111-5_0_5_node_142 | 0.4 | n |  | TRUE
116 | bus_LV_111-5_0_5_node_143 | 0.4 | n |  | TRUE
117 | bus_LV_111-5_0_5_node_141 | 0.4 | n |  | TRUE
118 | bus_LV_111-5_0_5_node_11 | 0.4 | n |  | TRUE
119 | bus_LV_111-5_0_5_node_13 | 0.4 | n |  | TRUE
120 | bus_LV_111-5_0_5_node_15 | 0.4 | n |  | TRUE
121 | bus_LV_111-5_0_5_node_17 | 0.4 | n |  | TRUE
122 | bus_LV_111-5_0_5_node_18 | 0.4 | n |  | TRUE
123 | bus_LV_111-5_0_5_node_19 | 0.4 | n |  | TRUE
124 | bus_LV_111-5_0_5_node_149 | 0.4 | n |  | TRUE
125 | bus_LV_111-5_0_5_node_145 | 0.4 | n |  | TRUE
126 | bus_LV_111-5_0_5_node_287 | 0.4 | n |  | TRUE
127 | bus_LV_111-5_0_5_node_283 | 0.4 | n |  | TRUE
128 | bus_LV_111-5_0_5_node_151 | 0.4 | n |  | TRUE
129 | bus_LV_111-5_0_5_node_147 | 0.4 | n |  | TRUE
130 | bus_LV_111-5_0_5_node_144 | 0.4 | n |  | TRUE
131 | bus_LV_111-5_0_5_node_288 | 0.4 | n |  | TRUE
132 | bus_LV_111-5_0_5_node_282 | 0.4 | n |  | TRUE
133 | bus_LV_111-5_0_5_node_20 | 0.4 | n |  | TRUE
134 | bus_LV_111-5_0_5_node_226 | 0.4 | n |  | TRUE
135 | bus_LV_111-5_0_5_node_259 | 0.4 | n |  | TRUE
136 | bus_LV_111-5_0_5_node_306 | 0.4 | n |  | TRUE
137 | bus_LV_111-5_0_5_node_247 | 0.4 | n |  | TRUE
138 | bus_LV_111-5_0_5_node_248 | 0.4 | n |  | TRUE
139 | bus_LV_111-5_0_5_node_220 | 0.4 | n |  | TRUE
140 | bus_LV_111-5_0_5_node_185 | 0.4 | n |  | TRUE
141 | bus_LV_111-5_0_5_node_182 | 0.4 | n |  | TRUE
142 | bus_LV_111-5_0_5_node_219 | 0.4 | n |  | TRUE
143 | bus_LV_111-5_0_5_node_263 | 0.4 | n |  | TRUE
144 | bus_LV_111-5_0_5_node_225 | 0.4 | n |  | TRUE
145 | bus_LV_111-5_0_5_node_88 | 0.4 | n |  | TRUE
146 | bus_LV_111-5_0_5_node_253 | 0.4 | n |  | TRUE
147 | bus_LV_111-5_0_5_node_210 | 0.4 | n |  | TRUE
148 | bus_LV_111-5_0_5_node_127 | 0.4 | n |  | TRUE
149 | bus_LV_111-5_0_5_node_125 | 0.4 | n |  | TRUE
150 | bus_LV_111-5_0_5_node_203 | 0.4 | n |  | TRUE
151 | bus_LV_111-5_0_5_node_193 | 0.4 | n |  | TRUE
152 | bus_LV_111-5_0_5_node_195 | 0.4 | n |  | TRUE
153 | bus_LV_111-5_0_5_node_196 | 0.4 | n |  | TRUE
154 | bus_LV_111-5_0_5_node_120 | 0.4 | n |  | TRUE
155 | bus_LV_111-5_0_5_node_207 | 0.4 | n |  | TRUE
156 | bus_LV_111-5_0_5_node_190 | 0.4 | n |  | TRUE
157 | bus_LV_111-5_0_5_node_161 | 0.4 | n |  | TRUE
158 | bus_LV_111-5_0_5_node_236 | 0.4 | n |  | TRUE
159 | bus_LV_111-5_0_5_node_237 | 0.4 | n |  | TRUE
160 | bus_LV_111-5_0_5_node_112 | 0.4 | n |  | TRUE
161 | bus_LV_111-5_0_5_node_76 | 0.4 | n |  | TRUE
162 | bus_LV_111-5_0_5_node_75 | 0.4 | n |  | TRUE
163 | bus_LV_111-5_0_5_node_74 | 0.4 | n |  | TRUE
164 | bus_LV_111-5_0_5_node_111 | 0.4 | n |  | TRUE
165 | bus_LV_111-5_0_5_node_72 | 0.4 | n |  | TRUE
166 | bus_LV_111-5_0_5_node_71 | 0.4 | n |  | TRUE
167 | bus_LV_111-5_0_5_node_94 | 0.4 | n |  | TRUE
168 | bus_LV_111-5_0_5_node_95 | 0.4 | n |  | TRUE
169 | bus_LV_111-5_0_5_node_132 | 0.4 | n |  | TRUE
170 | bus_LV_111-5_0_5_node_107 | 0.4 | n |  | TRUE
171 | bus_LV_111-5_0_5_node_108 | 0.4 | n |  | TRUE
172 | bus_LV_111-5_0_5_node_106 | 0.4 | n |  | TRUE
173 | bus_LV_111-5_0_5_node_206 | 0.4 | n |  | TRUE
174 | bus_LV_111-5_0_5_node_121 | 0.4 | n |  | TRUE
175 | bus_LV_111-5_0_5_node_123 | 0.4 | n |  | TRUE
176 | bus_LV_111-5_0_5_node_98 | 0.4 | n |  | TRUE
177 | bus_LV_111-5_0_5_node_81 | 0.4 | n |  | TRUE
178 | bus_LV_111-5_0_5_node_117 | 0.4 | n |  | TRUE
179 | bus_LV_111-5_0_5_node_116 | 0.4 | n |  | TRUE
180 | bus_LV_111-5_0_5_node_77 | 0.4 | n |  | TRUE
181 | bus_LV_111-5_0_5_node_87 | 0.4 | n |  | TRUE
182 | bus_LV_111-5_0_5_node_113 | 0.4 | n |  | TRUE
183 | bus_LV_111-5_0_5_node_114 | 0.4 | n |  | TRUE
184 | bus_LV_111-5_0_5_node_99 | 0.4 | n |  | TRUE
185 | bus_LV_111-5_0_5_node_82 | 0.4 | n |  | TRUE
186 | bus_LV_111-5_0_5_node_83 | 0.4 | n |  | TRUE
187 | bus_LV_111-5_0_5_node_84 | 0.4 | n |  | TRUE
188 | bus_LV_111-5_0_5_node_213 | 0.4 | n |  | TRUE
189 | bus_LV_111-5_0_5_node_124 | 0.4 | n |  | TRUE
190 | bus_LV_111-5_0_5_node_214 | 0.4 | n |  | TRUE
191 | bus_LV_111-5_0_5_node_122 | 0.4 | n |  | TRUE
192 | bus_LV_111-5_0_5_node_129 | 0.4 | n |  | TRUE
193 | bus_LV_111-5_0_5_node_126 | 0.4 | n |  | TRUE
194 | bus_LV_111-5_0_5_node_100 | 0.4 | n |  | TRUE
195 | bus_LV_111-5_0_5_node_89 | 0.4 | n |  | TRUE
196 | bus_LV_111-5_0_5_node_90 | 0.4 | n |  | TRUE
197 | bus_LV_111-5_0_5_node_91 | 0.4 | n |  | TRUE
198 | bus_LV_111-5_0_5_node_92 | 0.4 | n |  | TRUE
199 | bus_LV_111-5_0_5_node_93 | 0.4 | n |  | TRUE
200 | bus_LV_111-5_0_5_node_96 | 0.4 | n |  | TRUE
201 | bus_LV_111-5_0_5_node_103 | 0.4 | n |  | TRUE
202 | bus_LV_111-5_0_5_node_102 | 0.4 | n |  | TRUE
203 | bus_LV_111-5_0_5_node_97 | 0.4 | n |  | TRUE
204 | bus_LV_111-5_0_5_node_104 | 0.4 | n |  | TRUE
205 | bus_LV_111-5_0_5_node_133 | 0.4 | n |  | TRUE
206 | bus_LV_111-5_0_5_node_105 | 0.4 | n |  | TRUE
207 | bus_LV_111-5_0_5_node_101 | 0.4 | n |  | TRUE
208 | bus_LV_111-5_0_5_node_115 | 0.4 | n |  | TRUE
209 | bus_LV_111-5_0_5_node_256 | 0.4 | n |  | TRUE
210 | bus_LV_111-5_0_5_node_118 | 0.4 | n |  | TRUE
211 | bus_LV_111-5_0_5_node_128 | 0.4 | n |  | TRUE
212 | bus_LV_111-5_0_5_node_130 | 0.4 | n |  | TRUE
213 | bus_LV_111-5_0_5_node_131 | 0.4 | n |  | TRUE
214 | bus_LV_111-5_0_5_node_200 | 0.4 | n |  | TRUE
215 | bus_LV_111-5_0_5_node_209 | 0.4 | n |  | TRUE
216 | bus_LV_111-5_0_5_node_202 | 0.4 | n |  | TRUE
217 | bus_LV_111-5_0_5_node_198 | 0.4 | n |  | TRUE
218 | bus_LV_111-5_0_5_node_134 | 0.4 | n |  | TRUE
219 | bus_LV_111-5_0_5_node_135 | 0.4 | n |  | TRUE
220 | bus_LV_111-5_0_5_node_146 | 0.4 | n |  | TRUE
221 | bus_LV_111-5_0_5_node_148 | 0.4 | n |  | TRUE
222 | bus_LV_111-5_0_5_node_152 | 0.4 | n |  | TRUE
223 | bus_LV_111-5_0_5_node_153 | 0.4 | n |  | TRUE
224 | bus_LV_111-5_0_5_node_154 | 0.4 | n |  | TRUE
225 | bus_LV_111-5_0_5_node_155 | 0.4 | n |  | TRUE
226 | bus_LV_111-5_0_5_node_156 | 0.4 | n |  | TRUE
227 | bus_LV_111-5_0_5_node_157 | 0.4 | n |  | TRUE
228 | bus_LV_111-5_0_5_node_164 | 0.4 | n |  | TRUE
229 | bus_LV_111-5_0_5_node_165 | 0.4 | n |  | TRUE
230 | bus_LV_111-5_0_5_node_168 | 0.4 | n |  | TRUE
231 | bus_LV_111-5_0_5_node_167 | 0.4 | n |  | TRUE
232 | bus_LV_111-5_0_5_node_169 | 0.4 | n |  | TRUE
233 | bus_LV_111-5_0_5_node_170 | 0.4 | n |  | TRUE
234 | bus_LV_111-5_0_5_node_171 | 0.4 | n |  | TRUE
235 | bus_LV_111-5_0_5_node_275 | 0.4 | n |  | TRUE
236 | bus_LV_111-5_0_5_node_272 | 0.4 | n |  | TRUE
237 | bus_LV_111-5_0_5_node_308 | 0.4 | n |  | TRUE
238 | bus_LV_111-5_0_5_node_271 | 0.4 | n |  | TRUE
239 | bus_LV_111-5_0_5_node_273 | 0.4 | n |  | TRUE
240 | bus_LV_111-5_0_5_node_175 | 0.4 | n |  | TRUE
241 | bus_LV_111-5_0_5_node_176 | 0.4 | n |  | TRUE
242 | bus_LV_111-5_0_5_node_177 | 0.4 | n |  | TRUE
243 | bus_LV_111-5_0_5_node_178 | 0.4 | n |  | TRUE
244 | bus_LV_111-5_0_5_node_179 | 0.4 | n |  | TRUE
245 | bus_LV_111-5_0_5_node_180 | 0.4 | n |  | TRUE
246 | bus_LV_111-5_0_5_node_183 | 0.4 | n |  | TRUE
247 | bus_LV_111-5_0_5_node_304 | 0.4 | n |  | TRUE
248 | bus_LV_111-5_0_5_node_303 | 0.4 | n |  | TRUE
249 | bus_LV_111-5_0_5_node_197 | 0.4 | n |  | TRUE
250 | bus_LV_111-5_0_5_node_215 | 0.4 | n |  | TRUE
251 | bus_LV_111-5_0_5_node_216 | 0.4 | n |  | TRUE
252 | bus_LV_111-5_0_5_node_218 | 0.4 | n |  | TRUE
253 | bus_LV_111-5_0_5_node_222 | 0.4 | n |  | TRUE
254 | bus_LV_111-5_0_5_node_262 | 0.4 | n |  | TRUE
255 | bus_LV_111-5_0_5_node_244 | 0.4 | n |  | TRUE
256 | bus_LV_111-5_0_5_node_257 | 0.4 | n |  | TRUE
257 | bus_LV_111-5_0_5_node_250 | 0.4 | n |  | TRUE
258 | bus_LV_111-5_0_5_node_238 | 0.4 | n |  | TRUE
259 | bus_LV_111-5_0_5_node_240 | 0.4 | n |  | TRUE
260 | bus_LV_111-5_0_5_node_239 | 0.4 | n |  | TRUE
261 | bus_LV_111-5_0_5_node_241 | 0.4 | n |  | TRUE
262 | bus_LV_111-5_0_5_node_242 | 0.4 | n |  | TRUE
263 | bus_LV_111-5_0_5_node_243 | 0.4 | n |  | TRUE
264 | bus_LV_111-5_0_5_node_246 | 0.4 | n |  | TRUE
265 | bus_LV_111-5_0_5_node_261 | 0.4 | n |  | TRUE
266 | bus_LV_111-5_0_5_node_249 | 0.4 | n |  | TRUE
267 | bus_LV_111-5_0_5_node_260 | 0.4 | n |  | TRUE
268 | bus_LV_111-5_0_5_node_254 | 0.4 | n |  | TRUE
269 | bus_LV_111-5_0_5_node_264 | 0.4 | n |  | TRUE
270 | bus_LV_111-5_0_5_node_265 | 0.4 | n |  | TRUE
271 | bus_LV_111-5_0_5_node_266 | 0.4 | n |  | TRUE
272 | bus_LV_111-5_0_5_node_267 | 0.4 | n |  | TRUE
273 | bus_LV_111-5_0_5_node_268 | 0.4 | n |  | TRUE
274 | bus_LV_111-5_0_5_node_269 | 0.4 | n |  | TRUE
275 | bus_LV_111-5_0_5_node_270 | 0.4 | n |  | TRUE
276 | bus_LV_111-5_0_5_node_284 | 0.4 | n |  | TRUE
277 | bus_LV_111-5_0_5_node_285 | 0.4 | n |  | TRUE
278 | bus_LV_111-5_0_5_node_286 | 0.4 | n |  | TRUE
279 | bus_LV_111-5_0_5_node_274 | 0.4 | n |  | TRUE
280 | bus_LV_111-5_0_5_node_276 | 0.4 | n |  | TRUE
281 | bus_LV_111-5_0_5_node_277 | 0.4 | n |  | TRUE
282 | bus_LV_111-5_0_5_node_307 | 0.4 | n |  | TRUE
283 | bus_LV_111-5_0_5_node_278 | 0.4 | n |  | TRUE
284 | bus_LV_111-5_0_5_node_279 | 0.4 | n |  | TRUE
285 | bus_LV_111-5_0_5_node_280 | 0.4 | n |  | TRUE
286 | bus_LV_111-5_0_5_node_281 | 0.4 | n |  | TRUE
287 | bus_LV_111-5_0_5_node_301 | 0.4 | n |  | TRUE
288 | bus_LV_111-5_0_5_node_300 | 0.4 | n |  | TRUE
289 | bus_LV_111-5_0_5_node_289 | 0.4 | n |  | TRUE
290 | bus_LV_111-5_0_5_node_290 | 0.4 | n |  | TRUE
291 | bus_LV_111-5_0_5_node_291 | 0.4 | n |  | TRUE
292 | bus_LV_111-5_0_5_node_292 | 0.4 | n |  | TRUE
293 | bus_LV_111-5_0_5_node_293 | 0.4 | n |  | TRUE
294 | bus_LV_111-5_0_5_node_294 | 0.4 | n |  | TRUE
295 | bus_LV_111-5_0_5_node_295 | 0.4 | n |  | TRUE
296 | bus_LV_111-5_0_5_node_296 | 0.4 | n |  | TRUE
297 | bus_LV_111-5_0_5_node_297 | 0.4 | n |  | TRUE
298 | bus_LV_111-5_0_5_node_298 | 0.4 | n |  | TRUE
299 | bus_LV_111-5_0_5_node_299 | 0.4 | n |  | TRUE
300 | bus_LV_111-5_0_5_node_302 | 0.4 | n |  | TRUE
301 | bus_MV_6_0_node_12 | 20 | n |  | TRUE

## load
| name | bus | p_mw | q_mvar | const_z_percent | const_i_percent | sn_mva | scaling | in_service | type
0 | LV_111-5_0_5_load_0 | 0 | 0.0017916 | 0.000449 | 0 | 0 |  | 1 | TRUE | wye
1 | LV_111-5_0_5_load_1 | 1 | 0.00061387 | 0.00015385 | 0 | 0 |  | 1 | TRUE | wye
2 | LV_111-5_0_5_load_10 | 4 | 0.00057023 | 0.00014291 | 0 | 0 |  | 1 | TRUE | wye
3 | LV_111-5_0_5_load_150 | 7 | 0.00022599 | 5.6638e-05 | 0 | 0 |  | 1 | TRUE | wye
4 | LV_111-5_0_5_load_160 | 9 | 0.001205 | 0.00030201 | 0 | 0 |  | 1 | TRUE | wye
5 | LV_111-5_0_5_load_158 | 12 | 0.0033655 | 0.00084348 | 0 | 0 |  | 1 | TRUE | wye
6 | LV_111-5_0_5_load_166 | 13 | 0.0027868 | 0.00069845 | 0 | 0 |  | 1 | TRUE | wye
7 | LV_111-5_0_5_load_12 | 15 | 0.0010439 | 0.00026164 | 0 | 0 |  | 1 | TRUE | wye
8 | LV_111-5_0_5_load_310 | 18 | 0.00066656 | 0.00016706 | 0 | 0 |  | 1 | TRUE | wye
9 | LV_111-5_0_5_load_186 | 22 | 0.0057202 | 0.0014336 | 0 | 0 |  | 1 | TRUE | wye
10 | LV_111-5_0_5_load_192 | 24 | 0.0014774 | 0.00037027 | 0 | 0 |  | 1 | TRUE | wye
11 | LV_111-5_0_5_load_191 | 25 | 0.0036732 | 0.0009206 | 0 | 0 |  | 1 | TRUE | wye
12 | LV_111-5_0_5_load_188 | 28 | 0.0021424 | 0.00053694 | 0 | 0 |  | 1 | TRUE | wye
13 | LV_111-5_0_5_load_230 | 30 | 0.0047337 | 0.0011864 | 0 | 0 |  | 1 | TRUE | wye
14 | LV_111-5_0_5_load_204 | 34 | 0.0033472 | 0.00083889 | 0 | 0 |  | 1 | TRUE | wye
15 | LV_111-5_0_5_load_211 | 40 | 0.0013134 | 0.00032918 | 0 | 0 |  | 1 | TRUE | wye
16 | LV_111-5_0_5_load_224 | 45 | 0.0072947 | 0.0018282 | 0 | 0 |  | 1 | TRUE | wye
17 | LV_111-5_0_5_load_255 | 47 | 0.0023719 | 0.00059445 | 0 | 0 |  | 1 | TRUE | wye
18 | LV_111-5_0_5_load_252 | 49 | 0.0020191 | 0.00050605 | 0 | 0 |  | 1 | TRUE | wye
19 | LV_111-5_0_5_load_309 | 50 | 0.00099797 | 0.00025011 | 0 | 0 |  | 1 | TRUE | wye
20 | LV_111-5_0_5_load_184 | 52 | 0.0013456 | 0.00033725 | 0 | 0 |  | 1 | TRUE | wye
21 | LV_111-5_0_5_load_181 | 53 | 0.0015906 | 0.00039865 | 0 | 0 |  | 1 | TRUE | wye
22 | LV_111-5_0_5_load_212 | 54 | 0.0018191 | 0.00045591 | 0 | 0 |  | 1 | TRUE | wye
23 | LV_111-5_0_5_load_223 | 56 | 0.0070591 | 0.0017692 | 0 | 0 |  | 1 | TRUE | wye
24 | LV_111-5_0_5_load_221 | 57 | 0.0072726 | 0.0018227 | 0 | 0 |  | 1 | TRUE | wye
25 | LV_111-5_0_5_load_23 | 60 | 0.015154 | 0.0037979 | 0 | 0 |  | 1 | TRUE | wye
26 | LV_111-5_0_5_load_235 | 62 | 0.009092 | 0.0022787 | 0 | 0 |  | 1 | TRUE | wye
27 | LV_111-5_0_5_load_232 | 63 | 0.0081106 | 0.0020327 | 0 | 0 |  | 1 | TRUE | wye
28 | LV_111-5_0_5_load_208 | 66 | 0.0010736 | 0.00026907 | 0 | 0 |  | 1 | TRUE | wye
29 | LV_111-5_0_5_load_205 | 67 | 0.001737 | 0.00043533 | 0 | 0 |  | 1 | TRUE | wye
30 | LV_111-5_0_5_load_305 | 71 | 0.0037939 | 0.00095085 | 0 | 0 |  | 1 | TRUE | wye
31 | LV_111-5_0_5_load_229 | 72 | 0.0043569 | 0.0010919 | 0 | 0 |  | 1 | TRUE | wye
32 | LV_111-5_0_5_load_228 | 74 | 0.0016363 | 0.00041009 | 0 | 0 |  | 1 | TRUE | wye
33 | LV_111-5_0_5_load_258 | 75 | 0.0029674 | 0.0007437 | 0 | 0 |  | 1 | TRUE | wye
34 | LV_111-5_0_5_load_251 | 77 | 0.0081113 | 0.0020329 | 0 | 0 |  | 1 | TRUE | wye
35 | LV_111-5_0_5_load_233 | 78 | 0.0081086 | 0.0020322 | 0 | 0 |  | 1 | TRUE | wye
36 | LV_111-5_0_5_load_162 | 82 | 0.0023541 | 0.00058998 | 0 | 0 |  | 1 | TRUE | wye
37 | LV_111-5_0_5_load_174 | 83 | 0.0016945 | 0.00042469 | 0 | 0 |  | 1 | TRUE | wye
38 | LV_111-5_0_5_load_24 | 85 | 0.0010826 | 0.00027132 | 0 | 0 |  | 1 | TRUE | wye
39 | LV_111-5_0_5_load_138 | 88 | 0.0034903 | 0.00087475 | 0 | 0 |  | 1 | TRUE | wye
40 | LV_111-5_0_5_load_140 | 89 | 0.0022701 | 0.00056893 | 0 | 0 |  | 1 | TRUE | wye
41 | LV_111-5_0_5_load_172 | 92 | 0.0018686 | 0.00046831 | 0 | 0 |  | 1 | TRUE | wye
42 | LV_111-5_0_5_load_139 | 94 | 0.0013455 | 0.00033722 | 0 | 0 |  | 1 | TRUE | wye
43 | LV_111-5_0_5_load_85 | 95 | 0.0015976 | 0.00040039 | 0 | 0 |  | 1 | TRUE | wye
44 | LV_111-5_0_5_load_78 | 97 | 0.0018049 | 0.00045234 | 0 | 0 |  | 1 | TRUE | wye
45 | LV_111-5_0_5_load_137 | 99 | 0.0018057 | 0.00045255 | 0 | 0 |  | 1 | TRUE | wye
46 | LV_111-5_0_5_load_109 | 103 | 0.0019424 | 0.00048681 | 0 | 0 |  | 1 | TRUE | wye
47 | LV_111-5_0_5_load_79 | 104 | 0.0027829 | 0.00069746 | 0 | 0 |  | 1 | TRUE | wye
48 | LV_111-5_0_5_load_119 | 108 | 0.0084835 | 0.0021262 | 0 | 0 |  | 1 | TRUE | wye
49 | LV_111-5_0_5_load_173 | 110 | 0.0021132 | 0.00052962 | 0 | 0 |  | 1 | TRUE | wye
50 | LV_111-5_0_5_load_136 | 112 | 0.0020516 | 0.00051418 | 0 | 0 |  | 1 | TRUE | wye
51 | LV_111-5_0_5_load_80 | 114 | 0.00048109 | 0.00012057 | 0 | 0 |  | 1 | TRUE | wye
52 | LV_111-5_0_5_load_142 | 115 | 0.024831 | 0.0062233 | 0 | 0 |  | 1 | TRUE | wye
53 | LV_111-5_0_5_load_143 | 116 | 0.0096494 | 0.0024184 | 0 | 0 |  | 1 | TRUE | wye
54 | LV_111-5_0_5_load_141 | 117 | 0.030373 | 0.0076122 | 0 | 0 |  | 1 | TRUE | wye
55 | LV_111-5_0_5_load_11 | 118 | 0.0010796 | 0.00027058 | 0 | 0 |  | 1 | TRUE | wye
56 | LV_111-5_0_5_load_17 | 121 | 0.0024085 | 0.00060363 | 0 | 0 |  | 1 | TRUE | wye
57 | LV_111-5_0_5_load_18 | 122 | 0.00085501 | 0.00021428 | 0 | 0 |  | 1 | TRUE | wye
58 | LV_111-5_0_5_load_19 | 123 | 0.00071829 | 0.00018002 | 0 | 0 |  | 1 | TRUE | wye
59 | LV_111-5_0_5_load_149 | 124 | 0.0012952 | 0.00032462 | 0 | 0 |  | 1 | TRUE | wye
60 | LV_111-5_0_5_load_283 | 127 | 0.00087661 | 0.0002197 | 0 | 0 |  | 1 | TRUE | wye
61 | LV_111-5_0_5_load_151 | 128 | 0.0034943 | 0.00087574 | 0 | 0 |  | 1 | TRUE | wye
62 | LV_111-5_0_5_load_147 | 129 | 0.00044911 | 0.00011256 | 0 | 0 |  | 1 | TRUE | wye
63 | LV_111-5_0_5_load_144 | 130 | 0.00084004 | 0.00021053 | 0 | 0 |  | 1 | TRUE | wye
64 | LV_111-5_0_5_load_288 | 131 | 0.0013416 | 0.00033623 | 0 | 0 |  | 1 | TRUE | wye
65 | LV_111-5_0_5_load_282 | 132 | 0.00058269 | 0.00014604 | 0 | 0 |  | 1 | TRUE | wye
66 | LV_111-5_0_5_load_20 | 133 | 0.00031089 | 7.7917e-05 | 0 | 0 |  | 1 | TRUE | wye
67 | LV_111-5_0_5_load_259 | 135 | 0.0023183 | 0.00058102 | 0 | 0 |  | 1 | TRUE | wye
68 | LV_111-5_0_5_load_306 | 136 | 0.001147 | 0.00028748 | 0 | 0 |  | 1 | TRUE | wye
69 | LV_111-5_0_5_load_247 | 137 | 0.0018021 | 0.00045166 | 0 | 0 |  | 1 | TRUE | wye
70 | LV_111-5_0_5_load_248 | 138 | 0.0016596 | 0.00041592 | 0 | 0 |  | 1 | TRUE | wye
71 | LV_111-5_0_5_load_220 | 139 | 0.0090972 | 0.00228 | 0 | 0 |  | 1 | TRUE | wye
72 | LV_111-5_0_5_load_182 | 141 | 0.0016043 | 0.00040208 | 0 | 0 |  | 1 | TRUE | wye
73 | LV_111-5_0_5_load_219 | 142 | 0.0071357 | 0.0017884 | 0 | 0 |  | 1 | TRUE | wye
74 | LV_111-5_0_5_load_263 | 143 | 0.0018345 | 0.00045976 | 0 | 0 |  | 1 | TRUE | wye
75 | LV_111-5_0_5_load_225 | 144 | 0.0017352 | 0.00043489 | 0 | 0 |  | 1 | TRUE | wye
76 | LV_111-5_0_5_load_88 | 145 | 0.001105 | 0.00027693 | 0 | 0 |  | 1 | TRUE | wye
77 | LV_111-5_0_5_load_253 | 146 | 0.0011634 | 0.00029159 | 0 | 0 |  | 1 | TRUE | wye
78 | LV_111-5_0_5_load_210 | 147 | 0.0013245 | 0.00033195 | 0 | 0 |  | 1 | TRUE | wye
79 | LV_111-5_0_5_load_127 | 148 | 0.017275 | 0.0043295 | 0 | 0 |  | 1 | TRUE | wye
80 | LV_111-5_0_5_load_125 | 149 | 0.0032284 | 0.0008091 | 0 | 0 |  | 1 | TRUE | wye
81 | LV_111-5_0_5_load_203 | 150 | 0.0018991 | 0.00047596 | 0 | 0 |  | 1 | TRUE | wye
82 | LV_111-5_0_5_load_193 | 151 | 0.0044958 | 0.0011267 | 0 | 0 |  | 1 | TRUE | wye
83 | LV_111-5_0_5_load_196 | 153 | 0.0010861 | 0.0002722 | 0 | 0 |  | 1 | TRUE | wye
84 | LV_111-5_0_5_load_120 | 154 | 0.0011774 | 0.00029508 | 0 | 0 |  | 1 | TRUE | wye
85 | LV_111-5_0_5_load_190 | 156 | 0.0027843 | 0.00069781 | 0 | 0 |  | 1 | TRUE | wye
86 | LV_111-5_0_5_load_237 | 159 | 0.0017986 | 0.00045077 | 0 | 0 |  | 1 | TRUE | wye
87 | LV_111-5_0_5_load_112 | 160 | 0.010231 | 0.002564 | 0 | 0 |  | 1 | TRUE | wye
88 | LV_111-5_0_5_load_71 | 166 | 0.0081552 | 0.0020439 | 0 | 0 |  | 1 | TRUE | wye
89 | LV_111-5_0_5_load_132 | 169 | 0.0058412 | 0.001464 | 0 | 0 |  | 1 | TRUE | wye
90 | LV_111-5_0_5_load_108 | 171 | 0.010025 | 0.0025124 | 0 | 0 |  | 1 | TRUE | wye
91 | LV_111-5_0_5_load_106 | 172 | 0.0022435 | 0.00056229 | 0 | 0 |  | 1 | TRUE | wye
92 | LV_111-5_0_5_load_206 | 173 | 0.0055023 | 0.001379 | 0 | 0 |  | 1 | TRUE | wye
93 | LV_111-5_0_5_load_123 | 175 | 0.0016128 | 0.0004042 | 0 | 0 |  | 1 | TRUE | wye
94 | LV_111-5_0_5_load_77 | 180 | 0.002044 | 0.00051228 | 0 | 0 |  | 1 | TRUE | wye
95 | LV_111-5_0_5_load_87 | 181 | 0.0026833 | 0.0006725 | 0 | 0 |  | 1 | TRUE | wye
96 | LV_111-5_0_5_load_114 | 183 | 0.007201 | 0.0018047 | 0 | 0 |  | 1 | TRUE | wye
97 | LV_111-5_0_5_load_99 | 184 | 0.0036114 | 0.00090511 | 0 | 0 |  | 1 | TRUE | wye
98 | LV_111-5_0_5_load_82 | 185 | 0.00059855 | 0.00015001 | 0 | 0 |  | 1 | TRUE | wye
99 | LV_111-5_0_5_load_83 | 186 | 0.0006396 | 0.0001603 | 0 | 0 |  | 1 | TRUE | wye
100 | LV_111-5_0_5_load_213 | 188 | 0.0014962 | 0.00037498 | 0 | 0 |  | 1 | TRUE | wye
101 | LV_111-5_0_5_load_124 | 189 | 0.0005033 | 0.00012614 | 0 | 0 |  | 1 | TRUE | wye
102 | LV_111-5_0_5_load_214 | 190 | 0.0034011 | 0.00085241 | 0 | 0 |  | 1 | TRUE | wye
103 | LV_111-5_0_5_load_122 | 191 | 0.0021929 | 0.00054959 | 0 | 0 |  | 1 | TRUE | wye
104 | LV_111-5_0_5_load_129 | 192 | 0.0014499 | 0.00036339 | 0 | 0 |  | 1 | TRUE | wye
105 | LV_111-5_0_5_load_100 | 194 | 0.0021948 | 0.00055007 | 0 | 0 |  | 1 | TRUE | wye
106 | LV_111-5_0_5_load_89 | 195 | 0.0016223 | 0.0004066 | 0 | 0 |  | 1 | TRUE | wye
107 | LV_111-5_0_5_load_90 | 196 | 0.0017671 | 0.00044289 | 0 | 0 |  | 1 | TRUE | wye
108 | LV_111-5_0_5_load_93 | 199 | 0.0041016 | 0.001028 | 0 | 0 |  | 1 | TRUE | wye
109 | LV_111-5_0_5_load_103 | 201 | 0.0015896 | 0.00039839 | 0 | 0 |  | 1 | TRUE | wye
110 | LV_111-5_0_5_load_97 | 203 | 0.00048151 | 0.00012068 | 0 | 0 |  | 1 | TRUE | wye
111 | LV_111-5_0_5_load_104 | 204 | 0.00049707 | 0.00012458 | 0 | 0 |  | 1 | TRUE | wye
112 | LV_111-5_0_5_load_133 | 205 | 0.0029331 | 0.0007351 | 0 | 0 |  | 1 | TRUE | wye
113 | LV_111-5_0_5_load_105 | 206 | 0.0039286 | 0.00098459 | 0 | 0 |  | 1 | TRUE | wye
114 | LV_111-5_0_5_load_101 | 207 | 0.011637 | 0.0029165 | 0 | 0 |  | 1 | TRUE | wye
115 | LV_111-5_0_5_load_115 | 208 | 0.0091394 | 0.0022905 | 0 | 0 |  | 1 | TRUE | wye
116 | LV_111-5_0_5_load_256 | 209 | 0.0063718 | 0.0015969 | 0 | 0 |  | 1 | TRUE | wye
117 | LV_111-5_0_5_load_118 | 210 | 0.0024459 | 0.00061299 | 0 | 0 |  | 1 | TRUE | wye
118 | LV_111-5_0_5_load_130 | 212 | 0.0048823 | 0.0012236 | 0 | 0 |  | 1 | TRUE | wye
119 | LV_111-5_0_5_load_131 | 213 | 0.0015696 | 0.00039338 | 0 | 0 |  | 1 | TRUE | wye
120 | LV_111-5_0_5_load_200 | 214 | 0.0016522 | 0.00041408 | 0 | 0 |  | 1 | TRUE | wye
121 | LV_111-5_0_5_load_209 | 215 | 0.0017471 | 0.00043787 | 0 | 0 |  | 1 | TRUE | wye
122 | LV_111-5_0_5_load_202 | 216 | 0.00096325 | 0.00024141 | 0 | 0 |  | 1 | TRUE | wye
123 | LV_111-5_0_5_load_134 | 218 | 0.0065279 | 0.0016361 | 0 | 0 |  | 1 | TRUE | wye
124 | LV_111-5_0_5_load_135 | 219 | 0.0047652 | 0.0011943 | 0 | 0 |  | 1 | TRUE | wye
125 | LV_111-5_0_5_load_146 | 220 | 0.00083919 | 0.00021032 | 0 | 0 |  | 1 | TRUE | wye
126 | LV_111-5_0_5_load_148 | 221 | 0.00011046 | 2.7684e-05 | 0 | 0 |  | 1 | TRUE | wye
127 | LV_111-5_0_5_load_152 | 222 | 0.002988 | 0.00074885 | 0 | 0 |  | 1 | TRUE | wye
128 | LV_111-5_0_5_load_153 | 223 | 0.0033674 | 0.00084394 | 0 | 0 |  | 1 | TRUE | wye
129 | LV_111-5_0_5_load_155 | 225 | 0.0073481 | 0.0018416 | 0 | 0 |  | 1 | TRUE | wye
130 | LV_111-5_0_5_load_156 | 226 | 0.0015796 | 0.00039589 | 0 | 0 |  | 1 | TRUE | wye
131 | LV_111-5_0_5_load_157 | 227 | 0.0014112 | 0.00035368 | 0 | 0 |  | 1 | TRUE | wye
132 | LV_111-5_0_5_load_164 | 228 | 0.00084026 | 0.00021059 | 0 | 0 |  | 1 | TRUE | wye
133 | LV_111-5_0_5_load_165 | 229 | 0.0015314 | 0.0003838 | 0 | 0 |  | 1 | TRUE | wye
134 | LV_111-5_0_5_load_168 | 230 | 0.00087491 | 0.00021927 | 0 | 0 |  | 1 | TRUE | wye
135 | LV_111-5_0_5_load_167 | 231 | 0.0076857 | 0.0019262 | 0 | 0 |  | 1 | TRUE | wye
136 | LV_111-5_0_5_load_170 | 233 | 0.0010741 | 0.0002692 | 0 | 0 |  | 1 | TRUE | wye
137 | LV_111-5_0_5_load_171 | 234 | 0.00098024 | 0.00024567 | 0 | 0 |  | 1 | TRUE | wye
138 | LV_111-5_0_5_load_272 | 236 | 0.0010636 | 0.00026657 | 0 | 0 |  | 1 | TRUE | wye
139 | LV_111-5_0_5_load_308 | 237 | 0.0013222 | 0.00033137 | 0 | 0 |  | 1 | TRUE | wye
140 | LV_111-5_0_5_load_271 | 238 | 0.0011924 | 0.00029885 | 0 | 0 |  | 1 | TRUE | wye
141 | LV_111-5_0_5_load_273 | 239 | 0.0017332 | 0.00043438 | 0 | 0 |  | 1 | TRUE | wye
142 | LV_111-5_0_5_load_175 | 240 | 0.0016121 | 0.00040403 | 0 | 0 |  | 1 | TRUE | wye
143 | LV_111-5_0_5_load_176 | 241 | 0.0023748 | 0.00059518 | 0 | 0 |  | 1 | TRUE | wye
144 | LV_111-5_0_5_load_177 | 242 | 0.001675 | 0.00041979 | 0 | 0 |  | 1 | TRUE | wye
145 | LV_111-5_0_5_load_178 | 243 | 0.0024001 | 0.00060153 | 0 | 0 |  | 1 | TRUE | wye
146 | LV_111-5_0_5_load_179 | 244 | 0.0018239 | 0.00045711 | 0 | 0 |  | 1 | TRUE | wye
147 | LV_111-5_0_5_load_180 | 245 | 0.0013968 | 0.00035008 | 0 | 0 |  | 1 | TRUE | wye
148 | LV_111-5_0_5_load_183 | 246 | 0.0023445 | 0.00058758 | 0 | 0 |  | 1 | TRUE | wye
149 | LV_111-5_0_5_load_304 | 247 | 0.0022017 | 0.0005518 | 0 | 0 |  | 1 | TRUE | wye
150 | LV_111-5_0_5_load_303 | 248 | 0.0020389 | 0.000511 | 0 | 0 |  | 1 | TRUE | wye
151 | LV_111-5_0_5_load_197 | 249 | 0.0034971 | 0.00087645 | 0 | 0 |  | 1 | TRUE | wye
152 | LV_111-5_0_5_load_215 | 250 | 0.0082193 | 0.00206 | 0 | 0 |  | 1 | TRUE | wye
153 | LV_111-5_0_5_load_218 | 252 | 0.0027207 | 0.00068186 | 0 | 0 |  | 1 | TRUE | wye
154 | LV_111-5_0_5_load_222 | 253 | 0.0040991 | 0.0010273 | 0 | 0 |  | 1 | TRUE | wye
155 | LV_111-5_0_5_load_262 | 254 | 0.0021875 | 0.00054823 | 0 | 0 |  | 1 | TRUE | wye
156 | LV_111-5_0_5_load_244 | 255 | 0.0017542 | 0.00043965 | 0 | 0 |  | 1 | TRUE | wye
157 | LV_111-5_0_5_load_257 | 256 | 0.0017426 | 0.00043672 | 0 | 0 |  | 1 | TRUE | wye
158 | LV_111-5_0_5_load_250 | 257 | 0.0020333 | 0.0005096 | 0 | 0 |  | 1 | TRUE | wye
159 | LV_111-5_0_5_load_238 | 258 | 0.0019299 | 0.00048367 | 0 | 0 |  | 1 | TRUE | wye
160 | LV_111-5_0_5_load_239 | 260 | 0.0048755 | 0.0012219 | 0 | 0 |  | 1 | TRUE | wye
161 | LV_111-5_0_5_load_241 | 261 | 0.0078516 | 0.0019678 | 0 | 0 |  | 1 | TRUE | wye
162 | LV_111-5_0_5_load_242 | 262 | 0.010369 | 0.0025986 | 0 | 0 |  | 1 | TRUE | wye
163 | LV_111-5_0_5_load_243 | 263 | 0.0012805 | 0.00032092 | 0 | 0 |  | 1 | TRUE | wye
164 | LV_111-5_0_5_load_249 | 266 | 0.0014531 | 0.00036418 | 0 | 0 |  | 1 | TRUE | wye
165 | LV_111-5_0_5_load_260 | 267 | 0.0018255 | 0.0004575 | 0 | 0 |  | 1 | TRUE | wye
166 | LV_111-5_0_5_load_254 | 268 | 0.00083127 | 0.00020834 | 0 | 0 |  | 1 | TRUE | wye
167 | LV_111-5_0_5_load_264 | 269 | 0.0011631 | 0.00029149 | 0 | 0 |  | 1 | TRUE | wye
168 | LV_111-5_0_5_load_265 | 270 | 0.0022718 | 0.00056937 | 0 | 0 |  | 1 | TRUE | wye
169 | LV_111-5_0_5_load_267 | 272 | 0.0011738 | 0.00029418 | 0 | 0 |  | 1 | TRUE | wye
170 | LV_111-5_0_5_load_268 | 273 | 0.0032116 | 0.00080491 | 0 | 0 |  | 1 | TRUE | wye
171 | LV_111-5_0_5_load_269 | 274 | 0.0012055 | 0.00030212 | 0 | 0 |  | 1 | TRUE | wye
172 | LV_111-5_0_5_load_270 | 275 | 0.0017278 | 0.00043303 | 0 | 0 |  | 1 | TRUE | wye
173 | LV_111-5_0_5_load_285 | 277 | 0.0027605 | 0.00069185 | 0 | 0 |  | 1 | TRUE | wye
174 | LV_111-5_0_5_load_286 | 278 | 0.0011374 | 0.00028505 | 0 | 0 |  | 1 | TRUE | wye
175 | LV_111-5_0_5_load_274 | 279 | 0.0010645 | 0.00026678 | 0 | 0 |  | 1 | TRUE | wye
176 | LV_111-5_0_5_load_276 | 280 | 0.0011734 | 0.00029407 | 0 | 0 |  | 1 | TRUE | wye
177 | LV_111-5_0_5_load_277 | 281 | 0.0011401 | 0.00028575 | 0 | 0 |  | 1 | TRUE | wye
178 | LV_111-5_0_5_load_307 | 282 | 0.0011809 | 0.00029596 | 0 | 0 |  | 1 | TRUE | wye
179 | LV_111-5_0_5_load_278 | 283 | 0.0022055 | 0.00055274 | 0 | 0 |  | 1 | TRUE | wye
180 | LV_111-5_0_5_load_279 | 284 | 0.0005339 | 0.00013381 | 0 | 0 |  | 1 | TRUE | wye
181 | LV_111-5_0_5_load_280 | 285 | 0.0014259 | 0.00035737 | 0 | 0 |  | 1 | TRUE | wye
182 | LV_111-5_0_5_load_281 | 286 | 0.0019671 | 0.00049301 | 0 | 0 |  | 1 | TRUE | wye
183 | LV_111-5_0_5_load_301 | 287 | 0.0017334 | 0.00043444 | 0 | 0 |  | 1 | TRUE | wye
184 | LV_111-5_0_5_load_289 | 289 | 0.0011572 | 0.00029003 | 0 | 0 |  | 1 | TRUE | wye
185 | LV_111-5_0_5_load_290 | 290 | 0.0014978 | 0.00037539 | 0 | 0 |  | 1 | TRUE | wye
186 | LV_111-5_0_5_load_291 | 291 | 0.001151 | 0.00028846 | 0 | 0 |  | 1 | TRUE | wye
187 | LV_111-5_0_5_load_292 | 292 | 0.0010742 | 0.00026921 | 0 | 0 |  | 1 | TRUE | wye
188 | LV_111-5_0_5_load_293 | 293 | 0.0011655 | 0.00029209 | 0 | 0 |  | 1 | TRUE | wye
189 | LV_111-5_0_5_load_294 | 294 | 0.0018262 | 0.00045768 | 0 | 0 |  | 1 | TRUE | wye
190 | LV_111-5_0_5_load_295 | 295 | 0.0011127 | 0.00027887 | 0 | 0 |  | 1 | TRUE | wye
191 | LV_111-5_0_5_load_296 | 296 | 0.001178 | 0.00029523 | 0 | 0 |  | 1 | TRUE | wye
192 | LV_111-5_0_5_load_297 | 297 | 0.0013262 | 0.00033238 | 0 | 0 |  | 1 | TRUE | wye
193 | LV_111-5_0_5_load_298 | 298 | 0.0010452 | 0.00026196 | 0 | 0 |  | 1 | TRUE | wye
194 | LV_111-5_0_5_load_299 | 299 | 0.002666 | 0.00066817 | 0 | 0 |  | 1 | TRUE | wye
195 | LV_111-5_0_5_load_302 | 300 | 0.001326 | 0.00033232 | 0 | 0 |  | 1 | TRUE | wye

## ext_grid
| name | bus | vm_pu | va_degree | slack_weight | in_service
0 |  | 60 | 1 | 0 | 1 | TRUE

## line
| name | std_type | from_bus | to_bus | length_km | r_ohm_per_km | x_ohm_per_km | c_nf_per_km | g_us_per_km | max_i_ka | df | parallel | type | in_service
0 | LV_111-5_0_5_line_0 |  | 0 | 1 | 0.016576 | 0.125 | 0.08 | 261 | 0 | 0.364 | 1 | 1 | cs | TRUE
1 | LV_111-5_0_5_line_1 |  | 0 | 2 | 0.0029153 | 0.125 | 0.08 | 261 | 0 | 0.364 | 1 | 1 | cs | TRUE
2 | LV_111-5_0_5_line_2 |  | 2 | 3 | 0.006823 | 0.125 | 0.08 | 261 | 0 | 0.364 | 1 | 1 | cs | TRUE
3 | LV_111-5_0_5_line_3 |  | 3 | 4 | 0.032278 | 0.125 | 0.08 | 261 | 0 | 0.364 | 1 | 1 | cs | TRUE
4 | LV_111-5_0_5_line_4 |  | 4 | 11 | 0.043793 | 0.125 | 0.08 | 261 | 0 | 0.364 | 1 | 1 | cs | TRUE
5 | LV_111-5_0_5_line_5 |  | 5 | 6 | 0.12238 | 0.125 | 0.08 | 261 | 0 | 0.364 | 1 | 1 | cs | TRUE
6 | LV_111-5_0_5_line_6 |  | 5 | 7 | 0.1331 | 0.125 | 0.08 | 261 | 0 | 0.364 | 1 | 1 | cs | TRUE
7 | LV_111-5_0_5_line_7 |  | 6 | 14 | 0.13905 | 0.125 | 0.08 | 261 | 0 | 0.364 | 1 | 1 | cs | TRUE
8 | LV_111-5_0_5_line_8 |  | 6 | 15 | 0.043546 | 0.125 | 0.08 | 261 | 0 | 0.364 | 1 | 1 | cs | TRUE
9 | LV_111-5_0_5_line_9 |  | 8 | 9 | 0.014935 | 0.125 | 0.08 | 261 | 0 | 0.364 | 1 | 1 | cs | TRUE
10 | LV_111-5_0_5_line_10 |  | 8 | 10 | 0.01526 | 0.125 | 0.08 | 261 | 0 | 0.364 | 1 | 1 | cs | TRUE
11 | LV_111-5_0_5_line_11 |  | 8 | 11 | 0.16665 | 0.125 | 0.08 | 261 | 0 | 0.364 | 1 | 1 | cs | TRUE
12 | LV_111-5_0_5_line_12 |  | 8 | 12 | 0.025506 | 0.125 | 0.08 | 261 | 0 | 0.364 | 1 | 1 | cs | TRUE
13 | LV_111-5_0_5_line_13 |  | 9 | 16 | 0.0072961 | 0.125 | 0.08 | 261 | 0 | 0.364 | 1 | 1 | cs | TRUE
14 | LV_111-5_0_5_line_14 |  | 10 | 13 | 0.023218 | 0.125 | 0.08 | 261 | 0 | 0.364 | 1 | 1 | cs | TRUE
15 | LV_111-5_0_5_line_15 |  | 13 | 91 | 0.016337 | 0.125 | 0.08 | 261 | 0 | 0.364 | 1 | 1 | cs | TRUE
16 | LV_111-5_0_5_line_16 |  | 14 | 124 | 0.040974 | 0.125 | 0.08 | 261 | 0 | 0.364 | 1 | 1 | cs | TRUE
17 | LV_111-5_0_5_line_17 |  | 14 | 125 | 0.032376 | 0.125 | 0.08 | 261 | 0 | 0.364 | 1 | 1 | cs | TRUE
18 | LV_111-5_0_5_line_18 |  | 15 | 118 | 0.1327 | 0.125 | 0.08 | 261 | 0 | 0.364 | 1 | 2 | cs | TRUE
19 | LV_111-5_0_5_line_19 |  | 16 | 227 | 0.028635 | 0.125 | 0.08 | 261 | 0 | 0.364 | 1 | 1 | cs | TRUE
20 | LV_111-5_0_5_line_20 |  | 17 | 18 | 0.032236 | 0.125 | 0.08 | 261 | 0 | 0.364 | 1 | 1 | cs | TRUE
21 | LV_111-5_0_5_line_21 |  | 17 | 19 | 0.19947 | 0.125 | 0.08 | 261 | 0 | 0.364 | 1 | 1 | cs | TRUE
22 | LV_111-5_0_5_line_22 |  | 19 | 24 | 0.020037 | 0.125 | 0.08 | 261 | 0 | 0.364 | 1 | 1 | cs | TRUE
23 | LV_111-5_0_5_line_23 |  | 19 | 25 | 0.031402 | 0.125 | 0.08 | 261 | 0 | 0.364 | 1 | 1 | cs | TRUE
24 | LV_111-5_0_5_line_24 |  | 20 | 21 | 0.012594 | 0.125 | 0.08 | 261 | 0 | 0.364 | 1 | 1 | cs | TRUE
25 | LV_111-5_0_5_line_25 |  | 20 | 22 | 0.034664 | 0.125 | 0.08 | 261 | 0 | 0.364 | 1 | 1 | cs | TRUE
26 | LV_111-5_0_5_line_26 |  | 20 | 23 | 0.10596 | 0.125 | 0.08 | 261 | 0 | 0.364 | 1 | 1 | cs | TRUE
27 | LV_111-5_0_5_line_27 |  | 21 | 25 | 0.016507 | 0.125 | 0.08 | 261 | 0 | 0.364 | 1 | 1 | cs | TRUE
28 | LV_111-5_0_5_line_28 |  | 23 | 108 | 0.030625 | 0.125 | 0.08 | 261 | 0 | 0.364 | 1 | 1 | cs | TRUE
29 | LV_111-5_0_5_line_29 |  | 23 | 107 | 0.011811 | 0.125 | 0.08 | 261 | 0 | 0.364 | 1 | 1 | cs | TRUE
30 | LV_111-5_0_5_line_30 |  | 26 | 27 | 0.02174 | 0.125 | 0.08 | 261 | 0 | 0.364 | 1 | 1 | cs | TRUE
31 | LV_111-5_0_5_line_31 |  | 26 | 28 | 0.024677 | 0.125 | 0.08 | 261 | 0 | 0.364 | 1 | 1 | cs | TRUE
32 | LV_111-5_0_5_line_32 |  | 27 | 112 | 0.033414 | 0.125 | 0.08 | 261 | 0 | 0.364 | 1 | 1 | cs | TRUE
33 | LV_111-5_0_5_line_33 |  | 27 | 113 | 0.056115 | 0.125 | 0.08 | 261 | 0 | 0.364 | 1 | 1 | cs | TRUE
34 | LV_111-5_0_5_line_34 |  | 29 | 30 | 0.007091 | 0.125 | 0.08 | 261 | 0 | 0.364 | 1 | 1 | cs | TRUE
35 | LV_111-5_0_5_line_35 |  | 29 | 31 | 0.018863 | 0.125 | 0.08 | 261 | 0 | 0.364 | 1 | 4 | cs | TRUE
36 | LV_111-5_0_5_line_36 |  | 29 | 32 | 0.025752 | 0.125 | 0.08 | 261 | 0 | 0.364 | 1 | 4 | cs | TRUE
37 | LV_111-5_0_5_line_37 |  | 30 | 143 | 0.016074 | 0.125 | 0.08 | 261 | 0 | 0.364 | 1 | 1 | cs | TRUE
38 | LV_111-5_0_5_line_38 |  | 31 | 54 | 0.022074 | 0.125 | 0.08 | 261 | 0 | 0.364 | 1 | 4 | cs | TRUE
39 | LV_111-5_0_5_line_39 |  | 32 | 144 | 0.0040815 | 0.125 | 0.08 | 261 | 0 | 0.364 | 1 | 4 | cs | TRUE
40 | LV_111-5_0_5_line_40 |  | 33 | 34 | 0.0073771 | 0.125 | 0.08 | 261 | 0 | 0.364 | 1 | 4 | cs | TRUE
41 | LV_111-5_0_5_line_41 |  | 33 | 35 | 0.024383 | 0.125 | 0.08 | 261 | 0 | 0.364 | 1 | 4 | cs | TRUE
42 | LV_111-5_0_5_line_42 |  | 34 | 36 | 0.023057 | 0.125 | 0.08 | 261 | 0 | 0.364 | 1 | 4 | cs | TRUE
43 | LV_111-5_0_5_line_43 |  | 35 | 67 | 0.0023845 | 0.125 | 0.08 | 261 | 0 | 0.364 | 1 | 4 | cs | TRUE
44 | LV_111-5_0_5_line_44 |  | 36 | 37 | 0.013899 | 0.125 | 0.08 | 261 | 0 | 0.364 | 1 | 4 | cs | TRUE
45 | LV_111-5_0_5_line_45 |  | 36 | 38 | 0.020386 | 0.125 | 0.08 | 261 | 0 | 0.364 | 1 | 1 | cs | TRUE
46 | LV_111-5_0_5_line_46 |  | 37 | 99 | 0.0080679 | 0.125 | 0.08 | 261 | 0 | 0.364 | 1 | 1 | cs | TRUE
47 | LV_111-5_0_5_line_47 |  | 37 | 93 | 0.008128 | 0.125 | 0.08 | 261 | 0 | 0.364 | 1 | 4 | cs | TRUE
48 | LV_111-5_0_5_line_48 |  | 38 | 50 | 0.017992 | 0.125 | 0.08 | 261 | 0 | 0.364 | 1 | 1 | cs | TRUE
49 | LV_111-5_0_5_line_49 |  | 39 | 40 | 0.010838 | 0.125 | 0.08 | 261 | 0 | 0.364 | 1 | 4 | cs | TRUE
50 | LV_111-5_0_5_line_50 |  | 39 | 41 | 0.001152 | 0.125 | 0.08 | 261 | 0 | 0.364 | 1 | 4 | cs | TRUE
51 | LV_111-5_0_5_line_51 |  | 40 | 147 | 0.0069301 | 0.125 | 0.08 | 261 | 0 | 0.364 | 1 | 4 | cs | TRUE
52 | LV_111-5_0_5_line_52 |  | 41 | 44 | 0.0083242 | 0.125 | 0.08 | 261 | 0 | 0.364 | 1 | 4 | cs | TRUE
53 | LV_111-5_0_5_line_53 |  | 41 | 54 | 0.024179 | 0.125 | 0.08 | 261 | 0 | 0.364 | 1 | 4 | cs | TRUE
54 | LV_111-5_0_5_line_54 |  | 42 | 43 | 0.006527 | 0.125 | 0.08 | 261 | 0 | 0.364 | 1 | 4 | cs | TRUE
55 | LV_111-5_0_5_line_55 |  | 42 | 44 | 0.027829 | 0.125 | 0.08 | 261 | 0 | 0.364 | 1 | 4 | cs | TRUE
56 | LV_111-5_0_5_line_56 |  | 42 | 45 | 0.017147 | 0.125 | 0.08 | 261 | 0 | 0.364 | 1 | 1 | cs | TRUE
57 | LV_111-5_0_5_line_57 |  | 43 | 137 | 0.032691 | 0.125 | 0.08 | 261 | 0 | 0.364 | 1 | 4 | cs | TRUE
58 | LV_111-5_0_5_line_58 |  | 43 | 138 | 0.019843 | 0.125 | 0.08 | 261 | 0 | 0.364 | 1 | 1 | cs | TRUE
59 | LV_111-5_0_5_line_59 |  | 44 | 72 | 0.0099033 | 0.125 | 0.08 | 261 | 0 | 0.364 | 1 | 1 | cs | TRUE
60 | LV_111-5_0_5_line_60 |  | 45 | 139 | 0.028608 | 0.125 | 0.08 | 261 | 0 | 0.364 | 1 | 1 | cs | TRUE
61 | LV_111-5_0_5_line_61 |  | 46 | 47 | 0.012639 | 0.125 | 0.08 | 261 | 0 | 0.364 | 1 | 4 | cs | TRUE
62 | LV_111-5_0_5_line_62 |  | 46 | 48 | 0.025296 | 0.125 | 0.08 | 261 | 0 | 0.364 | 1 | 4 | cs | TRUE
63 | LV_111-5_0_5_line_63 |  | 46 | 49 | 0.012991 | 0.125 | 0.08 | 261 | 0 | 0.364 | 1 | 1 | cs | TRUE
64 | LV_111-5_0_5_line_64 |  | 47 | 145 | 0.011739 | 0.125 | 0.08 | 261 | 0 | 0.364 | 1 | 2 | cs | TRUE
65 | LV_111-5_0_5_line_65 |  | 48 | 95 | 0.011744 | 0.125 | 0.08 | 261 | 0 | 0.364 | 1 | 1 | cs | TRUE
66 | LV_111-5_0_5_line_66 |  | 48 | 96 | 0.041157 | 0.125 | 0.08 | 261 | 0 | 0.364 | 1 | 4 | cs | TRUE
67 | LV_111-5_0_5_line_67 |  | 48 | 97 | 0.026349 | 0.125 | 0.08 | 261 | 0 | 0.364 | 1 | 1 | cs | TRUE
68 | LV_111-5_0_5_line_68 |  | 49 | 146 | 0.0080742 | 0.125 | 0.08 | 261 | 0 | 0.364 | 1 | 1 | cs | TRUE
69 | LV_111-5_0_5_line_69 |  | 51 | 52 | 0.026376 | 0.125 | 0.08 | 261 | 0 | 0.364 | 1 | 4 | cs | TRUE
70 | LV_111-5_0_5_line_70 |  | 51 | 53 | 0.019533 | 0.125 | 0.08 | 261 | 0 | 0.364 | 1 | 2 | cs | TRUE
71 | LV_111-5_0_5_line_71 |  | 52 | 140 | 0.019334 | 0.125 | 0.08 | 261 | 0 | 0.364 | 1 | 4 | cs | TRUE
72 | LV_111-5_0_5_line_72 |  | 53 | 141 | 0.023411 | 0.125 | 0.08 | 261 | 0 | 0.364 | 1 | 1 | cs | TRUE
73 | LV_111-5_0_5_line_73 |  | 55 | 56 | 0.012442 | 0.125 | 0.08 | 261 | 0 | 0.364 | 1 | 1 | cs | TRUE
74 | LV_111-5_0_5_line_74 |  | 55 | 57 | 0.020824 | 0.125 | 0.08 | 261 | 0 | 0.364 | 1 | 1 | cs | TRUE
75 | LV_111-5_0_5_line_75 |  | 56 | 142 | 0.022863 | 0.125 | 0.08 | 261 | 0 | 0.364 | 1 | 1 | cs | TRUE
76 | LV_111-5_0_5_line_76 |  | 58 | 59 | 0.040256 | 0.125 | 0.08 | 261 | 0 | 0.364 | 1 | 4 | cs | TRUE
77 | LV_111-5_0_5_line_77 |  | 58 | 60 | 0.014107 | 0.125 | 0.08 | 261 | 0 | 0.364 | 1 | 4 | cs | TRUE
78 | LV_111-5_0_5_line_78 |  | 59 | 68 | 0.006693 | 0.125 | 0.08 | 261 | 0 | 0.364 | 1 | 4 | cs | TRUE
79 | LV_111-5_0_5_line_79 |  | 59 | 67 | 0.014304 | 0.125 | 0.08 | 261 | 0 | 0.364 | 1 | 4 | cs | TRUE
80 | LV_111-5_0_5_line_80 |  | 60 | 86 | 0.017921 | 0.125 | 0.08 | 261 | 0 | 0.364 | 1 | 1 | cs | TRUE
81 | LV_111-5_0_5_line_81 |  | 61 | 62 | 0.015852 | 0.125 | 0.08 | 261 | 0 | 0.364 | 1 | 1 | cs | TRUE
82 | LV_111-5_0_5_line_82 |  | 61 | 63 | 0.017083 | 0.125 | 0.08 | 261 | 0 | 0.364 | 1 | 1 | cs | TRUE
83 | LV_111-5_0_5_line_83 |  | 63 | 79 | 0.01678 | 0.125 | 0.08 | 261 | 0 | 0.364 | 1 | 1 | cs | TRUE
84 | LV_111-5_0_5_line_84 |  | 64 | 65 | 0.067407 | 0.125 | 0.08 | 261 | 0 | 0.364 | 1 | 1 | cs | TRUE
85 | LV_111-5_0_5_line_85 |  | 64 | 66 | 0.016007 | 0.125 | 0.08 | 261 | 0 | 0.364 | 1 | 1 | cs | TRUE
86 | LV_111-5_0_5_line_86 |  | 65 | 151 | 0.025037 | 0.125 | 0.08 | 261 | 0 | 0.364 | 1 | 1 | cs | TRUE
87 | LV_111-5_0_5_line_87 |  | 66 | 155 | 0.0085511 | 0.125 | 0.08 | 261 | 0 | 0.364 | 1 | 1 | cs | TRUE
88 | LV_111-5_0_5_line_88 |  | 68 | 150 | 0.0076619 | 0.125 | 0.08 | 261 | 0 | 0.364 | 1 | 4 | cs | TRUE
89 | LV_111-5_0_5_line_89 |  | 69 | 70 | 0.080224 | 0.125 | 0.08 | 261 | 0 | 0.364 | 1 | 4 | cs | TRUE
90 | LV_111-5_0_5_line_90 |  | 69 | 71 | 0.081328 | 0.125 | 0.08 | 261 | 0 | 0.364 | 1 | 4 | cs | TRUE
91 | LV_111-5_0_5_line_91 |  | 70 | 89 | 0.01503 | 0.125 | 0.08 | 261 | 0 | 0.364 | 1 | 4 | cs | TRUE
92 | LV_111-5_0_5_line_92 |  | 70 | 94 | 0.020123 | 0.125 | 0.08 | 261 | 0 | 0.364 | 1 | 4 | cs | TRUE
93 | LV_111-5_0_5_line_93 |  | 71 | 136 | 0.024999 | 0.125 | 0.08 | 261 | 0 | 0.364 | 1 | 4 | cs | TRUE
94 | LV_111-5_0_5_line_94 |  | 73 | 74 | 0.013336 | 0.125 | 0.08 | 261 | 0 | 0.364 | 1 | 1 | cs | TRUE
95 | LV_111-5_0_5_line_95 |  | 73 | 75 | 0.013799 | 0.125 | 0.08 | 261 | 0 | 0.364 | 1 | 1 | cs | TRUE
96 | LV_111-5_0_5_line_96 |  | 74 | 134 | 0.028627 | 0.125 | 0.08 | 261 | 0 | 0.364 | 1 | 4 | cs | TRUE
97 | LV_111-5_0_5_line_97 |  | 75 | 135 | 0.0097358 | 0.125 | 0.08 | 261 | 0 | 0.364 | 1 | 1 | cs | TRUE
98 | LV_111-5_0_5_line_98 |  | 76 | 77 | 0.01518 | 0.125 | 0.08 | 261 | 0 | 0.364 | 1 | 1 | cs | TRUE
99 | LV_111-5_0_5_line_99 |  | 76 | 78 | 0.016461 | 0.125 | 0.08 | 261 | 0 | 0.364 | 1 | 1 | cs | TRUE
100 | LV_111-5_0_5_line_100 |  | 78 | 79 | 0.015879 | 0.125 | 0.08 | 261 | 0 | 0.364 | 1 | 1 | cs | TRUE
101 | LV_111-5_0_5_line_101 |  | 79 | 80 | 0.031516 | 0.125 | 0.08 | 261 | 0 | 0.364 | 1 | 2 | cs | TRUE
102 | LV_111-5_0_5_line_102 |  | 80 | 158 | 0.018689 | 0.125 | 0.08 | 261 | 0 | 0.364 | 1 | 2 | cs | TRUE
103 | LV_111-5_0_5_line_103 |  | 80 | 159 | 0.0055524 | 0.125 | 0.08 | 261 | 0 | 0.364 | 1 | 1 | cs | TRUE
104 | LV_111-5_0_5_line_104 |  | 81 | 82 | 0.0178 | 0.125 | 0.08 | 261 | 0 | 0.364 | 1 | 4 | cs | TRUE
105 | LV_111-5_0_5_line_105 |  | 81 | 83 | 0.007854 | 0.125 | 0.08 | 261 | 0 | 0.364 | 1 | 2 | cs | TRUE
106 | LV_111-5_0_5_line_106 |  | 82 | 98 | 0.012364 | 0.125 | 0.08 | 261 | 0 | 0.364 | 1 | 4 | cs | TRUE
107 | LV_111-5_0_5_line_107 |  | 84 | 85 | 0.029661 | 0.125 | 0.08 | 261 | 0 | 0.364 | 1 | 1 | cs | TRUE
108 | LV_111-5_0_5_line_108 |  | 84 | 86 | 0.010077 | 0.125 | 0.08 | 261 | 0 | 0.364 | 1 | 1 | cs | TRUE
109 | LV_111-5_0_5_line_109 |  | 85 | 113 | 0.020253 | 0.125 | 0.08 | 261 | 0 | 0.364 | 1 | 1 | cs | TRUE
110 | LV_111-5_0_5_line_110 |  | 86 | 133 | 0.014765 | 0.125 | 0.08 | 261 | 0 | 0.364 | 1 | 1 | cs | TRUE
111 | LV_111-5_0_5_line_111 |  | 87 | 88 | 0.016261 | 0.125 | 0.08 | 261 | 0 | 0.364 | 1 | 2 | cs | TRUE
112 | LV_111-5_0_5_line_112 |  | 87 | 89 | 0.020539 | 0.125 | 0.08 | 261 | 0 | 0.364 | 1 | 4 | cs | TRUE
113 | LV_111-5_0_5_line_113 |  | 90 | 91 | 0.004076 | 0.125 | 0.08 | 261 | 0 | 0.364 | 1 | 4 | cs | TRUE
114 | LV_111-5_0_5_line_114 |  | 90 | 92 | 0.020392 | 0.125 | 0.08 | 261 | 0 | 0.364 | 1 | 4 | cs | TRUE
115 | LV_111-5_0_5_line_115 |  | 91 | 98 | 0.003982 | 0.125 | 0.08 | 261 | 0 | 0.364 | 1 | 4 | cs | TRUE
116 | LV_111-5_0_5_line_116 |  | 92 | 109 | 0.011791 | 0.125 | 0.08 | 261 | 0 | 0.364 | 1 | 4 | cs | TRUE
117 | LV_111-5_0_5_line_117 |  | 93 | 94 | 0.015435 | 0.125 | 0.08 | 261 | 0 | 0.364 | 1 | 4 | cs | TRUE
118 | LV_111-5_0_5_line_118 |  | 96 | 148 | 0.011794 | 0.125 | 0.08 | 261 | 0 | 0.364 | 1 | 1 | cs | TRUE
119 | LV_111-5_0_5_line_119 |  | 96 | 149 | 0.013231 | 0.125 | 0.08 | 261 | 0 | 0.364 | 1 | 4 | cs | TRUE
120 | LV_111-5_0_5_line_120 |  | 98 | 157 | 0.017036 | 0.125 | 0.08 | 261 | 0 | 0.364 | 1 | 4 | cs | TRUE
121 | LV_111-5_0_5_line_121 |  | 100 | 101 | 0.004094 | 0.125 | 0.08 | 261 | 0 | 0.364 | 1 | 1 | cs | TRUE
122 | LV_111-5_0_5_line_122 |  | 100 | 102 | 0.0096263 | 0.125 | 0.08 | 261 | 0 | 0.364 | 1 | 1 | cs | TRUE
123 | LV_111-5_0_5_line_123 |  | 100 | 103 | 0.017328 | 0.125 | 0.08 | 261 | 0 | 0.364 | 1 | 1 | cs | TRUE
124 | LV_111-5_0_5_line_124 |  | 101 | 160 | 0.019251 | 0.125 | 0.08 | 261 | 0 | 0.364 | 1 | 1 | cs | TRUE
125 | LV_111-5_0_5_line_125 |  | 102 | 104 | 0.018463 | 0.125 | 0.08 | 261 | 0 | 0.364 | 1 | 1 | cs | TRUE
126 | LV_111-5_0_5_line_126 |  | 102 | 105 | 0.008946 | 0.125 | 0.08 | 261 | 0 | 0.364 | 1 | 1 | cs | TRUE
127 | LV_111-5_0_5_line_127 |  | 103 | 161 | 0.020452 | 0.125 | 0.08 | 261 | 0 | 0.364 | 1 | 1 | cs | TRUE
128 | LV_111-5_0_5_line_128 |  | 104 | 106 | 0.015523 | 0.125 | 0.08 | 261 | 0 | 0.364 | 1 | 1 | cs | TRUE
129 | LV_111-5_0_5_line_129 |  | 105 | 166 | 0.020981 | 0.125 | 0.08 | 261 | 0 | 0.364 | 1 | 1 | cs | TRUE
130 | LV_111-5_0_5_line_130 |  | 106 | 107 | 0.009323 | 0.125 | 0.08 | 261 | 0 | 0.364 | 1 | 1 | cs | TRUE
131 | LV_111-5_0_5_line_131 |  | 108 | 173 | 0.0323 | 0.125 | 0.08 | 261 | 0 | 0.364 | 1 | 1 | cs | TRUE
132 | LV_111-5_0_5_line_132 |  | 109 | 110 | 0.012699 | 0.125 | 0.08 | 261 | 0 | 0.364 | 1 | 1 | cs | TRUE
133 | LV_111-5_0_5_line_133 |  | 109 | 111 | 0.05296 | 0.125 | 0.08 | 261 | 0 | 0.364 | 1 | 4 | cs | TRUE
134 | LV_111-5_0_5_line_134 |  | 111 | 115 | 0.17598 | 0.125 | 0.08 | 261 | 0 | 0.364 | 1 | 3 | cs | TRUE
135 | LV_111-5_0_5_line_135 |  | 111 | 116 | 0.08216 | 0.125 | 0.08 | 261 | 0 | 0.364 | 1 | 1 | cs | TRUE
136 | LV_111-5_0_5_line_136 |  | 111 | 117 | 0.04728 | 0.125 | 0.08 | 261 | 0 | 0.364 | 1 | 2 | cs | TRUE
137 | LV_111-5_0_5_line_137 |  | 113 | 114 | 0.0089215 | 0.125 | 0.08 | 261 | 0 | 0.364 | 1 | 1 | cs | TRUE
138 | LV_111-5_0_5_line_138 |  | 114 | 177 | 0.017832 | 0.125 | 0.08 | 261 | 0 | 0.364 | 1 | 1 | cs | TRUE
139 | LV_111-5_0_5_line_139 |  | 118 | 119 | 0.18408 | 0.125 | 0.08 | 261 | 0 | 0.364 | 1 | 2 | cs | TRUE
140 | LV_111-5_0_5_line_140 |  | 119 | 120 | 0.045712 | 0.125 | 0.08 | 261 | 0 | 0.364 | 1 | 4 | cs | TRUE
141 | LV_111-5_0_5_line_141 |  | 120 | 121 | 0.026759 | 0.125 | 0.08 | 261 | 0 | 0.364 | 1 | 3 | cs | TRUE
142 | LV_111-5_0_5_line_142 |  | 120 | 122 | 0.012567 | 0.125 | 0.08 | 261 | 0 | 0.364 | 1 | 4 | cs | TRUE
143 | LV_111-5_0_5_line_143 |  | 120 | 123 | 0.013106 | 0.125 | 0.08 | 261 | 0 | 0.364 | 1 | 4 | cs | TRUE
144 | LV_111-5_0_5_line_144 |  | 122 | 126 | 0.0094355 | 0.125 | 0.08 | 261 | 0 | 0.364 | 1 | 4 | cs | TRUE
145 | LV_111-5_0_5_line_145 |  | 123 | 127 | 0.0047258 | 0.125 | 0.08 | 261 | 0 | 0.364 | 1 | 4 | cs | TRUE
146 | LV_111-5_0_5_line_146 |  | 124 | 128 | 0.0026142 | 0.125 | 0.08 | 261 | 0 | 0.364 | 1 | 1 | cs | TRUE
147 | LV_111-5_0_5_line_147 |  | 125 | 129 | 0.024724 | 0.125 | 0.08 | 261 | 0 | 0.364 | 1 | 1 | cs | TRUE
148 | LV_111-5_0_5_line_148 |  | 125 | 130 | 0.0063994 | 0.125 | 0.08 | 261 | 0 | 0.364 | 1 | 1 | cs | TRUE
149 | LV_111-5_0_5_line_149 |  | 126 | 131 | 0.0023394 | 0.125 | 0.08 | 261 | 0 | 0.364 | 1 | 4 | cs | TRUE
150 | LV_111-5_0_5_line_150 |  | 127 | 132 | 0.0072223 | 0.125 | 0.08 | 261 | 0 | 0.364 | 1 | 4 | cs | TRUE
151 | LV_111-5_0_5_line_151 |  | 129 | 221 | 0.0066451 | 0.125 | 0.08 | 261 | 0 | 0.364 | 1 | 1 | cs | TRUE
152 | LV_111-5_0_5_line_152 |  | 130 | 220 | 0.0025095 | 0.125 | 0.08 | 261 | 0 | 0.364 | 1 | 1 | cs | TRUE
153 | LV_111-5_0_5_line_153 |  | 131 | 289 | 0.020477 | 0.125 | 0.08 | 261 | 0 | 0.364 | 1 | 4 | cs | TRUE
154 | LV_111-5_0_5_line_154 |  | 132 | 286 | 0.026335 | 0.125 | 0.08 | 261 | 0 | 0.364 | 1 | 4 | cs | TRUE
155 | LV_111-5_0_5_line_155 |  | 134 | 144 | 0.018966 | 0.125 | 0.08 | 261 | 0 | 0.364 | 1 | 4 | cs | TRUE
156 | LV_111-5_0_5_line_156 |  | 135 | 267 | 0.0078446 | 0.125 | 0.08 | 261 | 0 | 0.364 | 1 | 1 | cs | TRUE
157 | LV_111-5_0_5_line_157 |  | 136 | 282 | 0.00066087 | 0.125 | 0.08 | 261 | 0 | 0.364 | 1 | 4 | cs | TRUE
158 | LV_111-5_0_5_line_158 |  | 137 | 158 | 0.022928 | 0.125 | 0.08 | 261 | 0 | 0.364 | 1 | 4 | cs | TRUE
159 | LV_111-5_0_5_line_159 |  | 138 | 255 | 0.0030051 | 0.125 | 0.08 | 261 | 0 | 0.364 | 1 | 1 | cs | TRUE
160 | LV_111-5_0_5_line_160 |  | 140 | 247 | 0.017289 | 0.125 | 0.08 | 261 | 0 | 0.364 | 1 | 4 | cs | TRUE
161 | LV_111-5_0_5_line_161 |  | 141 | 246 | 0.018395 | 0.125 | 0.08 | 261 | 0 | 0.364 | 1 | 1 | cs | TRUE
162 | LV_111-5_0_5_line_162 |  | 142 | 251 | 0.015783 | 0.125 | 0.08 | 261 | 0 | 0.364 | 1 | 1 | cs | TRUE
163 | LV_111-5_0_5_line_163 |  | 143 | 254 | 0.0083759 | 0.125 | 0.08 | 261 | 0 | 0.364 | 1 | 1 | cs | TRUE
164 | LV_111-5_0_5_line_164 |  | 145 | 162 | 0.0075833 | 0.125 | 0.08 | 261 | 0 | 0.364 | 1 | 2 | cs | TRUE
165 | LV_111-5_0_5_line_165 |  | 146 | 268 | 0.010797 | 0.125 | 0.08 | 261 | 0 | 0.364 | 1 | 1 | cs | TRUE
166 | LV_111-5_0_5_line_166 |  | 147 | 215 | 0.0080712 | 0.125 | 0.08 | 261 | 0 | 0.364 | 1 | 4 | cs | TRUE
167 | LV_111-5_0_5_line_167 |  | 148 | 192 | 0.021927 | 0.125 | 0.08 | 261 | 0 | 0.364 | 1 | 1 | cs | TRUE
168 | LV_111-5_0_5_line_168 |  | 149 | 193 | 0.034679 | 0.125 | 0.08 | 261 | 0 | 0.364 | 1 | 4 | cs | TRUE
169 | LV_111-5_0_5_line_169 |  | 150 | 216 | 0.0058119 | 0.125 | 0.08 | 261 | 0 | 0.364 | 1 | 4 | cs | TRUE
170 | LV_111-5_0_5_line_170 |  | 152 | 153 | 0.008367 | 0.125 | 0.08 | 261 | 0 | 0.364 | 1 | 1 | cs | TRUE
171 | LV_111-5_0_5_line_171 |  | 152 | 154 | 0.0021322 | 0.125 | 0.08 | 261 | 0 | 0.364 | 1 | 1 | cs | TRUE
172 | LV_111-5_0_5_line_172 |  | 154 | 178 | 0.012345 | 0.125 | 0.08 | 261 | 0 | 0.364 | 1 | 1 | cs | TRUE
173 | LV_111-5_0_5_line_173 |  | 155 | 156 | 0.028952 | 0.125 | 0.08 | 261 | 0 | 0.364 | 1 | 1 | cs | TRUE
174 | LV_111-5_0_5_line_174 |  | 155 | 173 | 0.023737 | 0.125 | 0.08 | 261 | 0 | 0.364 | 1 | 1 | cs | TRUE
175 | LV_111-5_0_5_line_175 |  | 157 | 228 | 0.032236 | 0.125 | 0.08 | 261 | 0 | 0.364 | 1 | 4 | cs | TRUE
176 | LV_111-5_0_5_line_176 |  | 157 | 229 | 0.011168 | 0.125 | 0.08 | 261 | 0 | 0.364 | 1 | 1 | cs | TRUE
177 | LV_111-5_0_5_line_177 |  | 158 | 253 | 0.014878 | 0.125 | 0.08 | 261 | 0 | 0.364 | 1 | 4 | cs | TRUE
178 | LV_111-5_0_5_line_178 |  | 159 | 256 | 0.0043722 | 0.125 | 0.08 | 261 | 0 | 0.364 | 1 | 1 | cs | TRUE
179 | LV_111-5_0_5_line_179 |  | 161 | 164 | 0.025607 | 0.125 | 0.08 | 261 | 0 | 0.364 | 1 | 1 | cs | TRUE
180 | LV_111-5_0_5_line_180 |  | 161 | 165 | 0.011861 | 0.125 | 0.08 | 261 | 0 | 0.364 | 1 | 1 | cs | TRUE
181 | LV_111-5_0_5_line_181 |  | 162 | 163 | 0.004347 | 0.125 | 0.08 | 261 | 0 | 0.364 | 1 | 1 | cs | TRUE
182 | LV_111-5_0_5_line_182 |  | 163 | 180 | 0.010874 | 0.125 | 0.08 | 261 | 0 | 0.364 | 1 | 1 | cs | TRUE
183 | LV_111-5_0_5_line_183 |  | 163 | 165 | 0.02407 | 0.125 | 0.08 | 261 | 0 | 0.364 | 1 | 1 | cs | TRUE
184 | LV_111-5_0_5_line_184 |  | 164 | 182 | 0.01271 | 0.125 | 0.08 | 261 | 0 | 0.364 | 1 | 1 | cs | TRUE
185 | LV_111-5_0_5_line_185 |  | 164 | 183 | 0.02175 | 0.125 | 0.08 | 261 | 0 | 0.364 | 1 | 1 | cs | TRUE
186 | LV_111-5_0_5_line_186 |  | 167 | 168 | 0.027945 | 0.125 | 0.08 | 261 | 0 | 0.364 | 1 | 1 | cs | TRUE
187 | LV_111-5_0_5_line_187 |  | 167 | 169 | 0.014524 | 0.125 | 0.08 | 261 | 0 | 0.364 | 1 | 1 | cs | TRUE
188 | LV_111-5_0_5_line_188 |  | 168 | 201 | 0.0024707 | 0.125 | 0.08 | 261 | 0 | 0.364 | 1 | 1 | cs | TRUE
189 | LV_111-5_0_5_line_189 |  | 169 | 205 | 0.0035274 | 0.125 | 0.08 | 261 | 0 | 0.364 | 1 | 1 | cs | TRUE
190 | LV_111-5_0_5_line_190 |  | 170 | 171 | 0.00441 | 0.125 | 0.08 | 261 | 0 | 0.364 | 1 | 1 | cs | TRUE
191 | LV_111-5_0_5_line_191 |  | 170 | 172 | 0.014431 | 0.125 | 0.08 | 261 | 0 | 0.364 | 1 | 1 | cs | TRUE
192 | LV_111-5_0_5_line_192 |  | 172 | 206 | 0.019824 | 0.125 | 0.08 | 261 | 0 | 0.364 | 1 | 1 | cs | TRUE
193 | LV_111-5_0_5_line_193 |  | 174 | 175 | 0.01298 | 0.125 | 0.08 | 261 | 0 | 0.364 | 1 | 1 | cs | TRUE
194 | LV_111-5_0_5_line_194 |  | 174 | 176 | 0.0066 | 0.125 | 0.08 | 261 | 0 | 0.364 | 1 | 1 | cs | TRUE
195 | LV_111-5_0_5_line_195 |  | 175 | 204 | 0.0026081 | 0.125 | 0.08 | 261 | 0 | 0.364 | 1 | 1 | cs | TRUE
196 | LV_111-5_0_5_line_196 |  | 176 | 191 | 0.0095646 | 0.125 | 0.08 | 261 | 0 | 0.364 | 1 | 1 | cs | TRUE
197 | LV_111-5_0_5_line_197 |  | 176 | 199 | 0.010482 | 0.125 | 0.08 | 261 | 0 | 0.364 | 1 | 1 | cs | TRUE
198 | LV_111-5_0_5_line_198 |  | 177 | 185 | 0.024425 | 0.125 | 0.08 | 261 | 0 | 0.364 | 1 | 1 | cs | TRUE
199 | LV_111-5_0_5_line_199 |  | 177 | 186 | 0.020356 | 0.125 | 0.08 | 261 | 0 | 0.364 | 1 | 1 | cs | TRUE
200 | LV_111-5_0_5_line_200 |  | 178 | 179 | 0.044467 | 0.125 | 0.08 | 261 | 0 | 0.364 | 1 | 1 | cs | TRUE
201 | LV_111-5_0_5_line_201 |  | 179 | 210 | 0.021464 | 0.125 | 0.08 | 261 | 0 | 0.364 | 1 | 1 | cs | TRUE
202 | LV_111-5_0_5_line_202 |  | 179 | 182 | 0.005543 | 0.125 | 0.08 | 261 | 0 | 0.364 | 1 | 1 | cs | TRUE
203 | LV_111-5_0_5_line_203 |  | 180 | 181 | 0.00035215 | 0.125 | 0.08 | 261 | 0 | 0.364 | 1 | 1 | cs | TRUE
204 | LV_111-5_0_5_line_204 |  | 181 | 184 | 0.021954 | 0.125 | 0.08 | 261 | 0 | 0.364 | 1 | 1 | cs | TRUE
205 | LV_111-5_0_5_line_205 |  | 182 | 208 | 0.024752 | 0.125 | 0.08 | 261 | 0 | 0.364 | 1 | 1 | cs | TRUE
206 | LV_111-5_0_5_line_206 |  | 183 | 209 | 0.0009361 | 0.125 | 0.08 | 261 | 0 | 0.364 | 1 | 1 | cs | TRUE
207 | LV_111-5_0_5_line_207 |  | 184 | 194 | 0.0051404 | 0.125 | 0.08 | 261 | 0 | 0.364 | 1 | 1 | cs | TRUE
208 | LV_111-5_0_5_line_208 |  | 185 | 187 | 0.0039148 | 0.125 | 0.08 | 261 | 0 | 0.364 | 1 | 1 | cs | TRUE
209 | LV_111-5_0_5_line_209 |  | 187 | 188 | 0.022493 | 0.125 | 0.08 | 261 | 0 | 0.364 | 1 | 1 | cs | TRUE
210 | LV_111-5_0_5_line_210 |  | 187 | 189 | 0.010205 | 0.125 | 0.08 | 261 | 0 | 0.364 | 1 | 1 | cs | TRUE
211 | LV_111-5_0_5_line_211 |  | 188 | 190 | 0.024396 | 0.125 | 0.08 | 261 | 0 | 0.364 | 1 | 1 | cs | TRUE
212 | LV_111-5_0_5_line_212 |  | 189 | 191 | 0.011442 | 0.125 | 0.08 | 261 | 0 | 0.364 | 1 | 1 | cs | TRUE
213 | LV_111-5_0_5_line_213 |  | 193 | 211 | 0.035766 | 0.125 | 0.08 | 261 | 0 | 0.364 | 1 | 4 | cs | TRUE
214 | LV_111-5_0_5_line_214 |  | 194 | 207 | 0.005861 | 0.125 | 0.08 | 261 | 0 | 0.364 | 1 | 1 | cs | TRUE
215 | LV_111-5_0_5_line_215 |  | 195 | 196 | 0.0028664 | 0.125 | 0.08 | 261 | 0 | 0.364 | 1 | 1 | cs | TRUE
216 | LV_111-5_0_5_line_216 |  | 195 | 197 | 0.014763 | 0.125 | 0.08 | 261 | 0 | 0.364 | 1 | 1 | cs | TRUE
217 | LV_111-5_0_5_line_217 |  | 196 | 198 | 0.011198 | 0.125 | 0.08 | 261 | 0 | 0.364 | 1 | 1 | cs | TRUE
218 | LV_111-5_0_5_line_218 |  | 197 | 199 | 0.0042711 | 0.125 | 0.08 | 261 | 0 | 0.364 | 1 | 1 | cs | TRUE
219 | LV_111-5_0_5_line_219 |  | 198 | 200 | 0.024526 | 0.125 | 0.08 | 261 | 0 | 0.364 | 1 | 1 | cs | TRUE
220 | LV_111-5_0_5_line_220 |  | 200 | 202 | 0.005074 | 0.125 | 0.08 | 261 | 0 | 0.364 | 1 | 1 | cs | TRUE
221 | LV_111-5_0_5_line_221 |  | 200 | 201 | 0.0032536 | 0.125 | 0.08 | 261 | 0 | 0.364 | 1 | 1 | cs | TRUE
222 | LV_111-5_0_5_line_222 |  | 202 | 206 | 0.0057984 | 0.125 | 0.08 | 261 | 0 | 0.364 | 1 | 1 | cs | TRUE
223 | LV_111-5_0_5_line_223 |  | 203 | 204 | 0.00031565 | 0.125 | 0.08 | 261 | 0 | 0.364 | 1 | 1 | cs | TRUE
224 | LV_111-5_0_5_line_224 |  | 205 | 218 | 0.013788 | 0.125 | 0.08 | 261 | 0 | 0.364 | 1 | 1 | cs | TRUE
225 | LV_111-5_0_5_line_225 |  | 211 | 212 | 0.018081 | 0.125 | 0.08 | 261 | 0 | 0.364 | 1 | 4 | cs | TRUE
226 | LV_111-5_0_5_line_226 |  | 211 | 213 | 0.011805 | 0.125 | 0.08 | 261 | 0 | 0.364 | 1 | 4 | cs | TRUE
227 | LV_111-5_0_5_line_227 |  | 212 | 214 | 0.012616 | 0.125 | 0.08 | 261 | 0 | 0.364 | 1 | 4 | cs | TRUE
228 | LV_111-5_0_5_line_228 |  | 213 | 215 | 0.0077533 | 0.125 | 0.08 | 261 | 0 | 0.364 | 1 | 4 | cs | TRUE
229 | LV_111-5_0_5_line_229 |  | 214 | 216 | 0.0050428 | 0.125 | 0.08 | 261 | 0 | 0.364 | 1 | 4 | cs | TRUE
230 | LV_111-5_0_5_line_230 |  | 214 | 217 | 0.012549 | 0.125 | 0.08 | 261 | 0 | 0.364 | 1 | 1 | cs | TRUE
231 | LV_111-5_0_5_line_231 |  | 217 | 249 | 0.010813 | 0.125 | 0.08 | 261 | 0 | 0.364 | 1 | 1 | cs | TRUE
232 | LV_111-5_0_5_line_232 |  | 218 | 219 | 0.0059158 | 0.125 | 0.08 | 261 | 0 | 0.364 | 1 | 1 | cs | TRUE
233 | LV_111-5_0_5_line_233 |  | 222 | 223 | 0.002417 | 0.125 | 0.08 | 261 | 0 | 0.364 | 1 | 1 | cs | TRUE
234 | LV_111-5_0_5_line_234 |  | 222 | 224 | 0.023924 | 0.125 | 0.08 | 261 | 0 | 0.364 | 1 | 1 | cs | TRUE
235 | LV_111-5_0_5_line_235 |  | 224 | 225 | 0.022153 | 0.125 | 0.08 | 261 | 0 | 0.364 | 1 | 1 | cs | TRUE
236 | LV_111-5_0_5_line_236 |  | 224 | 226 | 0.0050431 | 0.125 | 0.08 | 261 | 0 | 0.364 | 1 | 1 | cs | TRUE
237 | LV_111-5_0_5_line_237 |  | 225 | 227 | 0.0077764 | 0.125 | 0.08 | 261 | 0 | 0.364 | 1 | 1 | cs | TRUE
238 | LV_111-5_0_5_line_238 |  | 228 | 230 | 0.00052771 | 0.125 | 0.08 | 261 | 0 | 0.364 | 1 | 4 | cs | TRUE
239 | LV_111-5_0_5_line_239 |  | 230 | 232 | 0.032375 | 0.125 | 0.08 | 261 | 0 | 0.364 | 1 | 4 | cs | TRUE
240 | LV_111-5_0_5_line_240 |  | 230 | 231 | 0.030728 | 0.125 | 0.08 | 261 | 0 | 0.364 | 1 | 1 | cs | TRUE
241 | LV_111-5_0_5_line_241 |  | 232 | 233 | 0.03182 | 0.125 | 0.08 | 261 | 0 | 0.364 | 1 | 4 | cs | TRUE
242 | LV_111-5_0_5_line_242 |  | 232 | 234 | 0.0080955 | 0.125 | 0.08 | 261 | 0 | 0.364 | 1 | 4 | cs | TRUE
243 | LV_111-5_0_5_line_243 |  | 233 | 235 | 0.021103 | 0.125 | 0.08 | 261 | 0 | 0.364 | 1 | 4 | cs | TRUE
244 | LV_111-5_0_5_line_244 |  | 234 | 236 | 0.0044619 | 0.125 | 0.08 | 261 | 0 | 0.364 | 1 | 4 | cs | TRUE
245 | LV_111-5_0_5_line_245 |  | 235 | 237 | 0.002548 | 0.125 | 0.08 | 261 | 0 | 0.364 | 1 | 4 | cs | TRUE
246 | LV_111-5_0_5_line_246 |  | 235 | 238 | 0.0099905 | 0.125 | 0.08 | 261 | 0 | 0.364 | 1 | 1 | cs | TRUE
247 | LV_111-5_0_5_line_247 |  | 236 | 239 | 0.017901 | 0.125 | 0.08 | 261 | 0 | 0.364 | 1 | 4 | cs | TRUE
248 | LV_111-5_0_5_line_248 |  | 237 | 282 | 0.0011495 | 0.125 | 0.08 | 261 | 0 | 0.364 | 1 | 4 | cs | TRUE
249 | LV_111-5_0_5_line_249 |  | 238 | 274 | 0.0099596 | 0.125 | 0.08 | 261 | 0 | 0.364 | 1 | 1 | cs | TRUE
250 | LV_111-5_0_5_line_250 |  | 239 | 279 | 0.0050447 | 0.125 | 0.08 | 261 | 0 | 0.364 | 1 | 4 | cs | TRUE
251 | LV_111-5_0_5_line_251 |  | 240 | 241 | 0.00090049 | 0.125 | 0.08 | 261 | 0 | 0.364 | 1 | 1 | cs | TRUE
252 | LV_111-5_0_5_line_252 |  | 240 | 242 | 0.0083242 | 0.125 | 0.08 | 261 | 0 | 0.364 | 1 | 1 | cs | TRUE
253 | LV_111-5_0_5_line_253 |  | 241 | 243 | 0.015771 | 0.125 | 0.08 | 261 | 0 | 0.364 | 1 | 1 | cs | TRUE
254 | LV_111-5_0_5_line_254 |  | 243 | 244 | 0.0012441 | 0.125 | 0.08 | 261 | 0 | 0.364 | 1 | 1 | cs | TRUE
255 | LV_111-5_0_5_line_255 |  | 244 | 245 | 0.018137 | 0.125 | 0.08 | 261 | 0 | 0.364 | 1 | 1 | cs | TRUE
256 | LV_111-5_0_5_line_256 |  | 245 | 246 | 0.0012302 | 0.125 | 0.08 | 261 | 0 | 0.364 | 1 | 1 | cs | TRUE
257 | LV_111-5_0_5_line_257 |  | 247 | 248 | 0.023434 | 0.125 | 0.08 | 261 | 0 | 0.364 | 1 | 4 | cs | TRUE
258 | LV_111-5_0_5_line_258 |  | 248 | 277 | 0.029511 | 0.125 | 0.08 | 261 | 0 | 0.364 | 1 | 4 | cs | TRUE
259 | LV_111-5_0_5_line_259 |  | 250 | 251 | 0.024468 | 0.125 | 0.08 | 261 | 0 | 0.364 | 1 | 1 | cs | TRUE
260 | LV_111-5_0_5_line_260 |  | 251 | 252 | 0.02909 | 0.125 | 0.08 | 261 | 0 | 0.364 | 1 | 4 | cs | TRUE
261 | LV_111-5_0_5_line_261 |  | 252 | 253 | 0.019742 | 0.125 | 0.08 | 261 | 0 | 0.364 | 1 | 4 | cs | TRUE
262 | LV_111-5_0_5_line_262 |  | 254 | 269 | 0.0097925 | 0.125 | 0.08 | 261 | 0 | 0.364 | 1 | 1 | cs | TRUE
263 | LV_111-5_0_5_line_263 |  | 255 | 261 | 0.023638 | 0.125 | 0.08 | 261 | 0 | 0.364 | 1 | 1 | cs | TRUE
264 | LV_111-5_0_5_line_264 |  | 256 | 257 | 0.0063462 | 0.125 | 0.08 | 261 | 0 | 0.364 | 1 | 1 | cs | TRUE
265 | LV_111-5_0_5_line_265 |  | 257 | 266 | 0.0038742 | 0.125 | 0.08 | 261 | 0 | 0.364 | 1 | 1 | cs | TRUE
266 | LV_111-5_0_5_line_266 |  | 258 | 259 | 0.0036358 | 0.125 | 0.08 | 261 | 0 | 0.364 | 1 | 1 | cs | TRUE
267 | LV_111-5_0_5_line_267 |  | 259 | 262 | 0.023523 | 0.125 | 0.08 | 261 | 0 | 0.364 | 1 | 1 | cs | TRUE
268 | LV_111-5_0_5_line_268 |  | 259 | 263 | 0.0062487 | 0.125 | 0.08 | 261 | 0 | 0.364 | 1 | 1 | cs | TRUE
269 | LV_111-5_0_5_line_269 |  | 260 | 261 | 0.0076336 | 0.125 | 0.08 | 261 | 0 | 0.364 | 1 | 1 | cs | TRUE
270 | LV_111-5_0_5_line_270 |  | 263 | 264 | 0.0021528 | 0.125 | 0.08 | 261 | 0 | 0.364 | 1 | 1 | cs | TRUE
271 | LV_111-5_0_5_line_271 |  | 264 | 265 | 0.009045 | 0.125 | 0.08 | 261 | 0 | 0.364 | 1 | 1 | cs | TRUE
272 | LV_111-5_0_5_line_272 |  | 265 | 267 | 0.0016216 | 0.125 | 0.08 | 261 | 0 | 0.364 | 1 | 1 | cs | TRUE
273 | LV_111-5_0_5_line_273 |  | 270 | 271 | 0.024874 | 0.125 | 0.08 | 261 | 0 | 0.364 | 1 | 1 | cs | TRUE
274 | LV_111-5_0_5_line_274 |  | 270 | 272 | 0.00491 | 0.125 | 0.08 | 261 | 0 | 0.364 | 1 | 1 | cs | TRUE
275 | LV_111-5_0_5_line_275 |  | 271 | 273 | 0.014994 | 0.125 | 0.08 | 261 | 0 | 0.364 | 1 | 1 | cs | TRUE
276 | LV_111-5_0_5_line_276 |  | 271 | 274 | 0.0078829 | 0.125 | 0.08 | 261 | 0 | 0.364 | 1 | 1 | cs | TRUE
277 | LV_111-5_0_5_line_277 |  | 275 | 276 | 0.026333 | 0.125 | 0.08 | 261 | 0 | 0.364 | 1 | 1 | cs | TRUE
278 | LV_111-5_0_5_line_278 |  | 276 | 277 | 0.027107 | 0.125 | 0.08 | 261 | 0 | 0.364 | 1 | 4 | cs | TRUE
279 | LV_111-5_0_5_line_279 |  | 276 | 278 | 0.018732 | 0.125 | 0.08 | 261 | 0 | 0.364 | 1 | 4 | cs | TRUE
280 | LV_111-5_0_5_line_280 |  | 278 | 287 | 0.0021305 | 0.125 | 0.08 | 261 | 0 | 0.364 | 1 | 4 | cs | TRUE
281 | LV_111-5_0_5_line_281 |  | 279 | 280 | 0.00017628 | 0.125 | 0.08 | 261 | 0 | 0.364 | 1 | 4 | cs | TRUE
282 | LV_111-5_0_5_line_282 |  | 280 | 281 | 0.025853 | 0.125 | 0.08 | 261 | 0 | 0.364 | 1 | 4 | cs | TRUE
283 | LV_111-5_0_5_line_283 |  | 281 | 283 | 0.00049708 | 0.125 | 0.08 | 261 | 0 | 0.364 | 1 | 4 | cs | TRUE
284 | LV_111-5_0_5_line_284 |  | 283 | 284 | 0.016756 | 0.125 | 0.08 | 261 | 0 | 0.364 | 1 | 4 | cs | TRUE
285 | LV_111-5_0_5_line_285 |  | 284 | 285 | 0.0094938 | 0.125 | 0.08 | 261 | 0 | 0.364 | 1 | 4 | cs | TRUE
286 | LV_111-5_0_5_line_286 |  | 285 | 286 | 2.8023e-05 | 0.125 | 0.08 | 261 | 0 | 0.364 | 1 | 4 | cs | TRUE
287 | LV_111-5_0_5_line_287 |  | 287 | 288 | 0.0022224 | 0.125 | 0.08 | 261 | 0 | 0.364 | 1 | 4 | cs | TRUE
288 | LV_111-5_0_5_line_288 |  | 288 | 300 | 0.016028 | 0.125 | 0.08 | 261 | 0 | 0.364 | 1 | 1 | cs | TRUE
289 | LV_111-5_0_5_line_289 |  | 288 | 297 | 0.016548 | 0.125 | 0.08 | 261 | 0 | 0.364 | 1 | 4 | cs | TRUE
290 | LV_111-5_0_5_line_290 |  | 289 | 290 | 0.024561 | 0.125 | 0.08 | 261 | 0 | 0.364 | 1 | 4 | cs | TRUE
291 | LV_111-5_0_5_line_291 |  | 290 | 291 | 0.00037518 | 0.125 | 0.08 | 261 | 0 | 0.364 | 1 | 4 | cs | TRUE
292 | LV_111-5_0_5_line_292 |  | 291 | 292 | 0.0057741 | 0.125 | 0.08 | 261 | 0 | 0.364 | 1 | 4 | cs | TRUE
293 | LV_111-5_0_5_line_293 |  | 292 | 293 | 0.0012266 | 0.125 | 0.08 | 261 | 0 | 0.364 | 1 | 4 | cs | TRUE
294 | LV_111-5_0_5_line_294 |  | 293 | 294 | 0.021801 | 0.125 | 0.08 | 261 | 0 | 0.364 | 1 | 4 | cs | TRUE
295 | LV_111-5_0_5_line_295 |  | 294 | 295 | 0.013254 | 0.125 | 0.08 | 261 | 0 | 0.364 | 1 | 4 | cs | TRUE
296 | LV_111-5_0_5_line_296 |  | 295 | 296 | 0.0028804 | 0.125 | 0.08 | 261 | 0 | 0.364 | 1 | 4 | cs | TRUE
297 | LV_111-5_0_5_line_297 |  | 296 | 297 | 0.014933 | 0.125 | 0.08 | 261 | 0 | 0.364 | 1 | 4 | cs | TRUE
298 | LV_111-5_0_5_line_298 |  | 296 | 298 | 0.017131 | 0.125 | 0.08 | 261 | 0 | 0.364 | 1 | 1 | cs | TRUE
299 | LV_111-5_0_5_line_299 |  | 298 | 299 | 0.0081689 | 0.125 | 0.08 | 261 | 0 | 0.364 | 1 | 1 | cs | TRUE

## trafo
| name | std_type | hv_bus | lv_bus | sn_mva | vn_hv_kv | vn_lv_kv | vk_percent | vkr_percent | pfe_kw | i0_percent | shift_degree | tap_side | tap_neutral | tap_min | tap_max | tap_step_percent | tap_step_degree | tap_pos | tap_phase_shifter | parallel | df | in_service
0 | LV_111-5_0_5_trafo_23 | 0.63 MVA 20/0.4 kV | 301 | 60 | 0.63 | 20 | 0.4 | 6 | 1.206 | 1.65 | 0.2619 | 150 | hv | 0 | -2 | 2 | 2.5 | 0 | 0 | FALSE | 1 | 1 | TRUE

## line_geodata
| x0 | y0 | x1 | y1 | x2 | y2 | x3 | y3 | x4 | y4 | x5 | y5 | x6 | y6 | x7 | y7 | x8 | y8 | x9 | y9 | x10 | y10 | x11 | y11
0 | 2707330.784 | 1244245.7957 | 2707335.768 | 1244233.1497 | 2707335.5605 | 1244230.1733
1 | 2707329.7151 | 1244248.508 | 2707330.784 | 1244245.7957
2 | 2707329.7151 | 1244248.508 | 2707322.8826 | 1244248.8958
3 | 2707322.8826 | 1244248.8958 | 2707322.4919 | 1244216.62
4 | 2707321.9618 | 1244172.83 | 2707322.4919 | 1244216.62
5 | 2707539.6528 | 1244393.302 | 2707535.3434 | 1244400.0292 | 2707519.6068 | 1244415.4452 | 2707502.4366 | 1244429.0559 | 2707459.3346 | 1244458.0425 | 2707445.2862 | 1244470.409
6 | 2707445.2862 | 1244470.409 | 2707407.6301 | 1244510.8926 | 2707381.3212 | 1244538.7607 | 2707369.0403 | 1244561.2229 | 2707362.0677 | 1244573.2255
7 | 2707539.6528 | 1244393.302 | 2707546.0592 | 1244400.1458 | 2707552.0163 | 1244412.5859 | 2707564.8731 | 1244445.5006 | 2707566.5392 | 1244452.403 | 2707566.28 | 1244459.1926 | 2707564.7337 | 1244464.8468 | 2707560.5396 | 1244472.7214 | 2707535.0827 | 1244508.1547 | 2707531.6949 | 1244515.7438
8 | 2707539.6528 | 1244393.302 | 2707557.2135 | 1244353.4541
9 | 2707299.296 | 1244013.5495 | 2707312.7193 | 1244007.0018
10 | 2707290.6012 | 1244005.308 | 2707295.5908 | 1244015.295 | 2707299.296 | 1244013.5495
11 | 2707299.296 | 1244013.5495 | 2707295.5908 | 1244015.295 | 2707312.8593 | 1244050.9911 | 2707315.2259 | 1244057.6392 | 2707318.3891 | 1244068.2937 | 2707319.4607 | 1244074.24 | 2707320.4163 | 1244081.1628 | 2707321.1996 | 1244092.1746 | 2707321.4682 | 1244118.2556 | 2707321.9618 | 1244172.83
12 | 2707299.296 | 1244013.5495 | 2707288.0325 | 1243990.6651
13 | 2707319.2768 | 1244003.8032 | 2707312.7193 | 1244007.0018
14 | 2707290.6012 | 1244005.308 | 2707280.4636 | 1243984.4204
15 | 2707273.3303 | 1243969.7231 | 2707280.4636 | 1243984.4204
16 | 2707531.6949 | 1244515.7438 | 2707522.7807 | 1244519.2406 | 2707505.7685 | 1244532.9098 | 2707501.017 | 1244541.2225
17 | 2707531.6949 | 1244515.7438 | 2707529.1265 | 1244521.5018 | 2707524.7577 | 1244535.2558 | 2707525.4733 | 1244541.229 | 2707529.1753 | 1244545.4773
18 | 2707517.1424 | 1244235.3393 | 2707522.7769 | 1244244.8229 | 2707535.0985 | 1244258.9351 | 2707551.2413 | 1244279.4885 | 2707559.6326 | 1244300.246 | 2707563.1959 | 1244317.5687 | 2707562.6328 | 1244334.4386 | 2707559.5417 | 1244348.1712 | 2707557.2135 | 1244353.4541
19 | 2707319.2768 | 1244003.8032 | 2707325.8834 | 1244012.1515 | 2707328.5993 | 1244016.2038 | 2707332.4133 | 1244020.1426 | 2707336.795 | 1244023.2021 | 2707338.9046 | 1244024.0775
20 | 2706908.5206 | 1243991.8228 | 2706910.8814 | 1244023.9686
21 | 2706910.8814 | 1244023.9686 | 2706899.4859 | 1244020.4271 | 2706894.2732 | 1244017.3307 | 2706889.9597 | 1244011.3149 | 2706878.9006 | 1243965.2126 | 2706878.1815 | 1243962.3307 | 2706919.9725 | 1243962.8952 | 2706929.4176 | 1243963.0989 | 2706952.1146 | 1243963.664 | 2706951.1307 | 1243959.543 | 2706949.9922 | 1243954.7743 | 2706914.2454 | 1243935.5037
22 | 2706918.3972 | 1243917.3753 | 2706919.9176 | 1243919.4154 | 2706920.1894 | 1243923.6237 | 2706914.2454 | 1243935.5037
23 | 2706914.2454 | 1243935.5037 | 2706907.313 | 1243931.7759 | 2706886.599 | 1243920.6127
24 | 2706861.7034 | 1243905.6892 | 2706867.1987 | 1243909.8915 | 2706868.4066 | 1243910.814 | 2706872.0675 | 1243912.7815
25 | 2706861.7034 | 1243905.6892 | 2706863.9156 | 1243902.0595 | 2706874.432 | 1243884.7686 | 2706866.0785 | 1243878.9584
26 | 2706861.7034 | 1243905.6892 | 2706844.9455 | 1243893.9114 | 2706840.3818 | 1243889.1922 | 2706833.58 | 1243881.5637 | 2706836.6804 | 1243879.8182 | 2706844.5186 | 1243872.7204 | 2706874.2782 | 1243835.8494 | 2706875.7938 | 1243833.9641 | 2706871.9204 | 1243831.2033
27 | 2706872.0675 | 1243912.7815 | 2706886.599 | 1243920.6127
28 | 2706871.9204 | 1243831.2033 | 2706864.609 | 1243827.1017 | 2706849.8888 | 1243818.8523 | 2706845.218 | 1243816.2069
29 | 2706879.3803 | 1243822.0304 | 2706871.9204 | 1243831.2033
30 | 2707017.8942 | 1243951.029 | 2707036.9741 | 1243940.5093
31 | 2707017.8942 | 1243951.029 | 2707013.3568 | 1243945.6985 | 2707001.4911 | 1243937.2111 | 2706998.869 | 1243935.5795
32 | 2707007.7905 | 1243924.081 | 2707036.9741 | 1243940.5093
33 | 2707036.9741 | 1243940.5093 | 2707042.5024 | 1243935.3382 | 2707049.6231 | 1243925.7035 | 2707071.6556 | 1243896.5225
34 | 2707096.3982 | 1243709.7881 | 2707093.5903 | 1243703.2767
35 | 2707096.3982 | 1243709.7881 | 2707097.7842 | 1243713.4049 | 2707108.0942 | 1243709.688 | 2707109.2947 | 1243713.535
36 | 2707120.6281 | 1243700.874 | 2707096.3982 | 1243709.7881
37 | 2707107.3834 | 1243695.0227 | 2707093.5903 | 1243703.2767 | 2707093.5903 | 1243703.2767
38 | 2707109.2947 | 1243713.535 | 2707088.7689 | 1243721.6551
39 | 2707120.6281 | 1243700.874 | 2707124.6423 | 1243700.1359
40 | 2707165.0848 | 1243751.4612 | 2707163.6995 | 1243744.2153
41 | 2707156.5015 | 1243774.2464 | 2707158.6488 | 1243766.6903 | 2707165.0848 | 1243751.4612
42 | 2707161.8362 | 1243721.2453 | 2707162.7537 | 1243736.5628 | 2707163.6 | 1243743.6949 | 2707163.6995 | 1243744.2153
43 | 2707156.5015 | 1243774.2464 | 2707155.4472 | 1243776.3852
44 | 2707161.8362 | 1243721.2453 | 2707166.5815 | 1243721.3533 | 2707175.7322 | 1243721.5521
45 | 2707145.3896 | 1243713.1641 | 2707154.7515 | 1243713.3889 | 2707156.9758 | 1243714.5411 | 2707160.0221 | 1243717.0536 | 2707161.8362 | 1243721.2453
46 | 2707175.7322 | 1243721.5521 | 2707175.7426 | 1243720.14 | 2707174.2562 | 1243713.6523
47 | 2707175.7322 | 1243721.5521 | 2707175.5929 | 1243729.6782
48 | 2707145.3896 | 1243713.1641 | 2707144.7301 | 1243722.0481 | 2707142.2139 | 1243730.7762
49 | 2707065.2113 | 1243730.9754 | 2707074.0447 | 1243737.2557
50 | 2707065.2113 | 1243730.9754 | 2707066.2849 | 1243730.55
51 | 2707079.6928 | 1243741.2714 | 2707074.0447 | 1243737.2557
52 | 2707062.9299 | 1243722.939 | 2707064.3534 | 1243726.5786 | 2707066.2849 | 1243730.55
53 | 2707066.2849 | 1243730.55 | 2707088.7689 | 1243721.6551
54 | 2707042.5553 | 1243699.6196 | 2707045.8476 | 1243705.2612
55 | 2707045.8476 | 1243705.2612 | 2707058.6208 | 1243724.6292 | 2707062.9299 | 1243722.939
56 | 2707045.8476 | 1243705.2612 | 2707040.139 | 1243707.4266 | 2707032.2272 | 1243706.8501 | 2707029.1269 | 1243706.6238
57 | 2707042.5553 | 1243699.6196 | 2707026.6808 | 1243673.2347 | 2707025.6989 | 1243671.6099
58 | 2707042.5553 | 1243699.6196 | 2707059.371 | 1243689.0844
59 | 2707062.9299 | 1243722.939 | 2707072.1472 | 1243719.3172
60 | 2707000.5952 | 1243704.5411 | 2707029.1269 | 1243706.6238
61 | 2706999.9961 | 1243752.8274 | 2706988.2851 | 1243757.5806
62 | 2706999.9961 | 1243752.8274 | 2707005.4485 | 1243750.6128 | 2707019.4375 | 1243744.9273 | 2707021.1729 | 1243748.8728
63 | 2706999.9961 | 1243752.8274 | 2706995.2683 | 1243740.7275
64 | 2706988.2851 | 1243757.5806 | 2706977.4078 | 1243761.9954
65 | 2707021.1729 | 1243748.8728 | 2707024.1709 | 1243755.3209 | 2707026.2512 | 1243759.4608
66 | 2707021.1729 | 1243748.8728 | 2707026.4197 | 1243746.7436 | 2707032.4119 | 1243763.198 | 2707045.5088 | 1243775.5217
67 | 2707021.1729 | 1243748.8728 | 2706996.7668 | 1243758.8037
68 | 2706995.2683 | 1243740.7275 | 2706992.3298 | 1243733.207
69 | 2707380.6634 | 1243761.2997 | 2707402.2104 | 1243776.5121
70 | 2707380.6634 | 1243761.2997 | 2707375.603 | 1243764.822 | 2707363.0869 | 1243769.5156
71 | 2707418.0048 | 1243787.6631 | 2707402.2104 | 1243776.5121
72 | 2707363.0869 | 1243769.5156 | 2707353.1431 | 1243773.2445 | 2707351.4179 | 1243777.0941 | 2707353.0782 | 1243785.5042
73 | 2706913.3766 | 1243665.0967 | 2706922.517 | 1243656.6548
74 | 2706913.3766 | 1243665.0967 | 2706919.4045 | 1243671.6327 | 2706927.9373 | 1243679.975
75 | 2706922.517 | 1243656.6548 | 2706944.8797 | 1243651.8967
76 | 2707125.3377 | 1243821.7768 | 2707136.7645 | 1243805.1922 | 2707139.0921 | 1243801.8761 | 2707144.6792 | 1243793.8817 | 2707148.4073 | 1243788.7895
77 | 2707125.3377 | 1243821.7768 | 2707117.2084 | 1243833.3065
78 | 2707142.7578 | 1243785.1735 | 2707148.4073 | 1243788.7895
79 | 2707148.4073 | 1243788.7895 | 2707151.4872 | 1243784.4194 | 2707155.4472 | 1243776.3852
80 | 2707106.8815 | 1243847.9532 | 2707117.2084 | 1243833.3065
81 | 2706992.1436 | 1243621.2041 | 2706976.4885 | 1243623.6968
82 | 2706992.1436 | 1243621.2041 | 2707009.1817 | 1243619.9689
83 | 2707025.9179 | 1243618.7557 | 2707009.1817 | 1243619.9689
84 | 2706803.2525 | 1243764.5142 | 2706807.2331 | 1243761.7504 | 2706811.1544 | 1243752.6249 | 2706815.2154 | 1243744.5583 | 2706821.1276 | 1243736.9587 | 2706823.1914 | 1243739.887 | 2706819.9146 | 1243752.26 | 2706821.5966 | 1243761.2752 | 2706818.9716 | 1243765.9984 | 2706819.8039 | 1243768.8934
85 | 2706803.2525 | 1243764.5142 | 2706799.0376 | 1243779.9561
86 | 2706819.8039 | 1243768.8934 | 2706816.2566 | 1243786.2099 | 2706820.9167 | 1243790.6195 | 2706821.2545 | 1243791.5025
87 | 2706796.7859 | 1243788.2054 | 2706799.0376 | 1243779.9561
88 | 2707142.7578 | 1243785.1735 | 2707136.4267 | 1243780.8581
89 | 2707206.365 | 1243746.0804 | 2707212.4085 | 1243750.0594 | 2707219.1055 | 1243753.8501 | 2707223.5558 | 1243757.311 | 2707238.708 | 1243769.6612 | 2707236.3941 | 1243773.0443 | 2707235.8793 | 1243778.1057 | 2707237.8326 | 1243785.8805 | 2707242.4926 | 1243798.6414 | 2707247.139 | 1243806.7207
90 | 2707247.139 | 1243806.7207 | 2707252.5621 | 1243813.6464 | 2707291.8851 | 1243855.8352 | 2707301.0884 | 1243867.5008
91 | 2707206.365 | 1243746.0804 | 2707201.4247 | 1243754.2531 | 2707196.5382 | 1243756.7331
92 | 2707206.365 | 1243746.0804 | 2707196.3713 | 1243738.9942 | 2707189.9417 | 1243734.4521
93 | 2707301.0884 | 1243867.5008 | 2707305.2972 | 1243872.8356 | 2707315.6382 | 1243887.8174
94 | 2707170.9861 | 1243678.8326 | 2707166.6911 | 1243691.4584
95 | 2707170.9861 | 1243678.8326 | 2707164.9243 | 1243674.1861 | 2707160.5552 | 1243669.8418
96 | 2707143.3258 | 1243697.6924 | 2707146.5033 | 1243698.3837 | 2707152.0133 | 1243700.5182 | 2707156.4207 | 1243700.9203 | 2707159.9429 | 1243700.1055 | 2707162.5627 | 1243698.6183 | 2707164.4027 | 1243696.7723 | 2707165.685 | 1243694.4158 | 2707166.6911 | 1243691.4584
97 | 2707160.5552 | 1243669.8418 | 2707153.6514 | 1243662.9772
98 | 2707056.209 | 1243607.4265 | 2707069.1191 | 1243599.4411
99 | 2707056.209 | 1243607.4265 | 2707040.7911 | 1243613.193
100 | 2707025.9179 | 1243618.7557 | 2707040.7911 | 1243613.193
101 | 2707025.9179 | 1243618.7557 | 2707029.3263 | 1243632.6281 | 2707032.4448 | 1243649.5755
102 | 2707032.4448 | 1243649.5755 | 2707026.3654 | 1243650.4999 | 2707013.8583 | 1243651.9755
103 | 2707032.4448 | 1243649.5755 | 2707037.916 | 1243648.6296
104 | 2707263.9269 | 1243940.063 | 2707271.4051 | 1243956.2162
105 | 2707263.9269 | 1243940.063 | 2707270.9915 | 1243936.6311
106 | 2707276.5994 | 1243967.4359 | 2707271.4051 | 1243956.2162
107 | 2707101.026 | 1243856.1651 | 2707083.6495 | 1243880.2032
108 | 2707106.8815 | 1243847.9532 | 2707105.2832 | 1243850.2261 | 2707101.026 | 1243856.1651
109 | 2707071.6556 | 1243896.5225 | 2707079.3723 | 1243886.1202 | 2707083.6495 | 1243880.2032
110 | 2707106.8815 | 1243847.9532 | 2707094.7015 | 1243839.6075
111 | 2707180.2619 | 1243768.7156 | 2707177.9264 | 1243761.1674 | 2707175.7174 | 1243753.1044
112 | 2707180.2619 | 1243768.7156 | 2707183.7287 | 1243767.1992 | 2707191.0657 | 1243762.3502 | 2707194.9932 | 1243757.5173 | 2707196.5382 | 1243756.7331
113 | 2707273.3303 | 1243969.7231 | 2707269.9847 | 1243972.0645
114 | 2707269.9847 | 1243972.0645 | 2707264.4014 | 1243976.9229 | 2707255.5853 | 1243984.5696 | 2707254.4525 | 1243985.2479
115 | 2707273.3303 | 1243969.7231 | 2707276.5994 | 1243967.4359
116 | 2707244.3367 | 1243991.3049 | 2707254.4525 | 1243985.2479
117 | 2707175.5929 | 1243729.6782 | 2707179.6105 | 1243729.8954 | 2707183.5309 | 1243730.8892 | 2707187.325 | 1243732.6035 | 2707189.9417 | 1243734.4521
118 | 2707045.5088 | 1243775.5217 | 2707038.6181 | 1243785.093
119 | 2707045.5088 | 1243775.5217 | 2707053.7389 | 1243765.162
120 | 2707289.6998 | 1243956.542 | 2707280.5801 | 1243964.6724 | 2707276.5994 | 1243967.4359
121 | 2706907.8402 | 1243795.2219 | 2706904.69 | 1243792.5964
122 | 2706907.8402 | 1243795.2219 | 2706904.1429 | 1243798.6247 | 2706908.0448 | 1243801.0636
123 | 2706907.8402 | 1243795.2219 | 2706922.2183 | 1243785.5512
124 | 2706904.69 | 1243792.5964 | 2706891.6061 | 1243806.3716 | 2706891.4505 | 1243806.5709
125 | 2706908.0448 | 1243801.0636 | 2706904.2151 | 1243805.0978 | 2706896.3357 | 1243815.3118
126 | 2706908.0448 | 1243801.0636 | 2706915.787 | 1243805.5844
127 | 2706940.7872 | 1243776.979 | 2706922.2183 | 1243785.5512
128 | 2706886.8541 | 1243827.6028 | 2706896.3357 | 1243815.3118
129 | 2706915.787 | 1243805.5844 | 2706933.8562 | 1243794.9218
130 | 2706879.3803 | 1243822.0304 | 2706883.0213 | 1243824.687 | 2706886.8541 | 1243827.6028
131 | 2706845.218 | 1243816.2069 | 2706825.8989 | 1243805.2652 | 2706817.5212 | 1243799.6287
132 | 2707244.3367 | 1243991.3049 | 2707237.5647 | 1243988.3357 | 2707232.5282 | 1243986.669
133 | 2707217.7051 | 1244026.0734 | 2707231.8348 | 1243990.4338 | 2707236.3743 | 1243992.2951 | 2707240.6047 | 1243994.5289 | 2707244.3367 | 1243991.3049
134 | 2707217.7051 | 1244026.0734 | 2707202.7074 | 1244031.5511 | 2707191.45 | 1244040.0323 | 2707184.7267 | 1244046.4937 | 2707180.8947 | 1244056.5102 | 2707182.2733 | 1244073.4929 | 2707188.4967 | 1244079.2099 | 2707236.5495 | 1244110.9033 | 2707258.6342 | 1244133.1645 | 2707264.9643 | 1244142.7132
135 | 2707217.7051 | 1244026.0734 | 2707249.0688 | 1244056.0639 | 2707246.4841 | 1244058.964 | 2707273.4017 | 1244081.1467
136 | 2707217.7051 | 1244026.0734 | 2707249.0688 | 1244056.0639 | 2707246.4841 | 1244058.964
137 | 2707071.6556 | 1243896.5225 | 2707067.286 | 1243893.6191 | 2707063.8441 | 1243892.3305
138 | 2707046.2583 | 1243889.7589 | 2707061.6998 | 1243891.5278 | 2707063.8441 | 1243892.3305
139 | 2707481.4871 | 1244057.4485 | 2707482.224 | 1244066.002 | 2707481.2842 | 1244093.2398 | 2707480.8857 | 1244116.4733 | 2707483.3097 | 1244133.6975 | 2707488.6815 | 1244158.0141 | 2707502.2964 | 1244203.3633 | 2707510.7552 | 1244224.589 | 2707517.1424 | 1244235.3393
140 | 2707481.4871 | 1244057.4485 | 2707476.3437 | 1244047.6253 | 2707472.9199 | 1244043.0152 | 2707457.306 | 1244027.4312 | 2707453.1878 | 1244021.93
141 | 2707439.6546 | 1244043.7689 | 2707449.5504 | 1244032.8617 | 2707451.7409 | 1244030.4439 | 2707453.3083 | 1244026.1244 | 2707453.1878 | 1244021.93
142 | 2707453.1878 | 1244021.93 | 2707457.0219 | 1244020.5873 | 2707460.7111 | 1244017.6407 | 2707463.22 | 1244014.8092
143 | 2707453.1878 | 1244021.93 | 2707448.8643 | 1244021.0844 | 2707441.01 | 1244017.3424
144 | 2707469.4774 | 1244007.7472 | 2707463.22 | 1244014.8092
145 | 2707441.01 | 1244017.3424 | 2707436.7436 | 1244015.3098
146 | 2707499.7198 | 1244543.4921 | 2707501.017 | 1244541.2225
147 | 2707529.1753 | 1244545.4773 | 2707529.6178 | 1244551.5012 | 2707524.5057 | 1244564.1519 | 2707522.9372 | 1244568.9406
148 | 2707529.1753 | 1244545.4773 | 2707535.5302 | 1244546.2316
149 | 2707469.4774 | 1244007.7472 | 2707470.4356 | 1244005.6129
150 | 2707430.2235 | 1244012.2035 | 2707436.7436 | 1244015.3098
151 | 2707520.8687 | 1244575.2556 | 2707522.9372 | 1244568.9406
152 | 2707538.0221 | 1244546.5274 | 2707535.5302 | 1244546.2316
153 | 2707470.4356 | 1244005.6129 | 2707473.731 | 1243998.2722 | 2707476.9715 | 1243986.2711
154 | 2707406.6446 | 1244000.5519 | 2707408.223 | 1244001.7221 | 2707430.2235 | 1244012.2035
155 | 2707143.3258 | 1243697.6924 | 2707140.0672 | 1243697.2999 | 2707124.6423 | 1243700.1359
156 | 2707153.6514 | 1243662.9772 | 2707148.0886 | 1243657.4461
157 | 2707315.6382 | 1243887.8174 | 2707316.0136 | 1243888.3613
158 | 2707013.8583 | 1243651.9755 | 2707023.7594 | 1243668.4004 | 2707025.6989 | 1243671.6099
159 | 2707061.7603 | 1243687.2871 | 2707060.8594 | 1243688.1519 | 2707059.371 | 1243689.0844
160 | 2707418.0048 | 1243787.6631 | 2707415.812 | 1243791.8712 | 2707415.2772 | 1243798.8559 | 2707416.5645 | 1243804.2425
161 | 2707353.0782 | 1243785.5042 | 2707356.6408 | 1243803.5504
162 | 2706951.3696 | 1243663.0242 | 2706948.3406 | 1243651.1603 | 2706944.8797 | 1243651.8967
163 | 2707114.5707 | 1243690.7217 | 2707107.3834 | 1243695.0227
164 | 2706970.3812 | 1243764.8473 | 2706977.4078 | 1243761.9954
165 | 2707000.9867 | 1243727.2584 | 2706995.3117 | 1243729.6579 | 2706992.3298 | 1243733.207 | 2706992.3298 | 1243733.207
166 | 2707086.2709 | 1243745.9483 | 2707079.6928 | 1243741.2714
167 | 2707025.8068 | 1243802.888 | 2707038.6181 | 1243785.093
168 | 2707081.259 | 1243786.2642 | 2707053.7389 | 1243765.162
169 | 2707136.4267 | 1243780.8581 | 2707131.6243 | 1243777.5848
170 | 2706876.8002 | 1243722.7834 | 2706869.4259 | 1243726.7759
171 | 2706869.4259 | 1243726.7759 | 2706870.761 | 1243728.4384
172 | 2706878.1835 | 1243738.2983 | 2706873.6032 | 1243731.9775 | 2706870.761 | 1243728.4384
173 | 2706796.7859 | 1243788.2054 | 2706780.8483 | 1243787.518 | 2706767.8826 | 1243788.4521
174 | 2706796.7859 | 1243788.2054 | 2706809.5276 | 1243794.2507 | 2706817.5212 | 1243799.6287
175 | 2707289.6998 | 1243956.542 | 2707305.6699 | 1243944.5435 | 2707315.8878 | 1243937.7668
176 | 2707289.6998 | 1243956.542 | 2707284.9012 | 1243946.4572
177 | 2707013.8583 | 1243651.9755 | 2707009.1286 | 1243652.2571 | 2706998.9939 | 1243652.5899
178 | 2707037.916 | 1243648.6296 | 2707038.0941 | 1243648.5989 | 2707042.0432 | 1243647.1942
179 | 2706930.2551 | 1243753.6263 | 2706936.8621 | 1243768.2792 | 2706940.7872 | 1243776.979
180 | 2706940.7872 | 1243776.979 | 2706945.2428 | 1243775.1245 | 2706947.002 | 1243779.0149 | 2706949.5245 | 1243777.8817
181 | 2706970.3812 | 1243764.8473 | 2706971.9256 | 1243768.9117
182 | 2706971.9256 | 1243768.9117 | 2706975.7777 | 1243779.0809
183 | 2706971.9256 | 1243768.9117 | 2706949.5245 | 1243777.8817
184 | 2706925.029 | 1243742.0341 | 2706927.8055 | 1243748.2001 | 2706930.2551 | 1243753.6263
185 | 2706930.2551 | 1243753.6263 | 2706950.3082 | 1243745.2033
186 | 2706940.0393 | 1243861.1876 | 2706936.2839 | 1243866.1349 | 2706936.3514 | 1243868.2601 | 2706949.9198 | 1243880.4253 | 2706949.1731 | 1243881.5906
187 | 2706940.0393 | 1243861.1876 | 2706949.0479 | 1243849.7952
188 | 2706949.1731 | 1243881.5906 | 2706947.7824 | 1243883.6327
189 | 2706949.0479 | 1243849.7952 | 2706951.2359 | 1243847.0283
190 | 2706908.363 | 1243864.7418 | 2706904.6182 | 1243862.3947
191 | 2706908.363 | 1243864.7418 | 2706920.4444 | 1243872.6353
192 | 2706936.6922 | 1243880.7881 | 2706929.6392 | 1243876.212 | 2706928.2809 | 1243877.7555 | 2706920.4444 | 1243872.6353
193 | 2706986.3165 | 1243890.078 | 2706982.1299 | 1243896.7189 | 2706980.9084 | 1243898.6428 | 2706979.3848 | 1243901.0524
194 | 2706986.3165 | 1243890.078 | 2706987.0472 | 1243883.5193
195 | 2706977.9909 | 1243903.2567 | 2706979.3848 | 1243901.0524
196 | 2706987.0472 | 1243883.5193 | 2706996.5108 | 1243884.9055
197 | 2706987.0472 | 1243883.5193 | 2706977.0159 | 1243880.4783
198 | 2707046.2583 | 1243889.7589 | 2707021.9483 | 1243887.3937
199 | 2707055.2543 | 1243871.718 | 2707050.224 | 1243878.6105 | 2707046.2583 | 1243889.7589
200 | 2706878.1835 | 1243738.2983 | 2706887.7911 | 1243734.9576 | 2706898.1167 | 1243733.7204 | 2706910.5985 | 1243734.4792 | 2706917.2927 | 1243735.9232 | 2706921.6309 | 1243737.6472
201 | 2706921.6309 | 1243737.6472 | 2706922.7181 | 1243734.7867 | 2706916.0984 | 1243722.9248 | 2706914.7919 | 1243718.2856
202 | 2706925.029 | 1243742.0341 | 2706921.6309 | 1243737.6472
203 | 2706975.9025 | 1243779.4102 | 2706975.7777 | 1243779.0809
204 | 2706975.9025 | 1243779.4102 | 2706977.6259 | 1243783.9597 | 2706977.893 | 1243788.8462 | 2706982.1878 | 1243800.2602
205 | 2706925.029 | 1243742.0341 | 2706902.7069 | 1243752.7282
206 | 2706951.1713 | 1243744.8408 | 2706950.3082 | 1243745.2033
207 | 2706983.8905 | 1243805.0541 | 2706983.9594 | 1243804.9683 | 2706982.1878 | 1243800.2602
208 | 2707018.0519 | 1243887.0146 | 2707021.9483 | 1243887.3937
209 | 2707018.0519 | 1243887.0146 | 2707018.6957 | 1243880.6656 | 2707025.6741 | 1243869.705 | 2707027.5036 | 1243867.1805
210 | 2707018.0519 | 1243887.0146 | 2707007.8921 | 1243886.06
211 | 2707027.5036 | 1243867.1805 | 2707027.5036 | 1243867.1805 | 2707031.8724 | 1243865.5246 | 2707043.7931 | 1243849.8111
212 | 2707007.8921 | 1243886.06 | 2706998.1297 | 1243885.1427 | 2706996.5108 | 1243884.9055
213 | 2707102.2307 | 1243757.2531 | 2707081.259 | 1243786.2642
214 | 2706980.2242 | 1243809.6268 | 2706983.8905 | 1243805.0541
215 | 2706964.5085 | 1243891.3661 | 2706962.8737 | 1243893.7206
216 | 2706972.9284 | 1243879.2392 | 2706964.5085 | 1243891.3661
217 | 2706957.5683 | 1243903.1256 | 2706961.3991 | 1243897.7682 | 2706961.1398 | 1243896.2178 | 2706962.8737 | 1243893.7206
218 | 2706972.9284 | 1243879.2392 | 2706977.0159 | 1243880.4783
219 | 2706946.0254 | 1243886.371 | 2706943.1239 | 1243891.7562 | 2706948.9427 | 1243897.2988 | 2706957.5683 | 1243903.1256
220 | 2706941.5565 | 1243883.944 | 2706946.0254 | 1243886.371
221 | 2706946.0254 | 1243886.371 | 2706947.5347 | 1243883.9963 | 2706947.7824 | 1243883.6327
222 | 2706941.5565 | 1243883.944 | 2706936.6922 | 1243880.7881
223 | 2706977.8222 | 1243903.5235 | 2706977.9909 | 1243903.2567
224 | 2706959.7883 | 1243836.2127 | 2706951.2359 | 1243847.0283
225 | 2707102.2307 | 1243757.2531 | 2707117.0896 | 1243767.5558
226 | 2707102.2307 | 1243757.2531 | 2707100.7895 | 1243756.2708 | 2707092.5899 | 1243750.441
227 | 2707127.4574 | 1243774.7445 | 2707117.0896 | 1243767.5558
228 | 2707092.5899 | 1243750.441 | 2707086.2709 | 1243745.9483
229 | 2707127.4574 | 1243774.7445 | 2707131.6243 | 1243777.5848
230 | 2707127.4574 | 1243774.7445 | 2707125.8701 | 1243776.8286 | 2707119.8611 | 1243784.7486
231 | 2707119.8611 | 1243784.7486 | 2707128.7811 | 1243790.8601
232 | 2706964.362 | 1243839.9648 | 2706959.7883 | 1243836.2127
233 | 2707353.7534 | 1244060.1072 | 2707352.6619 | 1244062.2638
234 | 2707364.5569 | 1244038.7611 | 2707353.7534 | 1244060.1072
235 | 2707364.5569 | 1244038.7611 | 2707360.092 | 1244034.0321 | 2707347.3586 | 1244027.5855 | 2707346.0871 | 1244027.0579
236 | 2707364.5569 | 1244038.7611 | 2707368.9793 | 1244036.3373
237 | 2707346.0871 | 1244027.0579 | 2707338.9046 | 1244024.0775
238 | 2707316.3276 | 1243937.4751 | 2707315.8878 | 1243937.7668
239 | 2707346.7896 | 1243935.8582 | 2707343.482 | 1243937.344 | 2707339.0006 | 1243935.1945 | 2707334.8789 | 1243933.2184 | 2707329.5847 | 1243933.3783 | 2707322.384 | 1243936.5506 | 2707316.3276 | 1243937.4751
240 | 2707316.3276 | 1243937.4751 | 2707322.7596 | 1243944.1968 | 2707331.1292 | 1243963.919
241 | 2707346.7896 | 1243935.8582 | 2707334.6334 | 1243918.3911 | 2707329.1312 | 1243909.4026
242 | 2707346.7896 | 1243935.8582 | 2707351.9981 | 1243942.0557
243 | 2707318.114 | 1243891.4043 | 2707329.1312 | 1243909.4026
244 | 2707351.9981 | 1243942.0557 | 2707354.8688 | 1243945.4715
245 | 2707318.114 | 1243891.4043 | 2707316.6666 | 1243889.3073
246 | 2707318.114 | 1243891.4043 | 2707322.533 | 1243888.6487 | 2707327.2975 | 1243888.2319
247 | 2707354.8688 | 1243945.4715 | 2707361.4704 | 1243953.3265 | 2707366.5789 | 1243959.0083
248 | 2707316.0136 | 1243888.3613 | 2707316.6666 | 1243889.3073
249 | 2707337.2192 | 1243887.364 | 2707327.2975 | 1243888.2319
250 | 2707369.9517 | 1243962.7597 | 2707366.5789 | 1243959.0083
251 | 2707363.6872 | 1243839.2436 | 2707363.8616 | 1243840.127
252 | 2707365.4738 | 1243848.2936 | 2707363.8616 | 1243840.127
253 | 2707363.6872 | 1243839.2436 | 2707360.6327 | 1243823.7711
254 | 2707360.3917 | 1243822.5505 | 2707360.6327 | 1243823.7711
255 | 2707356.8791 | 1243804.7573 | 2707360.3917 | 1243822.5505
256 | 2707356.8791 | 1243804.7573 | 2707356.6408 | 1243803.5504
257 | 2707422.0112 | 1243827.0344 | 2707416.5645 | 1243804.2425
258 | 2707428.8705 | 1243855.7376 | 2707422.0112 | 1243827.0344
259 | 2706951.3696 | 1243663.0242 | 2706952.8656 | 1243666.4205 | 2706953.4279 | 1243669.611 | 2706949.5996 | 1243673.9788 | 2706952.4838 | 1243685.3268
260 | 2706951.3696 | 1243663.0242 | 2706952.6832 | 1243662.7032 | 2706968.0436 | 1243658.9438 | 2706969.6077 | 1243658.5606 | 2706976.9575 | 1243656.7694 | 2706979.5469 | 1243656.1267 | 2706979.6255 | 1243656.1077
261 | 2706998.9939 | 1243652.5899 | 2706994.9236 | 1243652.7235 | 2706983.6013 | 1243655.1435 | 2706979.6255 | 1243656.1077
262 | 2707122.9736 | 1243685.6932 | 2707114.5707 | 1243690.7217
263 | 2707061.7603 | 1243687.2871 | 2707071.4907 | 1243677.9468 | 2707079.0814 | 1243671.2077
264 | 2707042.0432 | 1243647.1942 | 2707048.0224 | 1243645.0674
265 | 2707048.0224 | 1243645.0674 | 2707051.0662 | 1243643.9848 | 2707051.6352 | 1243643.684
266 | 2707131.2456 | 1243649.603 | 2707127.642 | 1243650.0859
267 | 2707131.2456 | 1243649.603 | 2707126.0702 | 1243626.6558
268 | 2707131.2456 | 1243649.603 | 2707137.3931 | 1243650.723
269 | 2707084.7899 | 1243666.1397 | 2707079.0814 | 1243671.2077
270 | 2707139.511 | 1243651.1089 | 2707137.3931 | 1243650.723
271 | 2707139.511 | 1243651.1089 | 2707146.9387 | 1243656.3027
272 | 2707146.9387 | 1243656.3027 | 2707148.0886 | 1243657.4461
273 | 2707345.0721 | 1243886.6771 | 2707345.6238 | 1243890.4456 | 2707354.9986 | 1243909.3096
274 | 2707357.1837 | 1243913.7065 | 2707354.9986 | 1243909.3096
275 | 2707345.0721 | 1243886.6771 | 2707359.982 | 1243885.0932
276 | 2707345.0721 | 1243886.6771 | 2707337.2192 | 1243887.364
277 | 2707421.0215 | 1243880.6691 | 2707409.7287 | 1243879.8084 | 2707394.805 | 1243881.3938
278 | 2707421.0215 | 1243880.6691 | 2707427.6019 | 1243868.7677 | 2707429.602 | 1243863.9334 | 2707429.548 | 1243858.5726 | 2707428.8705 | 1243855.7376
279 | 2707421.0215 | 1243880.6691 | 2707421.3381 | 1243886.5573 | 2707426.2942 | 1243898.3969
280 | 2707427.1169 | 1243900.3622 | 2707426.2942 | 1243898.3969
281 | 2707369.9517 | 1243962.7597 | 2707370.0696 | 1243962.8908
282 | 2707370.0696 | 1243962.8908 | 2707387.3548 | 1243982.1158
283 | 2707387.3548 | 1243982.1158 | 2707387.6871 | 1243982.4855
284 | 2707387.6871 | 1243982.4855 | 2707392.3467 | 1243987.668 | 2707399.1564 | 1243994.6976
285 | 2707406.6221 | 1244000.5352 | 2707400.1973 | 1243995.7721 | 2707399.1564 | 1243994.6976
286 | 2707406.6221 | 1244000.5352 | 2707406.6446 | 1244000.5519
287 | 2707427.975 | 1243902.4122 | 2707427.1169 | 1243900.3622
288 | 2707427.975 | 1243902.4122 | 2707413.1755 | 1243908.5656
289 | 2707427.975 | 1243902.4122 | 2707434.3621 | 1243917.6777
290 | 2707476.9715 | 1243986.2711 | 2707479.1033 | 1243978.376 | 2707478.6017 | 1243972.2732 | 2707476.2056 | 1243967.6817 | 2707472.896 | 1243963.8265
291 | 2707472.6517 | 1243963.5419 | 2707472.896 | 1243963.8265
292 | 2707472.6517 | 1243963.5419 | 2707468.8906 | 1243959.1606
293 | 2707468.0916 | 1243958.23 | 2707468.8906 | 1243959.1606
294 | 2707468.0916 | 1243958.23 | 2707453.8913 | 1243941.6881
295 | 2707453.8913 | 1243941.6881 | 2707445.258 | 1243931.6314
296 | 2707443.3819 | 1243929.4459 | 2707445.258 | 1243931.6314
297 | 2707443.3819 | 1243929.4459 | 2707435.3869 | 1243920.1271 | 2707434.3621 | 1243917.6777
298 | 2707443.3819 | 1243929.4459 | 2707430.1883 | 1243940.373
299 | 2707423.897 | 1243945.5836 | 2707430.1883 | 1243940.373

## bus_geodata
| x | y | coords
0 | 2707330.784 | 1244245.7957
1 | 2707335.5605 | 1244230.1733
2 | 2707329.7151 | 1244248.508
3 | 2707322.8826 | 1244248.8958
4 | 2707322.4919 | 1244216.62
5 | 2707445.2862 | 1244470.409
6 | 2707539.6528 | 1244393.302
7 | 2707362.0677 | 1244573.2255
8 | 2707299.296 | 1244013.5495
9 | 2707312.7193 | 1244007.0018
10 | 2707290.6012 | 1244005.308
11 | 2707321.9618 | 1244172.83
12 | 2707288.0325 | 1243990.6651
13 | 2707280.4636 | 1243984.4204
14 | 2707531.6949 | 1244515.7438
15 | 2707557.2135 | 1244353.4541
16 | 2707319.2768 | 1244003.8032
17 | 2706910.8814 | 1244023.9685
18 | 2706908.5206 | 1243991.8228
19 | 2706914.2454 | 1243935.5037
20 | 2706861.7034 | 1243905.6892
21 | 2706872.0675 | 1243912.7815
22 | 2706866.0785 | 1243878.9584
23 | 2706871.9204 | 1243831.2033
24 | 2706918.3972 | 1243917.3753
25 | 2706886.599 | 1243920.6127
26 | 2707017.8942 | 1243951.029
27 | 2707036.9741 | 1243940.5093
28 | 2706998.869 | 1243935.5795
29 | 2707096.3982 | 1243709.7881
30 | 2707093.5903 | 1243703.2767
31 | 2707109.2947 | 1243713.535
32 | 2707120.6281 | 1243700.874
33 | 2707165.0848 | 1243751.4612
34 | 2707163.6995 | 1243744.2153
35 | 2707156.5015 | 1243774.2464
36 | 2707161.8362 | 1243721.2453
37 | 2707175.7322 | 1243721.5521
38 | 2707145.3896 | 1243713.1641
39 | 2707065.2113 | 1243730.9754
40 | 2707074.0447 | 1243737.2557
41 | 2707066.2849 | 1243730.55
42 | 2707045.8476 | 1243705.2612
43 | 2707042.5553 | 1243699.6196
44 | 2707062.9299 | 1243722.939
45 | 2707029.1269 | 1243706.6238
46 | 2706999.9961 | 1243752.8274
47 | 2706988.2851 | 1243757.5806
48 | 2707021.1729 | 1243748.8728
49 | 2706995.2683 | 1243740.7275
50 | 2707142.2139 | 1243730.7762
51 | 2707380.6634 | 1243761.2997
52 | 2707402.2104 | 1243776.5121
53 | 2707363.0869 | 1243769.5156
54 | 2707088.7688 | 1243721.6551
55 | 2706913.3766 | 1243665.0967
56 | 2706922.517 | 1243656.6548
57 | 2706927.9373 | 1243679.975
58 | 2707125.3377 | 1243821.7768
59 | 2707148.4073 | 1243788.7895
60 | 2707117.2084 | 1243833.3065
61 | 2706992.1436 | 1243621.2041
62 | 2706976.4885 | 1243623.6968
63 | 2707009.1817 | 1243619.9689
64 | 2706803.2525 | 1243764.5142
65 | 2706819.8039 | 1243768.8934
66 | 2706799.0376 | 1243779.9561
67 | 2707155.4472 | 1243776.3852
68 | 2707142.7578 | 1243785.1735
69 | 2707247.139 | 1243806.7207
70 | 2707206.365 | 1243746.0804
71 | 2707301.0884 | 1243867.5008
72 | 2707072.1472 | 1243719.3172
73 | 2707170.9861 | 1243678.8326
74 | 2707166.6911 | 1243691.4584
75 | 2707160.5552 | 1243669.8418
76 | 2707056.209 | 1243607.4265
77 | 2707069.1191 | 1243599.4411
78 | 2707040.7911 | 1243613.193
79 | 2707025.9179 | 1243618.7557
80 | 2707032.4448 | 1243649.5755
81 | 2707263.9269 | 1243940.063
82 | 2707271.4051 | 1243956.2162
83 | 2707270.9915 | 1243936.6311
84 | 2707101.026 | 1243856.1651
85 | 2707083.6495 | 1243880.2032
86 | 2707106.8815 | 1243847.9532
87 | 2707180.2619 | 1243768.7156
88 | 2707175.7174 | 1243753.1044
89 | 2707196.5382 | 1243756.7331
90 | 2707269.9847 | 1243972.0645
91 | 2707273.3303 | 1243969.7231
92 | 2707254.4525 | 1243985.2479
93 | 2707175.5929 | 1243729.6782
94 | 2707189.9417 | 1243734.4521
95 | 2707026.2512 | 1243759.4608
96 | 2707045.5088 | 1243775.5217
97 | 2706996.7668 | 1243758.8037
98 | 2707276.5994 | 1243967.4359
99 | 2707174.2562 | 1243713.6523
100 | 2706907.8402 | 1243795.2219
101 | 2706904.69 | 1243792.5964
102 | 2706908.0448 | 1243801.0636
103 | 2706922.2183 | 1243785.5512
104 | 2706896.3357 | 1243815.3118
105 | 2706915.787 | 1243805.5844
106 | 2706886.8541 | 1243827.6028
107 | 2706879.3803 | 1243822.0304
108 | 2706845.218 | 1243816.2069
109 | 2707244.3367 | 1243991.3049
110 | 2707232.5282 | 1243986.669
111 | 2707217.7051 | 1244026.0734
112 | 2707007.7905 | 1243924.081
113 | 2707071.6556 | 1243896.5225
114 | 2707063.8441 | 1243892.3305
115 | 2707264.9643 | 1244142.7132
116 | 2707273.4017 | 1244081.1467
117 | 2707246.4841 | 1244058.964
118 | 2707517.1424 | 1244235.3393
119 | 2707481.4871 | 1244057.4485
120 | 2707453.1878 | 1244021.93
121 | 2707439.6546 | 1244043.7689
122 | 2707463.22 | 1244014.8092
123 | 2707441.01 | 1244017.3424
124 | 2707501.017 | 1244541.2225
125 | 2707529.1753 | 1244545.4773
126 | 2707469.4774 | 1244007.7472
127 | 2707436.7436 | 1244015.3098
128 | 2707499.7198 | 1244543.4921
129 | 2707522.9372 | 1244568.9406
130 | 2707535.5302 | 1244546.2316
131 | 2707470.4356 | 1244005.6129
132 | 2707430.2235 | 1244012.2035
133 | 2707094.7015 | 1243839.6075
134 | 2707143.3258 | 1243697.6924
135 | 2707153.6514 | 1243662.9772
136 | 2707315.6382 | 1243887.8174
137 | 2707025.6989 | 1243671.6099
138 | 2707059.371 | 1243689.0844
139 | 2707000.5952 | 1243704.5411
140 | 2707418.0048 | 1243787.6631
141 | 2707353.0782 | 1243785.5042
142 | 2706944.8797 | 1243651.8967
143 | 2707107.3834 | 1243695.0227
144 | 2707124.6423 | 1243700.1359
145 | 2706977.4078 | 1243761.9954
146 | 2706992.3298 | 1243733.207
147 | 2707079.6928 | 1243741.2714
148 | 2707038.6181 | 1243785.093
149 | 2707053.7389 | 1243765.162
150 | 2707136.4267 | 1243780.8581
151 | 2706821.2545 | 1243791.5025
152 | 2706869.4259 | 1243726.7759
153 | 2706876.8002 | 1243722.7834
154 | 2706870.761 | 1243728.4384
155 | 2706796.7859 | 1243788.2054
156 | 2706767.8826 | 1243788.4521
157 | 2707289.6998 | 1243956.542
158 | 2707013.8583 | 1243651.9755
159 | 2707037.916 | 1243648.6296
160 | 2706891.4505 | 1243806.5709
161 | 2706940.7872 | 1243776.979
162 | 2706970.3812 | 1243764.8473
163 | 2706971.9256 | 1243768.9117
164 | 2706930.2551 | 1243753.6263
165 | 2706949.5245 | 1243777.8817
166 | 2706933.8562 | 1243794.9218
167 | 2706940.0393 | 1243861.1876
168 | 2706949.1731 | 1243881.5906
169 | 2706949.0479 | 1243849.7952
170 | 2706908.363 | 1243864.7418
171 | 2706904.6182 | 1243862.3947
172 | 2706920.4444 | 1243872.6353
173 | 2706817.5212 | 1243799.6287
174 | 2706986.3165 | 1243890.078
175 | 2706979.3848 | 1243901.0524
176 | 2706987.0472 | 1243883.5193
177 | 2707046.2583 | 1243889.7589
178 | 2706878.1835 | 1243738.2983
179 | 2706921.6309 | 1243737.6472
180 | 2706975.7777 | 1243779.0809
181 | 2706975.9025 | 1243779.4102
182 | 2706925.029 | 1243742.0341
183 | 2706950.3082 | 1243745.2033
184 | 2706982.1878 | 1243800.2602
185 | 2707021.9483 | 1243887.3937
186 | 2707055.2543 | 1243871.718
187 | 2707018.0519 | 1243887.0146
188 | 2707027.5036 | 1243867.1805
189 | 2707007.8921 | 1243886.06
190 | 2707043.7931 | 1243849.8111
191 | 2706996.5108 | 1243884.9055
192 | 2707025.8068 | 1243802.888
193 | 2707081.259 | 1243786.2642
194 | 2706983.8905 | 1243805.0541
195 | 2706964.5085 | 1243891.3661
196 | 2706962.8737 | 1243893.7206
197 | 2706972.9284 | 1243879.2392
198 | 2706957.5683 | 1243903.1256
199 | 2706977.0159 | 1243880.4783
200 | 2706946.0254 | 1243886.371
201 | 2706947.7824 | 1243883.6327
202 | 2706941.5564 | 1243883.944
203 | 2706977.8222 | 1243903.5235
204 | 2706977.9909 | 1243903.2568
205 | 2706951.2359 | 1243847.0283
206 | 2706936.6922 | 1243880.7881
207 | 2706980.2242 | 1243809.6268
208 | 2706902.7069 | 1243752.7282
209 | 2706951.1713 | 1243744.8408
210 | 2706914.7919 | 1243718.2856
211 | 2707102.2307 | 1243757.2531
212 | 2707117.0896 | 1243767.5558
213 | 2707092.5899 | 1243750.441
214 | 2707127.4574 | 1243774.7445
215 | 2707086.2709 | 1243745.9483
216 | 2707131.6243 | 1243777.5848
217 | 2707119.8611 | 1243784.7486
218 | 2706959.7883 | 1243836.2127
219 | 2706964.362 | 1243839.9648
220 | 2707538.0221 | 1244546.5274
221 | 2707520.8687 | 1244575.2556
222 | 2707353.7534 | 1244060.1072
223 | 2707352.6619 | 1244062.2638
224 | 2707364.5569 | 1244038.7611
225 | 2707346.0871 | 1244027.0579
226 | 2707368.9793 | 1244036.3373
227 | 2707338.9046 | 1244024.0775
228 | 2707315.8878 | 1243937.7668
229 | 2707284.9012 | 1243946.4572
230 | 2707316.3276 | 1243937.4751
231 | 2707331.1292 | 1243963.919
232 | 2707346.7896 | 1243935.8582
233 | 2707329.1312 | 1243909.4026
234 | 2707351.9981 | 1243942.0557
235 | 2707318.114 | 1243891.4043
236 | 2707354.8688 | 1243945.4715
237 | 2707316.6666 | 1243889.3073
238 | 2707327.2975 | 1243888.2319
239 | 2707366.5789 | 1243959.0083
240 | 2707363.8616 | 1243840.127
241 | 2707363.6872 | 1243839.2436
242 | 2707365.4738 | 1243848.2936
243 | 2707360.6327 | 1243823.7711
244 | 2707360.3917 | 1243822.5505
245 | 2707356.8791 | 1243804.7573
246 | 2707356.6408 | 1243803.5504
247 | 2707416.5645 | 1243804.2425
248 | 2707422.0112 | 1243827.0344
249 | 2707128.7811 | 1243790.8601
250 | 2706952.4838 | 1243685.3268
251 | 2706951.3696 | 1243663.0242
252 | 2706979.6255 | 1243656.1077
253 | 2706998.9939 | 1243652.5899
254 | 2707114.5707 | 1243690.7217
255 | 2707061.7603 | 1243687.2871
256 | 2707042.0432 | 1243647.1942
257 | 2707048.0224 | 1243645.0674
258 | 2707127.642 | 1243650.0859
259 | 2707131.2456 | 1243649.603
260 | 2707084.7899 | 1243666.1397
261 | 2707079.0814 | 1243671.2077
262 | 2707126.0702 | 1243626.6558
263 | 2707137.3931 | 1243650.723
264 | 2707139.511 | 1243651.1089
265 | 2707146.9387 | 1243656.3027
266 | 2707051.6352 | 1243643.684
267 | 2707148.0886 | 1243657.4461
268 | 2707000.9867 | 1243727.2584
269 | 2707122.9736 | 1243685.6932
270 | 2707354.9986 | 1243909.3096
271 | 2707345.0721 | 1243886.6771
272 | 2707357.1837 | 1243913.7065
273 | 2707359.982 | 1243885.0932
274 | 2707337.2192 | 1243887.364
275 | 2707394.805 | 1243881.3938
276 | 2707421.0215 | 1243880.6691
277 | 2707428.8705 | 1243855.7376
278 | 2707426.2942 | 1243898.3969
279 | 2707369.9517 | 1243962.7597
280 | 2707370.0696 | 1243962.8908
281 | 2707387.3548 | 1243982.1158
282 | 2707316.0136 | 1243888.3613
283 | 2707387.6871 | 1243982.4855
284 | 2707399.1564 | 1243994.6976
285 | 2707406.6221 | 1244000.5352
286 | 2707406.6446 | 1244000.5519
287 | 2707427.1169 | 1243900.3622
288 | 2707427.975 | 1243902.4122
289 | 2707476.9715 | 1243986.2711
290 | 2707472.896 | 1243963.8265
291 | 2707472.6517 | 1243963.5419
292 | 2707468.8906 | 1243959.1606
293 | 2707468.0916 | 1243958.23
294 | 2707453.8913 | 1243941.6881
295 | 2707445.258 | 1243931.6314
296 | 2707443.3819 | 1243929.4459
297 | 2707434.3621 | 1243917.6777
298 | 2707430.1883 | 1243940.373
299 | 2707423.897 | 1243945.5836
300 | 2707413.1755 | 1243908.5656
301 | 2707125.3377 | 1243821.7768

## line_std_types
| c_nf_per_km | r_ohm_per_km | x_ohm_per_km | max_i_ka | type | q_mm2 | alpha | voltage_rating
NAYY 4x50 SE | 210 | 0.642 | 0.083 | 0.142 | cs | 50 | 0.00403 | LV
NAYY 4x120 SE | 264 | 0.225 | 0.08 | 0.242 | cs | 120 | 0.00403 | LV
NAYY 4x150 SE | 261 | 0.208 | 0.08 | 0.27 | cs | 150 | 0.00403 | LV
NA2XS2Y 1x95 RM/25 12/20 kV | 216 | 0.313 | 0.132 | 0.252 | cs | 95 | 0.00403 | MV
NA2XS2Y 1x185 RM/25 12/20 kV | 273 | 0.161 | 0.117 | 0.362 | cs | 185 | 0.00403 | MV
NA2XS2Y 1x240 RM/25 12/20 kV | 304 | 0.122 | 0.112 | 0.421 | cs | 240 | 0.00403 | MV
NA2XS2Y 1x95 RM/25 6/10 kV | 315 | 0.313 | 0.123 | 0.249 | cs | 95 | 0.00403 | MV
NA2XS2Y 1x185 RM/25 6/10 kV | 406 | 0.161 | 0.11 | 0.358 | cs | 185 | 0.00403 | MV
NA2XS2Y 1x240 RM/25 6/10 kV | 456 | 0.122 | 0.105 | 0.416 | cs | 240 | 0.00403 | MV
NA2XS2Y 1x150 RM/25 12/20 kV | 250 | 0.206 | 0.116 | 0.319 | cs | 150 | 0.00403 | MV
NA2XS2Y 1x120 RM/25 12/20 kV | 230 | 0.253 | 0.119 | 0.283 | cs | 120 | 0.00403 | MV
NA2XS2Y 1x70 RM/25 12/20 kV | 190 | 0.443 | 0.132 | 0.22 | cs | 70 | 0.00403 | MV
NA2XS2Y 1x150 RM/25 6/10 kV | 360 | 0.206 | 0.11 | 0.315 | cs | 150 | 0.00403 | MV
NA2XS2Y 1x120 RM/25 6/10 kV | 340 | 0.253 | 0.113 | 0.28 | cs | 120 | 0.00403 | MV
NA2XS2Y 1x70 RM/25 6/10 kV | 280 | 0.443 | 0.123 | 0.217 | cs | 70 | 0.00403 | MV
N2XS(FL)2Y 1x120 RM/35 64/110 kV | 112 | 0.153 | 0.166 | 0.366 | cs | 120 | 0.00393 | HV
N2XS(FL)2Y 1x185 RM/35 64/110 kV | 125 | 0.099 | 0.156 | 0.457 | cs | 185 | 0.00393 | HV
N2XS(FL)2Y 1x240 RM/35 64/110 kV | 135 | 0.075 | 0.149 | 0.526 | cs | 240 | 0.00393 | HV
N2XS(FL)2Y 1x300 RM/35 64/110 kV | 144 | 0.06 | 0.144 | 0.588 | cs | 300 | 0.00393 | HV
15-AL1/3-ST1A 0.4 | 11 | 1.8769 | 0.35 | 0.105 | ol | 16 | 0.00403 | LV
24-AL1/4-ST1A 0.4 | 11.25 | 1.2012 | 0.335 | 0.14 | ol | 24 | 0.00403 | LV
48-AL1/8-ST1A 0.4 | 12.2 | 0.5939 | 0.3 | 0.21 | ol | 48 | 0.00403 | LV
94-AL1/15-ST1A 0.4 | 13.2 | 0.306 | 0.29 | 0.35 | ol | 94 | 0.00403 | LV
34-AL1/6-ST1A 10.0 | 9.7 | 0.8342 | 0.36 | 0.17 | ol | 34 | 0.00403 | MV
48-AL1/8-ST1A 10.0 | 10.1 | 0.5939 | 0.35 | 0.21 | ol | 48 | 0.00403 | MV
70-AL1/11-ST1A 10.0 | 10.4 | 0.4132 | 0.339 | 0.29 | ol | 70 | 0.00403 | MV
94-AL1/15-ST1A 10.0 | 10.75 | 0.306 | 0.33 | 0.35 | ol | 94 | 0.00403 | MV
122-AL1/20-ST1A 10.0 | 11.1 | 0.2376 | 0.323 | 0.41 | ol | 122 | 0.00403 | MV
149-AL1/24-ST1A 10.0 | 11.25 | 0.194 | 0.315 | 0.47 | ol | 149 | 0.00403 | MV
34-AL1/6-ST1A 20.0 | 9.15 | 0.8342 | 0.382 | 0.17 | ol | 34 | 0.00403 | MV
48-AL1/8-ST1A 20.0 | 9.5 | 0.5939 | 0.372 | 0.21 | ol | 48 | 0.00403 | MV
70-AL1/11-ST1A 20.0 | 9.7 | 0.4132 | 0.36 | 0.29 | ol | 70 | 0.00403 | MV
94-AL1/15-ST1A 20.0 | 10 | 0.306 | 0.35 | 0.35 | ol | 94 | 0.00403 | MV
122-AL1/20-ST1A 20.0 | 10.3 | 0.2376 | 0.344 | 0.41 | ol | 122 | 0.00403 | MV
149-AL1/24-ST1A 20.0 | 10.5 | 0.194 | 0.337 | 0.47 | ol | 149 | 0.00403 | MV
184-AL1/30-ST1A 20.0 | 10.75 | 0.1571 | 0.33 | 0.535 | ol | 184 | 0.00403 | MV
243-AL1/39-ST1A 20.0 | 11 | 0.1188 | 0.32 | 0.645 | ol | 243 | 0.00403 | MV
48-AL1/8-ST1A 110.0 | 8 | 0.5939 | 0.46 | 0.21 | ol | 48 | 0.00403 | HV
70-AL1/11-ST1A 110.0 | 8.4 | 0.4132 | 0.45 | 0.29 | ol | 70 | 0.00403 | HV
94-AL1/15-ST1A 110.0 | 8.65 | 0.306 | 0.44 | 0.35 | ol | 94 | 0.00403 | HV
122-AL1/20-ST1A 110.0 | 8.5 | 0.2376 | 0.43 | 0.41 | ol | 122 | 0.00403 | HV
149-AL1/24-ST1A 110.0 | 8.75 | 0.194 | 0.41 | 0.47 | ol | 149 | 0.00403 | HV
184-AL1/30-ST1A 110.0 | 8.8 | 0.1571 | 0.4 | 0.535 | ol | 184 | 0.00403 | HV
243-AL1/39-ST1A 110.0 | 9 | 0.1188 | 0.39 | 0.645 | ol | 243 | 0.00403 | HV
305-AL1/39-ST1A 110.0 | 9.2 | 0.0949 | 0.38 | 0.74 | ol | 305 | 0.00403 | HV
490-AL1/64-ST1A 110.0 | 9.75 | 0.059 | 0.37 | 0.96 | ol | 490 | 0.00403 | HV
679-AL1/86-ST1A 110.0 | 9.95 | 0.042 | 0.36 | 1.15 | ol | 679 | 0.00403 | HV
490-AL1/64-ST1A 220.0 | 10 | 0.059 | 0.285 | 0.96 | ol | 490 | 0.00403 | HV
679-AL1/86-ST1A 220.0 | 11.7 | 0.042 | 0.275 | 1.15 | ol | 679 | 0.00403 | HV
490-AL1/64-ST1A 380.0 | 11 | 0.059 | 0.253 | 0.96 | ol | 490 | 0.00403 | HV
679-AL1/86-ST1A 380.0 | 14.6 | 0.042 | 0.25 | 1.15 | ol | 679 | 0.00403 | HV

## trafo_std_types
| i0_percent | pfe_kw | vkr_percent | sn_mva | vn_lv_kv | vn_hv_kv | vk_percent | shift_degree | vector_group | tap_side | tap_neutral | tap_min | tap_max | tap_step_degree | tap_step_percent | tap_phase_shifter
160 MVA 380/110 kV | 0.06 | 60 | 0.25 | 160 | 110 | 380 | 12.2 | 0 | Yy0 | hv | 0 | -9 | 9 | 0 | 1.5 | FALSE
100 MVA 220/110 kV | 0.06 | 55 | 0.26 | 100 | 110 | 220 | 12 | 0 | Yy0 | hv | 0 | -9 | 9 | 0 | 1.5 | FALSE
63 MVA 110/20 kV | 0.04 | 22 | 0.32 | 63 | 20 | 110 | 18 | 150 | YNd5 | hv | 0 | -9 | 9 | 0 | 1.5 | FALSE
40 MVA 110/20 kV | 0.05 | 18 | 0.34 | 40 | 20 | 110 | 16.2 | 150 | YNd5 | hv | 0 | -9 | 9 | 0 | 1.5 | FALSE
25 MVA 110/20 kV | 0.07 | 14 | 0.41 | 25 | 20 | 110 | 12 | 150 | YNd5 | hv | 0 | -9 | 9 | 0 | 1.5 | FALSE
63 MVA 110/10 kV | 0.04 | 22 | 0.32 | 63 | 10 | 110 | 18 | 150 | YNd5 | hv | 0 | -9 | 9 | 0 | 1.5 | FALSE
40 MVA 110/10 kV | 0.05 | 18 | 0.34 | 40 | 10 | 110 | 16.2 | 150 | YNd5 | hv | 0 | -9 | 9 | 0 | 1.5 | FALSE
25 MVA 110/10 kV | 0.07 | 14 | 0.41 | 25 | 10 | 110 | 12 | 150 | YNd5 | hv | 0 | -9 | 9 | 0 | 1.5 | FALSE
0.25 MVA 20/0.4 kV | 0.32 | 0.8 | 1.44 | 0.25 | 0.4 | 20 | 6 | 150 | Yzn5 | hv | 0 | -2 | 2 | 0 | 2.5 | FALSE
0.4 MVA 20/0.4 kV | 0.3375 | 1.35 | 1.425 | 0.4 | 0.4 | 20 | 6 | 150 | Dyn5 | hv | 0 | -2 | 2 | 0 | 2.5 | FALSE
0.63 MVA 20/0.4 kV | 0.2619 | 1.65 | 1.206 | 0.63 | 0.4 | 20 | 6 | 150 | Dyn5 | hv | 0 | -2 | 2 | 0 | 2.5 | FALSE
0.25 MVA 10/0.4 kV | 0.24 | 0.6 | 1.2 | 0.25 | 0.4 | 10 | 4 | 150 | Dyn5 | hv | 0 | -2 | 2 | 0 | 2.5 | FALSE
0.4 MVA 10/0.4 kV | 0.2375 | 0.95 | 1.325 | 0.4 | 0.4 | 10 | 4 | 150 | Dyn5 | hv | 0 | -2 | 2 | 0 | 2.5 | FALSE
0.63 MVA 10/0.4 kV | 0.1873 | 1.18 | 1.0794 | 0.63 | 0.4 | 10 | 4 | 150 | Dyn5 | hv | 0 | -2 | 2 | 0 | 2.5 | FALSE

## trafo3w_std_types
| sn_hv_mva | sn_mv_mva | sn_lv_mva | vn_hv_kv | vn_mv_kv | vn_lv_kv | vk_hv_percent | vk_mv_percent | vk_lv_percent | vkr_hv_percent | vkr_mv_percent | vkr_lv_percent | pfe_kw | i0_percent | shift_mv_degree | shift_lv_degree | vector_group | tap_side | tap_neutral | tap_min | tap_max | tap_step_percent
63/25/38 MVA 110/20/10 kV | 63 | 25 | 38 | 110 | 20 | 10 | 10.4 | 10.4 | 10.4 | 0.28 | 0.32 | 0.35 | 35 | 0.89 | 0 | 0 | YN0yn0yn0 | hv | 0 | -10 | 10 | 1.2
63/25/38 MVA 110/10/10 kV | 63 | 25 | 38 | 110 | 10 | 10 | 10.4 | 10.4 | 10.4 | 0.28 | 0.32 | 0.35 | 35 | 0.89 | 0 | 0 | YN0yn0yn0 | hv | 0 | -10 | 10 | 1.2

## fuse_std_types
| fuse_type | i_rated_a | t_avg | t_min | t_total | x_avg | x_min | x_total
HV 100A | HV 100A | 100 | 0 | [10.0, 3.64, 0.854, 0.281, 0.1, 0.0531, 0.022, 0.01] | [10.0, 4.267, 1.21, 0.403, 0.1, 0.058, 0.022, 0.01] | 0 | [300.0, 350.0, 450.0, 550.0, 700.0, 850.0, 1200.0, 1752.0] | [600.0, 700.0, 900.0, 1150.0, 1665.0, 2000.0, 3000.0, 4313.0]
HV 10A | HV 10A | 10 | 0 | [10.0, 1675.0, 0.344, 0.156, 0.1, 0.0417, 0.0171, 0.01] | [10.0, 1.3, 0.3, 0.155, 0.1, 0.0555, 0.023, 0.01] | 0 | [30.0, 32.0, 35.0, 37.0, 39.0, 50.0, 70.0, 88.0] | [60.0, 70.0, 80.0, 87.0, 94.0, 110.0, 150.0, 216.0]
HV 125A | HV 125A | 125 | 0 | [10.0, 1.82, 0.344, 0.1, 0.0467, 0.0269, 0.01] | [10.0, 2.478, 0.426, 0.1, 0.0427, 0.0211, 0.01] | 0 | [375.0, 500.0, 700.0, 925.0, 1200.0, 1500.0, 2341.0] | [750.0, 1000.0, 1500.0, 2200.0, 3000.0, 4000.0, 5765.0]
HV 160A | HV 160A | 160 | 0 | [10.0, 4.15, 1.03, 0.198, 0.1, 0.051, 0.0172, 0.01] | [10.0, 2.3, 0.734, 0.274, 0.1, 0.046, 0.0177, 0.01] | 0 | [480.0, 550.0, 700.0, 1000.0, 1260.0, 1600.0, 2500.0, 3227.0] | [960.0, 1300.0, 1700.0, 2200.0, 2996.0, 4000.0, 6000.0, 7946.0]
HV 16A | HV 16A | 16 | 0 | [10.0, 0.352, 0.164, 0.1, 0.0649, 0.0342, 0.01] | [10.0, 2.34, 0.722, 0.181, 0.1, 0.055, 0.0296, 0.01] | 0 | [48.0, 60.0, 65.0, 71.0, 80.0, 100.0, 162.0] | [96.0, 110.0, 125.0, 150.0, 168.0, 200.0, 250.0, 398.0]
HV 200A | HV 200A | 200 | 0 | [10.0, 4.267, 1.21, 0.403, 0.1, 0.058, 0.022, 0.01] | [10.0, 3.73, 1.654, 0.328, 0.1, 0.0531, 0.019, 0.01] | 0 | [600.0, 700.0, 900.0, 1150.0, 1665.0, 2000.0, 3000.0, 4313.0] | [1200.0, 1500.0, 1800.0, 2700.0, 3960.0, 5000.0, 7500.0, 10620.0]
HV 20A | HV 20A | 20 | 0 | [10.0, 1.3, 0.3, 0.155, 0.1, 0.0555, 0.023, 0.01] | [10.0, 1.3, 0.161, 0.1, 0.0611, 0.0399, 0.0141, 0.01] | 0 | [60.0, 70.0, 80.0, 87.0, 94.0, 110.0, 150.0, 216.0] | [120.0, 150.0, 200.0, 223.0, 260.0, 300.0, 450.0, 532.0]
HV 25A | HV 25A | 25 | 0 | [10.0, 2.512, 0.833, 0.299, 0.1, 0.0372, 0.0223, 0.01] | [10.0, 3.125, 0.597, 0.198, 0.1, 0.0378, 0.022, 0.01] | 0 | [75.0, 82.0, 90.0, 100.0, 124.0, 170.0, 200.0, 289.0] | [150.0, 170.0, 210.0, 250.0, 294.0, 400.0, 500.0, 711.0]
HV 31.5A | HV 31.5A | 31.5 | 0 | [10.0, 2.34, 0.722, 0.181, 0.1, 0.055, 0.0296, 0.01] | [10.0, 2.84, 0.368, 0.164, 0.1, 0.0621, 0.0378, 0.0195, 0.01] | 0 | [95.0, 110.0, 125.0, 150.0, 165.0, 200.0, 250.0, 390.0] | [189.0, 220.0, 300.0, 350.0, 393.0, 450.0, 530.0, 700.0, 960.0]
HV 40A | HV 40A | 40 | 0 | [10.0, 1.3, 0.161, 0.1, 0.0611, 0.0399, 0.0141, 0.01] | [10.0, 2.05, 0.369, 0.198, 0.1, 0.051, 0.0298, 0.01] | 0 | [120.0, 150.0, 200.0, 223.0, 260.0, 300.0, 450.0, 532.0] | [240.0, 300.0, 400.0, 450.0, 530.0, 650.0, 800.0, 1311.0]
HV 50A | HV 50A | 50 | 0 | [10.0, 3.215, 0.597, 0.198, 0.1, 0.0378, 0.022, 0.01] | [10.0, 3.64, 0.854, 0.281, 0.1, 0.0531, 0.022, 0.01] | 0 | [150.0, 170.0, 210.0, 250.0, 294.0, 400.0, 500.0, 711.0] | [300.0, 350.0, 450.0, 550.0, 700.0, 850.0, 1200.0, 1752.0]
HV 6.3A | HV 6.3A | 6.3 | 0 | [10.0, 1.39, 0.344, 0.168, 0.1, 0.056, 0.0263, 0.01] | [10.0, 1.711, 0.516, 0.198, 0.1, 0.0634, 0.0303, 0.01] | 0 | [19.0, 19.5, 20.4, 20.8, 22.0, 25.0, 32.0, 48.0] | [38.0, 40.0, 43.0, 48.0, 53.0, 60.0, 75.0, 118.0]
HV 63A | HV 63A | 63 | 0 | [10.0, 2.84, 0.368, 0.164, 0.1, 0.0621, 0.0378, 0.0195, 0.01] | [10.0, 1.82, 0.344, 0.1, 0.0467, 0.0269, 0.01] | 0 | [189.0, 220.0, 300.0, 350.0, 393.0, 450.0, 530.0, 700.0, 961.0] | [378.0, 500.0, 700.0, 934.0, 1200.0, 1500.0, 2366.0]
HV 80A | HV 80A | 80 | 0 | [10.0, 2.05, 0.369, 0.198, 0.1, 0.051, 0.0298, 0.01] | [10.0, 4.15, 1.03, 0.198, 0.1, 0.051, 0.0172, 0.01] | 0 | [240.0, 300.0, 400.0, 450.0, 530.0, 650.0, 800.0, 1311.0] | [480.0, 550.0, 700.0, 1000.0, 1260.0, 1600.0, 2500.0, 3227.0]
Siemens NH-1-100 | Siemens NH-1-100 | 100 | [5400.0, 2000.0, 400.0, 20.0, 1.0, 0.2, 0.012, 0.004] | 0 | 0 | [150.0, 190.0, 250.0, 430.0, 900.0, 1250.0, 2700.0, 3600.0] | 0 | 0
Siemens NH-1-125 | Siemens NH-1-125 | 125 | [4800.0, 120.0, 7.0, 0.1, 0.004] | 0 | 0 | [180.0, 400.0, 740.0, 2000.0, 4250.0] | 0 | 0
Siemens NH-1-16 | Siemens NH-1-16 | 16 | [4000.0, 400.0, 2.0, 0.1, 0.04, 0.01] | 0 | 0 | [26.0, 35.0, 75.0, 150.0, 200.0, 300.0] | 0 | 0
Siemens NH-1-160 | Siemens NH-1-160 | 160 | [4800.0, 120.0, 7.0, 0.1, 0.004] | 0 | 0 | [210.0, 500.0, 900.0, 2300.0, 5000.0] | 0 | 0
Siemens NH-1-25 | Siemens NH-1-25 | 25 | [4000.0, 1000.0, 10.0, 0.2, 0.02, 0.01] | 0 | 0 | [40.0, 50.0, 100.0, 210.0, 400.0, 500.0] | 0 | 0
Siemens NH-1-50 | Siemens NH-1-50 | 50 | [4000.0, 40.0, 4.0, 1.0, 0.02, 0.01] | 0 | 0 | [86.0, 200.0, 300.0, 400.0, 1000.0, 1280.0] | 0 | 0
Siemens NH-1-63 | Siemens NH-1-63 | 63 | [4000.0, 100.0, 10.0, 2.0, 0.04, 0.01] | 0 | 0 | [100.0, 200.0, 300.0, 400.0, 1000.0, 1500.0] | 0 | 0
Siemens NH-1-80 | Siemens NH-1-80 | 80 | [4800.0, 120.0, 7.0, 0.1, 0.01] | 0 | 0 | [150.58, 250.0, 450.0, 1150.0, 2470.0] | 0 | 0
Siemens NH-2-1000 | Siemens NH-2-1000 | 1000 | [4800.0, 120.0, 7.0, 0.1, 0.004] | 0 | 0 | [1900.0, 3500.0, 8400.0, 24000.0, 52000.0] | 0 | 0
Siemens NH-2-200 | Siemens NH-2-200 | 200 | [4800.0, 120.0, 7.0, 0.1, 0.004] | 0 | 0 | [280.0, 650.0, 1200.0, 3000.0, 7000.0] | 0 | 0
Siemens NH-2-224 | Siemens NH-2-224 | 224 | [4800.0, 120.0, 7.0, 0.2, 0.04, 0.004] | 0 | 0 | [400.0, 750.0, 1453.0, 3025.0, 4315.0, 7600.0] | 0 | 0
Siemens NH-2-250 | Siemens NH-2-250 | 250 | [4800.0, 120.0, 7.0, 0.1, 0.004] | 0 | 0 | [450.0, 800.0, 1650.0, 4000.0, 8500.0] | 0 | 0
Siemens NH-2-315 | Siemens NH-2-315 | 315 | [4800.0, 120.0, 7.0, 0.1, 0.004] | 0 | 0 | [550.0, 920.0, 1900.0, 5000.0, 11000.0] | 0 | 0
Siemens NH-2-355 | Siemens NH-2-355 | 355 | [4800.0, 120.0, 6.0, 0.1, 0.004] | 0 | 0 | [650.0, 1116.27, 2350.0, 5840.0, 12790.0] | 0 | 0
Siemens NH-2-400 | Siemens NH-2-400 | 400 | [4800.0, 120.0, 7.0, 0.1, 0.004] | 0 | 0 | [720.0, 1350.0, 2800.0, 6500.0, 15000.0] | 0 | 0
Siemens NH-2-425 | Siemens NH-2-425 | 425 | [4800.0, 120.0, 7.0, 0.1, 0.004] | 0 | 0 | [850.0, 1500.0, 3050.0, 7500.0, 16500.0] | 0 | 0
Siemens NH-2-630 | Siemens NH-2-630 | 630 | [4800.0, 120.0, 7.0, 0.1, 0.004] | 0 | 0 | [1200.0, 2000.0, 4800.0, 12000.0, 26000.0] | 0 | 0

## res_bus
| vm_pu | va_degree | p_mw | q_mvar
0 | 0.97145 | -0.55021 | 0.0017916 | 0.000449
1 | 0.97144 | -0.55039 | 0.00061387 | 0.00015385
2 | 0.97145 | -0.55008 | 0 | 0
3 | 0.97147 | -0.54977 | 0 | 0
4 | 0.97154 | -0.54834 | 0.00057023 | 0.00014291
5 | 0.97158 | -0.54776 | 0 | 0
6 | 0.9716 | -0.54723 | 0 | 0
7 | 0.97155 | -0.54832 | 0.00022599 | 5.6638e-05
8 | 0.97213 | -0.53676 | 0 | 0
9 | 0.97188 | -0.5417 | 0.001205 | 0.00030201
10 | 0.97247 | -0.52994 | 0 | 0
11 | 0.97166 | -0.54593 | 0 | 0
12 | 0.97205 | -0.53835 | 0.0033655 | 0.00084348
13 | 0.973 | -0.51957 | 0.0027868 | 0.00069845
14 | 0.97069 | -0.56531 | 0 | 0
15 | 0.9719 | -0.54139 | 0.0010439 | 0.00026164
16 | 0.97176 | -0.54394 | 0 | 0
17 | 0.97478 | -0.4867 | 0 | 0
18 | 0.97476 | -0.48709 | 0.00066656 | 0.00016706
19 | 0.97491 | -0.48425 | 0 | 0
20 | 0.97513 | -0.4799 | 0 | 0
21 | 0.97506 | -0.48124 | 0 | 0
22 | 0.97494 | -0.48353 | 0.0057202 | 0.0014336
23 | 0.97626 | -0.45749 | 0 | 0
24 | 0.97488 | -0.48479 | 0.0014774 | 0.00037027
25 | 0.97497 | -0.48301 | 0.0036732 | 0.0009206
26 | 0.99529 | -0.089988 | 0 | 0
27 | 0.99533 | -0.089169 | 0 | 0
28 | 0.99524 | -0.090919 | 0.0021424 | 0.00053694
29 | 0.98725 | -0.24355 | 0 | 0
30 | 0.98719 | -0.24481 | 0.0047337 | 0.0011864
31 | 0.9874 | -0.24068 | 0 | 0
32 | 0.98711 | -0.24632 | 0 | 0
33 | 0.99125 | -0.16588 | 0 | 0
34 | 0.99087 | -0.173 | 0.0033472 | 0.00083889
35 | 0.99248 | -0.14237 | 0 | 0
36 | 0.98972 | -0.19495 | 0 | 0
37 | 0.98903 | -0.20815 | 0 | 0
38 | 0.9897 | -0.19532 | 0 | 0
39 | 0.98781 | -0.23268 | 0 | 0
40 | 0.98819 | -0.22535 | 0.0013134 | 0.00032918
41 | 0.98777 | -0.23346 | 0 | 0
42 | 0.98684 | -0.25161 | 0 | 0
43 | 0.98669 | -0.25439 | 0 | 0
44 | 0.98755 | -0.23776 | 0 | 0
45 | 0.98658 | -0.25665 | 0.0072947 | 0.0018282
46 | 0.98494 | -0.28794 | 0 | 0
47 | 0.98462 | -0.29419 | 0.0023719 | 0.00059445
48 | 0.98561 | -0.27499 | 0 | 0
49 | 0.9849 | -0.28888 | 0.0020191 | 0.00050605
50 | 0.98968 | -0.19563 | 0.00099797 | 0.00025011
51 | 0.97108 | -0.55753 | 0 | 0
52 | 0.97118 | -0.55548 | 0.0013456 | 0.00033725
53 | 0.97093 | -0.56057 | 0.0015906 | 0.00039865
54 | 0.98757 | -0.23733 | 0.0018191 | 0.00045591
55 | 0.98453 | -0.29662 | 0 | 0
56 | 0.98461 | -0.29499 | 0.0070591 | 0.0017692
57 | 0.98439 | -0.29934 | 0.0072726 | 0.0018227
58 | 0.99827 | -0.03259 | 0 | 0
59 | 0.99333 | -0.12621 | 0 | 0
60 | 1 | 0 | -0.60419 | -0.15507
61 | 0.98445 | -0.29806 | 0 | 0
62 | 0.98432 | -0.30065 | 0.009092 | 0.0022787
63 | 0.9846 | -0.29527 | 0.0081106 | 0.0020327
64 | 0.97492 | -0.48405 | 0 | 0
65 | 0.97463 | -0.48961 | 0 | 0
66 | 0.97498 | -0.48273 | 0.0010736 | 0.00026907
67 | 0.9926 | -0.14008 | 0.001737 | 0.00043533
68 | 0.99286 | -0.13537 | 0 | 0
69 | 0.98306 | -0.32291 | 0 | 0
70 | 0.98688 | -0.24927 | 0 | 0
71 | 0.97919 | -0.39814 | 0.0037939 | 0.00095085
72 | 0.98751 | -0.23853 | 0.0043569 | 0.0010919
73 | 0.98659 | -0.25645 | 0 | 0
74 | 0.98684 | -0.25151 | 0.0016363 | 0.00041009
75 | 0.98633 | -0.26157 | 0.0029674 | 0.0007437
76 | 0.9845 | -0.29711 | 0 | 0
77 | 0.98439 | -0.29932 | 0.0081113 | 0.0020329
78 | 0.98462 | -0.29471 | 0.0081086 | 0.0020322
79 | 0.98486 | -0.29008 | 0 | 0
80 | 0.98535 | -0.28062 | 0 | 0
81 | 0.97348 | -0.51005 | 0 | 0
82 | 0.97349 | -0.50991 | 0.0023541 | 0.00058998
83 | 0.97347 | -0.51017 | 0.0016945 | 0.00042469
84 | 0.99839 | -0.030668 | 0 | 0
85 | 0.99669 | -0.063161 | 0.0010826 | 0.00027132
86 | 0.99897 | -0.019654 | 0 | 0
87 | 0.98684 | -0.24998 | 0 | 0
88 | 0.98682 | -0.25049 | 0.0034903 | 0.00087475
89 | 0.98686 | -0.24966 | 0.0022701 | 0.00056893
90 | 0.97334 | -0.51273 | 0 | 0
91 | 0.97341 | -0.51144 | 0 | 0
92 | 0.97302 | -0.51919 | 0.0018686 | 0.00046831
93 | 0.98863 | -0.21581 | 0 | 0
94 | 0.98787 | -0.23037 | 0.0013455 | 0.00033722
95 | 0.9856 | -0.27532 | 0.0015976 | 0.00040039
96 | 0.98673 | -0.25332 | 0 | 0
97 | 0.98557 | -0.27584 | 0.0018049 | 0.00045234
98 | 0.9735 | -0.50968 | 0 | 0
99 | 0.98902 | -0.20841 | 0.0018057 | 0.00045255
100 | 0.97845 | -0.41458 | 0 | 0
101 | 0.97841 | -0.41535 | 0 | 0
102 | 0.97805 | -0.42244 | 0 | 0
103 | 0.97933 | -0.39723 | 0.0019424 | 0.00048681
104 | 0.97742 | -0.43479 | 0.0027829 | 0.00069746
105 | 0.97798 | -0.42377 | 0 | 0
106 | 0.97693 | -0.4444 | 0 | 0
107 | 0.97664 | -0.45017 | 0 | 0
108 | 0.97563 | -0.47001 | 0.0084835 | 0.0021262
109 | 0.97283 | -0.52283 | 0 | 0
110 | 0.97281 | -0.52332 | 0.0021132 | 0.00052962
111 | 0.97203 | -0.53866 | 0 | 0
112 | 0.99527 | -0.090375 | 0.0020516 | 0.00051418
113 | 0.99555 | -0.085025 | 0 | 0
114 | 0.99508 | -0.094013 | 0.00048109 | 0.00012057
115 | 0.97067 | -0.56557 | 0.024831 | 0.0062233
116 | 0.97129 | -0.5533 | 0.0096494 | 0.0024184
117 | 0.97136 | -0.55191 | 0.030373 | 0.0076122
118 | 0.97241 | -0.53121 | 0.0010796 | 0.00027058
119 | 0.97322 | -0.51526 | 0 | 0
120 | 0.97332 | -0.51328 | 0 | 0
121 | 0.9733 | -0.51367 | 0.0024085 | 0.00060363
122 | 0.97318 | -0.51608 | 0.00085501 | 0.00021428
123 | 0.9735 | -0.50964 | 0.00071829 | 0.00018002
124 | 0.97051 | -0.56894 | 0.0012952 | 0.00032462
125 | 0.97062 | -0.56665 | 0 | 0
126 | 0.97307 | -0.51815 | 0 | 0
127 | 0.97357 | -0.50831 | 0.00087661 | 0.0002197
128 | 0.9705 | -0.56911 | 0.0034943 | 0.00087574
129 | 0.97061 | -0.56691 | 0.00044911 | 0.00011256
130 | 0.97061 | -0.56685 | 0.00084004 | 0.00021053
131 | 0.97305 | -0.51866 | 0.0013416 | 0.00033623
132 | 0.97367 | -0.50625 | 0.00058269 | 0.00014604
133 | 0.99896 | -0.019734 | 0.00031089 | 7.7917e-05
134 | 0.98699 | -0.24865 | 0 | 0
135 | 0.98617 | -0.26466 | 0.0023183 | 0.00058102
136 | 0.97802 | -0.42095 | 0.001147 | 0.00028748
137 | 0.9861 | -0.26592 | 0.0018021 | 0.00045166
138 | 0.9864 | -0.26012 | 0.0016596 | 0.00041592
139 | 0.98634 | -0.26131 | 0.0090972 | 0.00228
140 | 0.97127 | -0.55386 | 0 | 0
141 | 0.97059 | -0.56716 | 0.0016043 | 0.00040208
142 | 0.98491 | -0.2891 | 0.0071357 | 0.0017884
143 | 0.98711 | -0.2463 | 0.0018345 | 0.00045976
144 | 0.98709 | -0.24676 | 0.0017352 | 0.00043489
145 | 0.98404 | -0.30557 | 0.001105 | 0.00027693
146 | 0.98488 | -0.28917 | 0.0011634 | 0.00029159
147 | 0.98843 | -0.22063 | 0.0013245 | 0.00033195
148 | 0.98653 | -0.25727 | 0.017275 | 0.0043295
149 | 0.98715 | -0.24525 | 0.0032284 | 0.0008091
150 | 0.99231 | -0.14587 | 0.0018991 | 0.00047596
151 | 0.97453 | -0.49167 | 0.0044958 | 0.0011267
152 | 0.97946 | -0.39485 | 0 | 0
153 | 0.97945 | -0.39502 | 0.0010861 | 0.0002722
154 | 0.97946 | -0.39481 | 0.0011774 | 0.00029508
155 | 0.97503 | -0.48185 | 0 | 0
156 | 0.97495 | -0.48333 | 0.0027843 | 0.00069781
157 | 0.97389 | -0.50185 | 0 | 0
158 | 0.98569 | -0.27383 | 0 | 0
159 | 0.98531 | -0.28132 | 0.0017986 | 0.00045077
160 | 0.97823 | -0.41893 | 0.010231 | 0.002564
161 | 0.98042 | -0.37606 | 0 | 0
162 | 0.98366 | -0.31285 | 0 | 0
163 | 0.98323 | -0.3212 | 0 | 0
164 | 0.97977 | -0.3888 | 0 | 0
165 | 0.98135 | -0.35791 | 0 | 0
166 | 0.97782 | -0.42689 | 0.0081552 | 0.0020439
167 | 0.98815 | -0.22797 | 0 | 0
168 | 0.98866 | -0.21797 | 0 | 0
169 | 0.98788 | -0.23318 | 0.0058412 | 0.001464
170 | 0.98826 | -0.22589 | 0 | 0
171 | 0.98822 | -0.22668 | 0.010025 | 0.0025124
172 | 0.98839 | -0.22331 | 0.0022435 | 0.00056229
173 | 0.97521 | -0.47822 | 0.0055023 | 0.001379
174 | 0.99126 | -0.16765 | 0 | 0
175 | 0.99123 | -0.16824 | 0.0016128 | 0.0004042
176 | 0.99128 | -0.16734 | 0 | 0
177 | 0.99415 | -0.11185 | 0 | 0
178 | 0.97949 | -0.3943 | 0 | 0
179 | 0.97958 | -0.39247 | 0 | 0
180 | 0.98301 | -0.32555 | 0.002044 | 0.00051228
181 | 0.983 | -0.32568 | 0.0026833 | 0.0006725
182 | 0.9796 | -0.392 | 0 | 0
183 | 0.97949 | -0.39416 | 0.007201 | 0.0018047
184 | 0.98265 | -0.33259 | 0.0036114 | 0.00090511
185 | 0.9929 | -0.13606 | 0.00059855 | 0.00015001
186 | 0.99414 | -0.11208 | 0.0006396 | 0.0001603
187 | 0.9927 | -0.13991 | 0 | 0
188 | 0.9926 | -0.14186 | 0.0014962 | 0.00037498
189 | 0.99222 | -0.14905 | 0.0005033 | 0.00012614
190 | 0.99252 | -0.14332 | 0.0034011 | 0.00085241
191 | 0.9917 | -0.15921 | 0.0021929 | 0.00054959
192 | 0.9865 | -0.25784 | 0.0014499 | 0.00036339
193 | 0.98827 | -0.22365 | 0 | 0
194 | 0.98258 | -0.33387 | 0.0021948 | 0.00055007
195 | 0.99012 | -0.18973 | 0.0016223 | 0.0004066
196 | 0.99002 | -0.19175 | 0.0017671 | 0.00044289
197 | 0.99068 | -0.17891 | 0 | 0
198 | 0.98963 | -0.19929 | 0 | 0
199 | 0.99084 | -0.17578 | 0.0041016 | 0.001028
200 | 0.98877 | -0.21583 | 0 | 0
201 | 0.98871 | -0.21708 | 0.0015896 | 0.00039839
202 | 0.9887 | -0.21729 | 0 | 0
203 | 0.99123 | -0.16829 | 0.00048151 | 0.00012068
204 | 0.99123 | -0.16829 | 0.00049707 | 0.00012458
205 | 0.98784 | -0.23407 | 0.0029331 | 0.0007351
206 | 0.98861 | -0.21897 | 0.0039286 | 0.00098459
207 | 0.98252 | -0.3351 | 0.011637 | 0.0029165
208 | 0.97939 | -0.39611 | 0.0091394 | 0.0022905
209 | 0.97949 | -0.39427 | 0.0063718 | 0.0015969
210 | 0.97953 | -0.39343 | 0.0024459 | 0.00061299
211 | 0.98942 | -0.20142 | 0 | 0
212 | 0.99066 | -0.17755 | 0.0048823 | 0.0012236
213 | 0.989 | -0.20969 | 0.0015696 | 0.00039338
214 | 0.99154 | -0.16065 | 0.0016522 | 0.00041408
215 | 0.98872 | -0.21508 | 0.0017471 | 0.00043787
216 | 0.9919 | -0.15379 | 0.00096325 | 0.00024141
217 | 0.9915 | -0.16143 | 0 | 0
218 | 0.98769 | -0.23686 | 0.0065279 | 0.0016361
219 | 0.98767 | -0.23736 | 0.0047652 | 0.0011943
220 | 0.97061 | -0.56689 | 0.00083919 | 0.00021032
221 | 0.97061 | -0.56692 | 0.00011046 | 2.7684e-05
222 | 0.9709 | -0.56103 | 0.002988 | 0.00074885
223 | 0.97089 | -0.56118 | 0.0033674 | 0.00084394
224 | 0.97104 | -0.55822 | 0 | 0
225 | 0.97121 | -0.55497 | 0.0073481 | 0.0018416
226 | 0.97103 | -0.55837 | 0.0015796 | 0.00039589
227 | 0.97132 | -0.55277 | 0.0014112 | 0.00035368
228 | 0.97466 | -0.48683 | 0.00084026 | 0.00021059
229 | 0.97388 | -0.50217 | 0.0015314 | 0.0003838
230 | 0.97467 | -0.48659 | 0.00087491 | 0.00021927
231 | 0.97445 | -0.49092 | 0.0076857 | 0.0019262
232 | 0.97551 | -0.47013 | 0 | 0
233 | 0.97689 | -0.44296 | 0.0010741 | 0.0002692
234 | 0.97536 | -0.47294 | 0.00098024 | 0.00024567
235 | 0.97782 | -0.42488 | 0 | 0
236 | 0.97529 | -0.47447 | 0.0010636 | 0.00026657
237 | 0.97793 | -0.42259 | 0.0013222 | 0.00033137
238 | 0.97773 | -0.42653 | 0.0011924 | 0.00029885
239 | 0.97498 | -0.48053 | 0.0017332 | 0.00043438
240 | 0.97008 | -0.57728 | 0.0016121 | 0.00040403
241 | 0.97009 | -0.57722 | 0.0023748 | 0.00059518
242 | 0.97007 | -0.57753 | 0.001675 | 0.00041979
243 | 0.97017 | -0.57557 | 0.0024001 | 0.00060153
244 | 0.97018 | -0.57538 | 0.0018239 | 0.00045711
245 | 0.97035 | -0.57206 | 0.0013968 | 0.00035008
246 | 0.97036 | -0.5718 | 0.0023445 | 0.00058758
247 | 0.97134 | -0.55241 | 0.0022017 | 0.0005518
248 | 0.97145 | -0.5502 | 0.0020389 | 0.000511
249 | 0.99146 | -0.1621 | 0.0034971 | 0.00087645
250 | 0.98504 | -0.28663 | 0.0082193 | 0.00206
251 | 0.98522 | -0.28302 | 0 | 0
252 | 0.98542 | -0.27914 | 0.0027207 | 0.00068186
253 | 0.98557 | -0.27627 | 0.0040991 | 0.0010273
254 | 0.98708 | -0.2468 | 0.0021875 | 0.00054823
255 | 0.98636 | -0.2609 | 0.0017542 | 0.00043965
256 | 0.98529 | -0.28173 | 0.0017426 | 0.00043672
257 | 0.98527 | -0.28212 | 0.0020333 | 0.0005096
258 | 0.98582 | -0.27145 | 0.0019299 | 0.00048367
259 | 0.98583 | -0.27133 | 0 | 0
260 | 0.98605 | -0.26696 | 0.0048755 | 0.0012219
261 | 0.98608 | -0.26629 | 0.0078516 | 0.0019678
262 | 0.9856 | -0.2757 | 0.010369 | 0.0025986
263 | 0.9859 | -0.26995 | 0.0012805 | 0.00032092
264 | 0.98592 | -0.26942 | 0 | 0
265 | 0.98604 | -0.26722 | 0 | 0
266 | 0.98526 | -0.28223 | 0.0014531 | 0.00036418
267 | 0.98606 | -0.26683 | 0.0018255 | 0.0004575
268 | 0.98487 | -0.28933 | 0.00083127 | 0.00020834
269 | 0.98707 | -0.247 | 0.0011631 | 0.00029149
270 | 0.97753 | -0.43048 | 0.0022718 | 0.00056937
271 | 0.97761 | -0.42891 | 0 | 0
272 | 0.97753 | -0.43058 | 0.0011738 | 0.00029418
273 | 0.97757 | -0.42979 | 0.0032116 | 0.00080491
274 | 0.97766 | -0.42795 | 0.0012055 | 0.00030212
275 | 0.97172 | -0.54483 | 0.0017278 | 0.00043303
276 | 0.97176 | -0.54399 | 0 | 0
277 | 0.9716 | -0.54714 | 0.0027605 | 0.00069185
278 | 0.97188 | -0.54167 | 0.0011374 | 0.00028505
279 | 0.97489 | -0.48219 | 0.0010645 | 0.00026678
280 | 0.97489 | -0.48225 | 0.0011734 | 0.00029407
281 | 0.97447 | -0.49053 | 0.0011401 | 0.00028575
282 | 0.97799 | -0.42155 | 0.0011809 | 0.00029596
283 | 0.97446 | -0.49069 | 0.0022055 | 0.00055274
284 | 0.9742 | -0.4958 | 0.0005339 | 0.00013381
285 | 0.97406 | -0.49868 | 0.0014259 | 0.00035737
286 | 0.97406 | -0.49869 | 0.0019671 | 0.00049301
287 | 0.9719 | -0.54139 | 0.0017334 | 0.00043444
288 | 0.97191 | -0.54109 | 0 | 0
289 | 0.97282 | -0.52303 | 0.0011572 | 0.00029003
290 | 0.97257 | -0.52814 | 0.0014978 | 0.00037539
291 | 0.97256 | -0.52822 | 0.001151 | 0.00028846
292 | 0.9725 | -0.52935 | 0.0010742 | 0.00026921
293 | 0.97249 | -0.52958 | 0.0011655 | 0.00029209
294 | 0.97229 | -0.53363 | 0.0018262 | 0.00045768
295 | 0.97217 | -0.53598 | 0.0011127 | 0.00027887
296 | 0.97214 | -0.53648 | 0.001178 | 0.00029523
297 | 0.97203 | -0.53871 | 0.0013262 | 0.00033238
298 | 0.97208 | -0.53765 | 0.0010452 | 0.00026196
299 | 0.97206 | -0.53805 | 0.002666 | 0.00066817
300 | 0.97189 | -0.54148 | 0.001326 | 0.00033232
301 | 0.99998 | 149.9956 | 0 | 0

## res_line
| p_from_mw | q_from_mvar | p_to_mw | q_to_mvar | pl_mw | ql_mvar | i_from_ka | i_to_ka | i_ka | vm_from_pu | va_from_degree | vm_to_pu | va_to_degree | loading_percent
0 | 0.00061387 | 0.00015365 | -0.00061387 | -0.00015385 | 5.4957e-09 | -2.0171e-07 | 0.00094023 | 0.0009403 | 0.0009403 | 0.97145 | -0.55021 | 0.97144 | -0.55039 | 0.25833
1 | -0.0024054 | -0.00060265 | 0.0024054 | 0.00060263 | 1.4841e-08 | -2.6596e-08 | 0.0036844 | 0.0036844 | 0.0036844 | 0.97145 | -0.55021 | 0.97145 | -0.55008 | 1.0122
2 | -0.0024054 | -0.00060263 | 0.0024055 | 0.00060256 | 3.4733e-08 | -6.2248e-08 | 0.0036844 | 0.0036844 | 0.0036844 | 0.97145 | -0.55008 | 0.97147 | -0.54977 | 1.0122
3 | -0.0024055 | -0.00060256 | 0.0024056 | 0.00060227 | 1.6431e-07 | -2.9452e-07 | 0.0036844 | 0.0036843 | 0.0036844 | 0.97147 | -0.54977 | 0.97154 | -0.54834 | 1.0122
4 | -0.0029759 | -0.00074518 | 0.0029762 | 0.00074486 | 3.4111e-07 | -3.2406e-07 | 0.0045576 | 0.0045574 | 0.0045576 | 0.97154 | -0.54834 | 0.97166 | -0.54593 | 1.2521
5 | -0.00022599 | -5.4994e-05 | 0.000226 | 5.3482e-05 | 5.4711e-09 | -1.5121e-06 | 0.00034553 | 0.00034501 | 0.00034553 | 0.97158 | -0.54776 | 0.9716 | -0.54723 | 0.094927
6 | 0.00022599 | 5.4994e-05 | -0.00022599 | -5.6638e-05 | 5.9691e-09 | -1.6444e-06 | 0.00034553 | 0.00034612 | 0.00034612 | 0.97158 | -0.54776 | 0.97155 | -0.54832 | 0.095088
7 | 0.0070354 | 0.0017628 | -0.0070293 | -0.0017607 | 6.0536e-06 | 2.1539e-06 | 0.010775 | 0.010775 | 0.010775 | 0.9716 | -0.54723 | 0.97069 | -0.56531 | 2.9602
8 | -0.0072614 | -0.0018163 | 0.0072634 | 0.0018171 | 2.019e-06 | 7.5271e-07 | 0.01112 | 0.011119 | 0.01112 | 0.9716 | -0.54723 | 0.9719 | -0.54139 | 3.0548
9 | 0.017916 | 0.0044953 | -0.017912 | -0.0044928 | 4.2126e-06 | 2.511e-06 | 0.027426 | 0.027426 | 0.027426 | 0.97213 | -0.53676 | 0.97188 | -0.5417 | 7.5345
10 | -0.024259 | -0.0060823 | 0.024267 | 0.0060871 | 7.8909e-06 | 4.8609e-06 | 0.037134 | 0.037134 | 0.037134 | 0.97213 | -0.53676 | 0.97247 | -0.52994 | 10.2017
11 | 0.0029775 | 0.00074362 | -0.0029762 | -0.00074486 | 1.2978e-06 | -1.2346e-06 | 0.0045567 | 0.0045574 | 0.0045574 | 0.97213 | -0.53676 | 0.97166 | -0.54593 | 1.252
12 | 0.0033658 | 0.00084332 | -0.0033655 | -0.00084348 | 2.5387e-07 | -1.5373e-07 | 0.0051518 | 0.005152 | 0.005152 | 0.97213 | -0.53676 | 0.97205 | -0.53835 | 1.4154
13 | 0.016707 | 0.0041908 | -0.016705 | -0.0041897 | 1.7904e-06 | 1.0555e-06 | 0.025581 | 0.025581 | 0.025581 | 0.97188 | -0.5417 | 0.97176 | -0.54394 | 7.0277
14 | -0.024267 | -0.0060871 | 0.024279 | 0.0060945 | 1.2006e-05 | 7.3955e-06 | 0.037134 | 0.037134 | 0.037134 | 0.97247 | -0.52994 | 0.973 | -0.51957 | 10.2017
15 | -0.027066 | -0.006793 | 0.027077 | 0.0067995 | 1.0498e-05 | 6.5159e-06 | 0.041396 | 0.041396 | 0.041396 | 0.973 | -0.51957 | 0.97341 | -0.51144 | 11.3725
16 | 0.0047903 | 0.0012004 | -0.0047895 | -0.0012003 | 8.2856e-07 | 2.3878e-08 | 0.0073433 | 0.0073434 | 0.0073434 | 0.97069 | -0.56531 | 0.97051 | -0.56894 | 2.0174
17 | 0.002239 | 0.0005603 | -0.0022388 | -0.00056061 | 1.43e-07 | -3.0867e-07 | 0.0034319 | 0.0034321 | 0.0034321 | 0.97069 | -0.56531 | 0.97062 | -0.56665 | 0.94287
18 | -0.0083073 | -0.0020787 | 0.0083113 | 0.002078 | 4.024e-06 | -7.154e-07 | 0.012718 | 0.012716 | 0.012718 | 0.9719 | -0.54139 | 0.97241 | -0.53121 | 1.7469
19 | 0.016705 | 0.0041897 | -0.016698 | -0.0041856 | 7.0269e-06 | 4.1426e-06 | 0.025581 | 0.025581 | 0.025581 | 0.97176 | -0.54394 | 0.97132 | -0.55277 | 7.0277
20 | 0.00066658 | 0.00016666 | -0.00066656 | -0.00016706 | 1.2514e-08 | -3.9384e-07 | 0.0010174 | 0.0010175 | 0.0010175 | 0.97478 | -0.4867 | 0.97476 | -0.48709 | 0.27954
21 | -0.00066658 | -0.00016666 | 0.00066665 | 0.00016423 | 7.736e-08 | -2.4375e-06 | 0.0010174 | 0.0010165 | 0.0010174 | 0.97478 | -0.4867 | 0.97491 | -0.48425 | 0.2795
22 | 0.0014775 | 0.00037005 | -0.0014774 | -0.00037027 | 3.8209e-08 | -2.2538e-07 | 0.002255 | 0.0022551 | 0.0022551 | 0.97491 | -0.48425 | 0.97488 | -0.48479 | 0.61952
23 | -0.0021441 | -0.00053427 | 0.0021442 | 0.00053396 | 1.2602e-07 | -3.1092e-07 | 0.0032715 | 0.0032713 | 0.0032715 | 0.97491 | -0.48425 | 0.97497 | -0.48301 | 0.89876
24 | 0.0058183 | 0.0014547 | -0.0058179 | -0.0014547 | 3.7219e-07 | 8.1104e-08 | 0.0088773 | 0.0088774 | 0.0088774 | 0.97513 | -0.4799 | 0.97506 | -0.48124 | 2.4388
25 | 0.0057212 | 0.0014338 | -0.0057202 | -0.0014336 | 9.908e-07 | 2.0177e-07 | 0.0087304 | 0.0087306 | 0.0087306 | 0.97513 | -0.4799 | 0.97494 | -0.48353 | 2.3985
26 | -0.01154 | -0.0028886 | 0.011552 | 0.0028951 | 1.2319e-05 | 6.5606e-06 | 0.017608 | 0.017607 | 0.017608 | 0.97513 | -0.4799 | 0.97626 | -0.45749 | 4.8373
27 | 0.0058179 | 0.0014547 | -0.0058175 | -0.0014546 | 4.8785e-07 | 1.0634e-07 | 0.0088774 | 0.0088775 | 0.0088775 | 0.97506 | -0.48124 | 0.97497 | -0.48301 | 2.4389
28 | 0.022362 | 0.0056103 | -0.022349 | -0.0056021 | 1.3343e-05 | 8.1571e-06 | 0.034086 | 0.034086 | 0.034086 | 0.97626 | -0.45749 | 0.97563 | -0.47001 | 9.3643
29 | -0.033914 | -0.0085054 | 0.033926 | 0.0085129 | 1.1835e-05 | 7.427e-06 | 0.051693 | 0.051693 | 0.051693 | 0.97626 | -0.45749 | 0.97664 | -0.45017 | 14.2015
30 | -0.0021425 | -0.00053668 | 0.0021426 | 0.00053645 | 8.3639e-08 | -2.2902e-07 | 0.0032031 | 0.003203 | 0.0032031 | 0.99529 | -0.089988 | 0.99533 | -0.089169 | 0.87996
31 | 0.0021425 | 0.00053668 | -0.0021424 | -0.00053694 | 9.4945e-08 | -2.5993e-07 | 0.0032031 | 0.0032032 | 0.0032032 | 0.99529 | -0.089988 | 0.99524 | -0.090919 | 0.87999
32 | 0.0020517 | 0.00051382 | -0.0020516 | -0.00051418 | 1.1788e-07 | -3.5881e-07 | 0.0030672 | 0.0030673 | 0.0030673 | 0.99533 | -0.089169 | 0.99527 | -0.090375 | 0.84267
33 | -0.0041943 | -0.0010503 | 0.0041951 | 0.0010501 | 8.2727e-07 | -2.0004e-07 | 0.0062701 | 0.0062699 | 0.0062701 | 0.99533 | -0.089169 | 0.99555 | -0.085025 | 1.7226
34 | 0.0099197 | 0.002486 | -0.0099191 | -0.0024857 | 5.9442e-07 | 2.8976e-07 | 0.014951 | 0.014951 | 0.014951 | 0.98725 | -0.24355 | 0.98719 | -0.24481 | 4.1075
35 | -0.034009 | -0.0085291 | 0.034014 | 0.0085311 | 4.6468e-06 | 2.009e-06 | 0.051262 | 0.051261 | 0.051262 | 0.98725 | -0.24355 | 0.9874 | -0.24068 | 3.5207
36 | 0.024089 | 0.0060431 | -0.024086 | -0.0060424 | 3.1831e-06 | 7.2021e-07 | 0.03631 | 0.036311 | 0.036311 | 0.98725 | -0.24355 | 0.98711 | -0.24632 | 2.4939
37 | 0.0051854 | 0.0012993 | -0.0051851 | -0.0012993 | 3.6825e-07 | 3.0183e-08 | 0.0078161 | 0.0078162 | 0.0078162 | 0.98719 | -0.24481 | 0.98711 | -0.2463 | 2.1473
38 | -0.034014 | -0.0085311 | 0.034019 | 0.0085335 | 5.4378e-06 | 2.3506e-06 | 0.051261 | 0.051261 | 0.051261 | 0.9874 | -0.24068 | 0.98757 | -0.23733 | 3.5207
39 | 0.024086 | 0.0060424 | -0.024086 | -0.0060423 | 5.0451e-07 | 1.1419e-07 | 0.036311 | 0.036311 | 0.036311 | 0.98711 | -0.24632 | 0.98709 | -0.24676 | 2.4939
40 | 0.22108 | 0.056746 | -0.221 | -0.056697 | 7.6394e-05 | 4.8512e-05 | 0.33235 | 0.33235 | 0.33235 | 0.99125 | -0.16588 | 0.99087 | -0.173 | 22.8266
41 | -0.22108 | -0.056746 | 0.22133 | 0.056906 | 0.0002525 | 0.00016034 | 0.33235 | 0.33235 | 0.33235 | 0.99125 | -0.16588 | 0.99248 | -0.14237 | 22.8266
42 | 0.21766 | 0.055858 | -0.21742 | -0.055711 | 0.0002316 | 0.00014704 | 0.32733 | 0.32733 | 0.32733 | 0.99087 | -0.173 | 0.98972 | -0.19495 | 22.4814
43 | -0.22133 | -0.056906 | 0.22136 | 0.056922 | 2.4693e-05 | 1.568e-05 | 0.33235 | 0.33235 | 0.33235 | 0.99248 | -0.14237 | 0.9926 | -0.14008 | 22.8265
44 | 0.21643 | 0.055462 | -0.21629 | -0.055374 | 0.00013834 | 8.7823e-05 | 0.32583 | 0.32583 | 0.32583 | 0.98972 | -0.19495 | 0.98903 | -0.20815 | 22.3784
45 | 0.000998 | 0.00024964 | -0.00099798 | -0.00024989 | 1.7208e-08 | -2.5096e-07 | 0.0015003 | 0.0015004 | 0.0015004 | 0.98972 | -0.19495 | 0.9897 | -0.19532 | 0.41219
46 | 0.0018057 | 0.00045246 | -0.0018057 | -0.00045255 | 2.233e-08 | -8.9243e-08 | 0.0027167 | 0.0027167 | 0.0027167 | 0.98903 | -0.20815 | 0.98902 | -0.20841 | 0.74636
47 | 0.21448 | 0.054922 | -0.2144 | -0.054871 | 7.9554e-05 | 5.0497e-05 | 0.32311 | 0.32311 | 0.32311 | 0.98903 | -0.20815 | 0.98863 | -0.21581 | 22.1918
48 | 0.00099798 | 0.00024989 | -0.00099797 | -0.00025011 | 1.5189e-08 | -2.2148e-07 | 0.0015004 | 0.0015005 | 0.0015005 | 0.9897 | -0.19532 | 0.98968 | -0.19563 | 0.41222
49 | -0.15176 | -0.038136 | 0.15182 | 0.038169 | 5.3122e-05 | 3.3443e-05 | 0.22865 | 0.22865 | 0.22865 | 0.98781 | -0.23268 | 0.98819 | -0.22535 | 15.7039
50 | 0.15176 | 0.038136 | -0.15176 | -0.038132 | 5.6463e-06 | 3.5546e-06 | 0.22865 | 0.22865 | 0.22865 | 0.98781 | -0.23268 | 0.98777 | -0.23346 | 15.7039
51 | -0.15313 | -0.038499 | 0.15316 | 0.03852 | 3.4557e-05 | 2.1761e-05 | 0.23063 | 0.23063 | 0.23063 | 0.98819 | -0.22535 | 0.98843 | -0.22063 | 15.8398
52 | 0.11591 | 0.02914 | -0.11589 | -0.029125 | 2.3804e-05 | 1.4808e-05 | 0.17465 | 0.17465 | 0.17465 | 0.98777 | -0.23346 | 0.98755 | -0.23776 | 11.9951
53 | 0.035845 | 0.0089924 | -0.035838 | -0.0089894 | 6.6104e-06 | 2.9929e-06 | 0.054001 | 0.054002 | 0.054002 | 0.98777 | -0.23346 | 0.98757 | -0.23733 | 3.7089
54 | 0.095061 | 0.023876 | -0.095048 | -0.023868 | 1.2576e-05 | 7.7148e-06 | 0.14336 | 0.14336 | 0.14336 | 0.98684 | -0.25161 | 0.98669 | -0.25439 | 9.846
55 | -0.11146 | -0.027988 | 0.11153 | 0.028033 | 7.371e-05 | 4.5751e-05 | 0.16808 | 0.16808 | 0.16808 | 0.98684 | -0.25161 | 0.98755 | -0.23776 | 11.5442
56 | 0.016398 | 0.0041114 | -0.016394 | -0.0041091 | 3.9313e-06 | 2.297e-06 | 0.024726 | 0.024726 | 0.024726 | 0.98684 | -0.25161 | 0.98658 | -0.25665 | 6.793
57 | 0.078899 | 0.019819 | -0.078856 | -0.019792 | 4.3402e-05 | 2.6108e-05 | 0.119 | 0.119 | 0.119 | 0.98669 | -0.25439 | 0.9861 | -0.26592 | 8.1733
58 | 0.016149 | 0.00405 | -0.016145 | -0.0040474 | 4.414e-06 | 2.5716e-06 | 0.024355 | 0.024355 | 0.024355 | 0.98669 | -0.25439 | 0.9864 | -0.26012 | 6.6911
59 | 0.004357 | 0.0010919 | -0.0043569 | -0.0010919 | 1.6006e-07 | -2.4264e-08 | 0.006565 | 0.0065651 | 0.0065651 | 0.98755 | -0.23776 | 0.98751 | -0.23853 | 1.8036
60 | 0.0090992 | 0.0022809 | -0.0090972 | -0.00228 | 2.0206e-06 | 9.2798e-07 | 0.013724 | 0.013724 | 0.013724 | 0.98658 | -0.25665 | 0.98634 | -0.26131 | 3.7704
61 | 0.11071 | 0.027985 | -0.11067 | -0.027964 | 3.318e-05 | 2.0592e-05 | 0.16734 | 0.16734 | 0.16734 | 0.98494 | -0.28794 | 0.98462 | -0.29419 | 11.4931
62 | -0.11472 | -0.02899 | 0.11479 | 0.029035 | 7.1306e-05 | 4.4347e-05 | 0.1734 | 0.1734 | 0.1734 | 0.98494 | -0.28794 | 0.98561 | -0.27499 | 11.9095
63 | 0.0040141 | 0.0010057 | -0.0040139 | -0.0010058 | 1.7915e-07 | -5.0672e-08 | 0.0060642 | 0.0060643 | 0.0060643 | 0.98494 | -0.28794 | 0.9849 | -0.28888 | 1.666
64 | 0.1083 | 0.02737 | -0.10824 | -0.027332 | 5.9023e-05 | 3.7476e-05 | 0.16375 | 0.16375 | 0.16375 | 0.98462 | -0.29419 | 0.98404 | -0.30557 | 22.4938
65 | 0.0015976 | 0.00040025 | -0.0015976 | -0.00040039 | 2.562e-08 | -1.3327e-07 | 0.0024119 | 0.0024119 | 0.0024119 | 0.98561 | -0.27499 | 0.9856 | -0.27532 | 0.66262
66 | -0.1182 | -0.029887 | 0.11832 | 0.029964 | 0.00012299 | 7.6616e-05 | 0.17854 | 0.17854 | 0.17854 | 0.98561 | -0.27499 | 0.98673 | -0.25332 | 12.2623
67 | 0.0018049 | 0.00045205 | -0.0018049 | -0.00045234 | 7.3369e-08 | -2.8884e-07 | 0.0027249 | 0.002725 | 0.002725 | 0.98561 | -0.27499 | 0.98557 | -0.27584 | 0.74863
68 | 0.0019948 | 0.00049971 | -0.0019947 | -0.00049979 | 2.75e-08 | -8.5151e-08 | 0.0030137 | 0.0030137 | 0.0030137 | 0.9849 | -0.28888 | 0.98488 | -0.28917 | 0.82794
69 | -0.016835 | -0.0042225 | 0.016836 | 0.0042222 | 1.6456e-06 | -2.5219e-07 | 0.025797 | 0.025797 | 0.025797 | 0.97108 | -0.55753 | 0.97118 | -0.55548 | 1.7718
70 | 0.016835 | 0.0042225 | -0.016832 | -0.0042214 | 2.4374e-06 | 1.0767e-06 | 0.025797 | 0.025798 | 0.025798 | 0.97108 | -0.55753 | 0.97093 | -0.56057 | 3.5436
71 | -0.018182 | -0.0045594 | 0.018183 | 0.0045594 | 1.4067e-06 | -5.6741e-08 | 0.027859 | 0.027858 | 0.027859 | 0.97118 | -0.55548 | 0.97127 | -0.55386 | 1.9134
72 | 0.015242 | 0.0038227 | -0.015237 | -0.0038199 | 4.7906e-06 | 2.7765e-06 | 0.02336 | 0.02336 | 0.02336 | 0.97093 | -0.56057 | 0.97059 | -0.56716 | 6.4176
73 | -0.0072735 | -0.001823 | 0.0072741 | 0.0018232 | 5.6387e-07 | 2.0264e-07 | 0.010993 | 0.010993 | 0.010993 | 0.98453 | -0.29662 | 0.98461 | -0.29499 | 3.0201
74 | 0.0072735 | 0.001823 | -0.0072726 | -0.0018227 | 9.4376e-07 | 3.3923e-07 | 0.010993 | 0.010993 | 0.010993 | 0.98453 | -0.29662 | 0.98439 | -0.29934 | 3.0201
75 | -0.014333 | -0.0035924 | 0.014337 | 0.0035947 | 4.0229e-06 | 2.2838e-06 | 0.021661 | 0.021661 | 0.021661 | 0.98461 | -0.29499 | 0.98491 | -0.2891 | 5.9509
76 | 0.53825 | 0.13841 | -0.53582 | -0.13685 | 0.0024369 | 0.0015575 | 0.80357 | 0.80357 | 0.80357 | 0.99827 | -0.03259 | 0.99333 | -0.12621 | 55.1901
77 | -0.53825 | -0.13841 | 0.53911 | 0.13895 | 0.00085401 | 0.00054583 | 0.80357 | 0.80357 | 0.80357 | 0.99827 | -0.03259 | 1 | 0 | 55.1901
78 | 0.31257 | 0.079396 | -0.31244 | -0.079308 | 0.00013779 | 8.7839e-05 | 0.46861 | 0.46861 | 0.46861 | 0.99333 | -0.12621 | 0.99286 | -0.13537 | 32.1848
79 | 0.22324 | 0.057453 | -0.22309 | -0.057357 | 0.00015045 | 9.5548e-05 | 0.33496 | 0.33496 | 0.33496 | 0.99333 | -0.12621 | 0.9926 | -0.14008 | 23.0054
80 | 0.063428 | 0.016119 | -0.063368 | -0.016081 | 5.9965e-05 | 3.8143e-05 | 0.09446 | 0.094461 | 0.094461 | 1 | 0 | 0.99897 | -0.019654 | 25.9507
81 | 0.0090931 | 0.0022792 | -0.009092 | -0.0022787 | 1.123e-06 | 5.1719e-07 | 0.013744 | 0.013745 | 0.013745 | 0.98445 | -0.29806 | 0.98432 | -0.30065 | 3.776
82 | -0.0090931 | -0.0022792 | 0.0090943 | 0.0022797 | 1.2102e-06 | 5.5727e-07 | 0.013744 | 0.013744 | 0.013744 | 0.98445 | -0.29806 | 0.9846 | -0.29527 | 3.7759
83 | -0.017205 | -0.0043124 | 0.017209 | 0.0043149 | 4.2544e-06 | 2.5093e-06 | 0.026002 | 0.026002 | 0.026002 | 0.9846 | -0.29527 | 0.98486 | -0.29008 | 7.1434
84 | 0.0044974 | 0.0011266 | -0.0044962 | -0.0011267 | 1.1911e-06 | -7.7996e-08 | 0.0068642 | 0.0068645 | 0.0068645 | 0.97492 | -0.48405 | 0.97463 | -0.48961 | 1.8859
85 | -0.0044974 | -0.0011266 | 0.0044977 | 0.0011266 | 2.8282e-07 | -1.8603e-08 | 0.0068642 | 0.0068641 | 0.0068642 | 0.97492 | -0.48405 | 0.97498 | -0.48273 | 1.8858
86 | 0.0044962 | 0.0011267 | -0.0044958 | -0.0011267 | 4.4243e-07 | -2.883e-08 | 0.0068645 | 0.0068646 | 0.0068646 | 0.97463 | -0.48961 | 0.97453 | -0.49167 | 1.8859
87 | -0.0055713 | -0.0013957 | 0.0055715 | 0.0013957 | 2.3182e-07 | 4.1721e-08 | 0.0085026 | 0.0085026 | 0.0085026 | 0.97498 | -0.48273 | 0.97503 | -0.48185 | 2.3359
88 | 0.31244 | 0.079308 | -0.31228 | -0.079207 | 0.00015774 | 0.00010056 | 0.46861 | 0.46861 | 0.46861 | 0.99286 | -0.13537 | 0.99231 | -0.14587 | 32.1848
89 | -0.20622 | -0.052407 | 0.20695 | 0.052873 | 0.00073402 | 0.00046569 | 0.3124 | 0.3124 | 0.3124 | 0.98306 | -0.32291 | 0.98688 | -0.24927 | 21.4562
90 | 0.20622 | 0.052407 | -0.20547 | -0.051935 | 0.00074412 | 0.00047213 | 0.3124 | 0.3124 | 0.3124 | 0.98306 | -0.32291 | 0.97919 | -0.39814 | 21.4563
91 | 0.0057606 | 0.0014416 | -0.0057605 | -0.0014423 | 1.0629e-07 | -7.0012e-07 | 0.008685 | 0.0086853 | 0.0086853 | 0.98688 | -0.24927 | 0.98686 | -0.24966 | 0.59652
92 | -0.21271 | -0.054314 | 0.21291 | 0.054438 | 0.0001945 | 0.00012345 | 0.32109 | 0.32109 | 0.32109 | 0.98688 | -0.24927 | 0.98787 | -0.23037 | 22.0526
93 | 0.20168 | 0.050984 | -0.20146 | -0.050844 | 0.00022037 | 0.00013978 | 0.30664 | 0.30664 | 0.30664 | 0.97919 | -0.39814 | 0.97802 | -0.42095 | 21.0604
94 | -0.020704 | -0.0051935 | 0.020709 | 0.0051965 | 4.8773e-06 | 2.9511e-06 | 0.031229 | 0.031229 | 0.031229 | 0.98659 | -0.25645 | 0.98684 | -0.25151 | 8.5793
95 | 0.020704 | 0.0051935 | -0.020699 | -0.0051905 | 5.0465e-06 | 3.0536e-06 | 0.031229 | 0.031229 | 0.031229 | 0.98659 | -0.25645 | 0.98633 | -0.26157 | 8.5793
96 | -0.022345 | -0.0056066 | 0.022348 | 0.0056071 | 3.0472e-06 | 4.8698e-07 | 0.033696 | 0.033695 | 0.033696 | 0.98684 | -0.25151 | 0.98699 | -0.24865 | 2.3143
97 | 0.017732 | 0.0044468 | -0.017729 | -0.0044452 | 2.6129e-06 | 1.548e-06 | 0.026752 | 0.026752 | 0.026752 | 0.98633 | -0.26157 | 0.98617 | -0.26466 | 7.3495
98 | 0.0081122 | 0.0020332 | -0.0081113 | -0.0020329 | 8.558e-07 | 3.5471e-07 | 0.012261 | 0.012261 | 0.012261 | 0.9845 | -0.29711 | 0.98439 | -0.29932 | 3.3685
99 | -0.0081122 | -0.0020332 | 0.0081131 | 0.0020336 | 9.28e-07 | 3.8458e-07 | 0.012261 | 0.012261 | 0.012261 | 0.9845 | -0.29711 | 0.98462 | -0.29471 | 3.3684
100 | -0.016222 | -0.0040658 | 0.016225 | 0.0040679 | 3.5788e-06 | 2.0884e-06 | 0.024515 | 0.024515 | 0.024515 | 0.98462 | -0.29471 | 0.98486 | -0.29008 | 6.735
101 | -0.033434 | -0.0083829 | 0.03345 | 0.0083917 | 1.508e-05 | 8.8488e-06 | 0.050517 | 0.050517 | 0.050517 | 0.98486 | -0.29008 | 0.98535 | -0.28062 | 6.9391
102 | -0.040478 | -0.010153 | 0.040491 | 0.010161 | 1.3095e-05 | 7.9043e-06 | 0.06113 | 0.06113 | 0.06113 | 0.98535 | -0.28062 | 0.98569 | -0.27383 | 8.397
103 | 0.007028 | 0.0017613 | -0.0070278 | -0.0017612 | 2.3454e-07 | 7.9381e-08 | 0.010613 | 0.010613 | 0.010613 | 0.98535 | -0.28062 | 0.98531 | -0.28132 | 2.9157
104 | -0.0016945 | -0.0004245 | 0.0016945 | 0.00042362 | 1.1194e-08 | -8.7806e-07 | 0.0025901 | 0.0025898 | 0.0025901 | 0.97348 | -0.51005 | 0.97349 | -0.50991 | 0.17789
105 | 0.0016945 | 0.0004245 | -0.0016945 | -0.00042469 | 9.8796e-09 | -1.8897e-07 | 0.0025901 | 0.0025902 | 0.0025902 | 0.97348 | -0.51005 | 0.97347 | -0.51017 | 0.35579
106 | -0.0040486 | -0.0010136 | 0.0040486 | 0.001013 | 4.4383e-08 | -5.8647e-07 | 0.0061881 | 0.0061879 | 0.0061881 | 0.97349 | -0.50991 | 0.9735 | -0.50968 | 0.42501
107 | 0.063024 | 0.015982 | -0.062925 | -0.01592 | 9.8277e-05 | 6.251e-05 | 0.093998 | 0.093998 | 0.093998 | 0.99839 | -0.030668 | 0.99669 | -0.063161 | 25.8235
108 | -0.063024 | -0.015982 | 0.063057 | 0.016003 | 3.3388e-05 | 2.1237e-05 | 0.093998 | 0.093998 | 0.093998 | 0.99839 | -0.030668 | 0.99897 | -0.019654 | 25.8235
109 | 0.061843 | 0.015648 | -0.061778 | -0.015607 | 6.4818e-05 | 4.122e-05 | 0.092381 | 0.092382 | 0.092382 | 0.99669 | -0.063161 | 0.99555 | -0.085025 | 25.3796
110 | 0.00031089 | 7.7724e-05 | -0.00031089 | -7.7917e-05 | 1.1872e-09 | -1.9254e-07 | 0.00046302 | 0.00046309 | 0.00046309 | 0.99897 | -0.019654 | 0.99896 | -0.019734 | 0.12722
111 | 0.0034904 | 0.00087438 | -0.0034903 | -0.00087475 | 8.4451e-08 | -3.6146e-07 | 0.0052628 | 0.005263 | 0.005263 | 0.98684 | -0.24998 | 0.98682 | -0.25049 | 0.72293
112 | -0.0034904 | -0.00087438 | 0.0034904 | 0.00087337 | 5.3327e-08 | -1.0155e-06 | 0.0052628 | 0.0052624 | 0.0052628 | 0.98684 | -0.24998 | 0.98686 | -0.24966 | 0.36146
113 | -0.068975 | -0.017328 | 0.068979 | 0.017331 | 4.2501e-06 | 2.5174e-06 | 0.10546 | 0.10546 | 0.10546 | 0.97334 | -0.51273 | 0.97341 | -0.51144 | 7.2433
114 | 0.068975 | 0.017328 | -0.068954 | -0.017316 | 2.1263e-05 | 1.2595e-05 | 0.10546 | 0.10546 | 0.10546 | 0.97334 | -0.51273 | 0.97302 | -0.51919 | 7.2433
115 | -0.096056 | -0.02413 | 0.096064 | 0.024135 | 8.0513e-06 | 4.9548e-06 | 0.14686 | 0.14686 | 0.14686 | 0.97341 | -0.51144 | 0.9735 | -0.50968 | 10.0864
116 | 0.067085 | 0.016847 | -0.067074 | -0.01684 | 1.1637e-05 | 6.862e-06 | 0.1026 | 0.1026 | 0.1026 | 0.97302 | -0.51919 | 0.97283 | -0.52283 | 7.047
117 | 0.2144 | 0.054871 | -0.21425 | -0.054775 | 0.00015107 | 9.5896e-05 | 0.32311 | 0.32311 | 0.32311 | 0.98863 | -0.21581 | 0.98787 | -0.23037 | 22.1918
118 | 0.018729 | 0.0046948 | -0.018725 | -0.0046927 | 3.5279e-06 | 2.1073e-06 | 0.028243 | 0.028244 | 0.028244 | 0.98673 | -0.25332 | 0.98653 | -0.25727 | 7.7592
119 | -0.13705 | -0.034658 | 0.1371 | 0.034692 | 5.3038e-05 | 3.3268e-05 | 0.20678 | 0.20678 | 0.20678 | 0.98673 | -0.25332 | 0.98715 | -0.24525 | 14.2021
120 | -0.10011 | -0.025148 | 0.10015 | 0.025171 | 3.7409e-05 | 2.3094e-05 | 0.15305 | 0.15305 | 0.15305 | 0.9735 | -0.50968 | 0.97389 | -0.50185 | 10.5114
121 | 0.010233 | 0.0025651 | -0.010232 | -0.0025649 | 3.7181e-07 | 1.8654e-07 | 0.015562 | 0.015562 | 0.015562 | 0.97845 | -0.41458 | 0.97841 | -0.41535 | 4.2753
122 | 0.044929 | 0.011295 | -0.044912 | -0.011284 | 1.6859e-05 | 1.0669e-05 | 0.06834 | 0.06834 | 0.06834 | 0.97845 | -0.41458 | 0.97805 | -0.42244 | 18.7747
123 | -0.055162 | -0.01386 | 0.055207 | 0.013889 | 4.5742e-05 | 2.9057e-05 | 0.083902 | 0.083902 | 0.083902 | 0.97845 | -0.41458 | 0.97933 | -0.39723 | 23.05
124 | 0.010232 | 0.0025649 | -0.010231 | -0.002564 | 1.7484e-06 | 8.7723e-07 | 0.015562 | 0.015562 | 0.015562 | 0.97841 | -0.41535 | 0.97823 | -0.41893 | 4.2753
125 | 0.036755 | 0.0092396 | -0.036733 | -0.009226 | 2.1658e-05 | 1.3629e-05 | 0.05593 | 0.05593 | 0.05593 | 0.97805 | -0.42244 | 0.97742 | -0.43479 | 15.3653
126 | 0.0081569 | 0.0020446 | -0.0081564 | -0.0020444 | 5.1667e-07 | 2.1841e-07 | 0.01241 | 0.01241 | 0.01241 | 0.97805 | -0.42244 | 0.97798 | -0.42377 | 3.4094
127 | -0.05715 | -0.014376 | 0.057208 | 0.014413 | 5.7855e-05 | 3.6769e-05 | 0.086853 | 0.086853 | 0.086853 | 0.97933 | -0.39723 | 0.98042 | -0.37606 | 23.8608
128 | 0.033951 | 0.0085285 | -0.033935 | -0.0085187 | 1.5555e-05 | 9.7609e-06 | 0.051693 | 0.051693 | 0.051693 | 0.97742 | -0.43479 | 0.97693 | -0.4444 | 14.2014
129 | 0.0081564 | 0.0020444 | -0.0081552 | -0.0020439 | 1.2117e-06 | 5.1229e-07 | 0.01241 | 0.01241 | 0.01241 | 0.97798 | -0.42377 | 0.97782 | -0.42689 | 3.4094
130 | 0.033935 | 0.0085187 | -0.033926 | -0.0085129 | 9.3423e-06 | 5.8624e-06 | 0.051693 | 0.051693 | 0.051693 | 0.97693 | -0.4444 | 0.97664 | -0.45017 | 14.2014
131 | 0.013865 | 0.003476 | -0.01386 | -0.0034729 | 5.4168e-06 | 3.0636e-06 | 0.021147 | 0.021147 | 0.021147 | 0.97563 | -0.47001 | 0.97521 | -0.47822 | 5.8097
132 | 0.0021133 | 0.00052949 | -0.0021132 | -0.00052962 | 4.9757e-08 | -1.2583e-07 | 0.0032323 | 0.0032324 | 0.0032324 | 0.97283 | -0.52283 | 0.97281 | -0.52332 | 0.88802
133 | 0.06496 | 0.016311 | -0.064911 | -0.016282 | 4.9029e-05 | 2.8751e-05 | 0.099372 | 0.099373 | 0.099373 | 0.97283 | -0.52283 | 0.97203 | -0.53866 | 6.8251
134 | 0.024863 | 0.0062371 | -0.024831 | -0.0062233 | 3.1872e-05 | 1.3863e-05 | 0.038063 | 0.038066 | 0.038066 | 0.97203 | -0.53866 | 0.97067 | -0.56557 | 3.4859
135 | 0.0096562 | 0.0024217 | -0.0096494 | -0.0024184 | 6.7329e-06 | 3.2914e-06 | 0.014783 | 0.014783 | 0.014783 | 0.97203 | -0.53866 | 0.97129 | -0.5533 | 4.0613
136 | 0.030392 | 0.0076233 | -0.030373 | -0.0076122 | 1.9191e-05 | 1.1111e-05 | 0.046528 | 0.046528 | 0.046528 | 0.97203 | -0.53866 | 0.97136 | -0.55191 | 6.3912
137 | 0.057583 | 0.014557 | -0.057558 | -0.014541 | 2.4808e-05 | 1.5761e-05 | 0.086112 | 0.086112 | 0.086112 | 0.99555 | -0.085025 | 0.99508 | -0.094013 | 23.6571
138 | 0.057077 | 0.014421 | -0.057028 | -0.01439 | 4.8761e-05 | 3.0976e-05 | 0.085392 | 0.085392 | 0.085392 | 0.99508 | -0.094013 | 0.99415 | -0.11185 | 23.4595
139 | -0.009391 | -0.0023486 | 0.0093981 | 0.0023486 | 7.1248e-06 | -1.0971e-08 | 0.014369 | 0.014367 | 0.014369 | 0.97241 | -0.53121 | 0.97322 | -0.51526 | 1.9737
140 | -0.0093981 | -0.0023486 | 0.009399 | 0.0023468 | 8.8451e-07 | -1.7062e-06 | 0.014367 | 0.014366 | 0.014367 | 0.97322 | -0.51526 | 0.97332 | -0.51328 | 0.98674
141 | 0.0024085 | 0.00060266 | -0.0024085 | -0.00060363 | 4.5348e-08 | -9.6868e-07 | 0.0036818 | 0.0036822 | 0.0036822 | 0.97332 | -0.51328 | 0.9733 | -0.51367 | 0.3372
142 | 0.048576 | 0.01219 | -0.048569 | -0.012186 | 6.4986e-06 | 3.5344e-06 | 0.074269 | 0.074269 | 0.074269 | 0.97332 | -0.51328 | 0.97318 | -0.51608 | 5.1009
143 | -0.060384 | -0.015139 | 0.060394 | 0.015145 | 1.0471e-05 | 6.0498e-06 | 0.092317 | 0.092317 | 0.092317 | 0.97332 | -0.51328 | 0.9735 | -0.50964 | 6.3404
144 | 0.047714 | 0.011972 | -0.04771 | -0.01197 | 4.709e-06 | 2.5449e-06 | 0.072962 | 0.072962 | 0.072962 | 0.97318 | -0.51608 | 0.97307 | -0.51815 | 5.0111
145 | -0.061112 | -0.015325 | 0.061116 | 0.015328 | 3.8661e-06 | 2.2393e-06 | 0.093415 | 0.093414 | 0.093415 | 0.9735 | -0.50964 | 0.97357 | -0.50831 | 6.4158
146 | 0.0034943 | 0.00087573 | -0.0034943 | -0.00087574 | 2.8138e-08 | -1.4294e-08 | 0.0053575 | 0.0053576 | 0.0053576 | 0.97051 | -0.56894 | 0.9705 | -0.56911 | 1.4719
147 | 0.00055957 | 0.00013986 | -0.00055957 | -0.00014016 | 6.8216e-09 | -3.0121e-07 | 0.00085772 | 0.00085783 | 0.00085783 | 0.97062 | -0.56665 | 0.97061 | -0.56691 | 0.23567
148 | 0.0016792 | 0.00042076 | -0.0016792 | -0.00042083 | 1.5904e-08 | -6.8916e-08 | 0.0025743 | 0.0025744 | 0.0025744 | 0.97062 | -0.56665 | 0.97061 | -0.56685 | 0.70724
149 | 0.04771 | 0.01197 | -0.047709 | -0.011969 | 1.1676e-06 | 6.3099e-07 | 0.072962 | 0.072962 | 0.072962 | 0.97307 | -0.51815 | 0.97305 | -0.51866 | 5.0111
150 | -0.061993 | -0.015547 | 0.061999 | 0.015551 | 6.0792e-06 | 3.5314e-06 | 0.094754 | 0.094754 | 0.094754 | 0.97357 | -0.50831 | 0.97367 | -0.50625 | 6.5078
151 | 0.00011046 | 2.7602e-05 | -0.00011046 | -2.7684e-05 | 7.1445e-11 | -8.2084e-08 | 0.00016931 | 0.00016934 | 0.00016934 | 0.97061 | -0.56691 | 0.97061 | -0.56692 | 0.046523
152 | 0.00083919 | 0.00021029 | -0.00083919 | -0.00021032 | 1.5576e-09 | -3.0019e-08 | 0.0012865 | 0.0012865 | 0.0012865 | 0.97061 | -0.56685 | 0.97061 | -0.56689 | 0.35344
153 | 0.046367 | 0.011633 | -0.046357 | -0.011628 | 9.6532e-06 | 5.1608e-06 | 0.07091 | 0.070911 | 0.070911 | 0.97305 | -0.51866 | 0.97282 | -0.52303 | 4.8703
154 | -0.062582 | -0.015697 | 0.062604 | 0.01571 | 2.2585e-05 | 1.3144e-05 | 0.095645 | 0.095644 | 0.095645 | 0.97367 | -0.50625 | 0.97406 | -0.49869 | 6.569
155 | -0.022348 | -0.0056071 | 0.02235 | 0.0056074 | 2.0187e-06 | 3.2235e-07 | 0.033695 | 0.033695 | 0.033695 | 0.98699 | -0.24865 | 0.98709 | -0.24676 | 2.3142
156 | 0.015411 | 0.0038642 | -0.015409 | -0.0038633 | 1.5907e-06 | 9.18e-07 | 0.023254 | 0.023254 | 0.023254 | 0.98617 | -0.26466 | 0.98606 | -0.26683 | 6.3885
157 | 0.20031 | 0.050557 | -0.20031 | -0.050553 | 5.7595e-06 | 3.6529e-06 | 0.30489 | 0.30489 | 0.30489 | 0.97802 | -0.42095 | 0.97799 | -0.42155 | 20.9405
158 | 0.077054 | 0.019341 | -0.077024 | -0.019323 | 2.9066e-05 | 1.7433e-05 | 0.11628 | 0.11628 | 0.11628 | 0.9861 | -0.26592 | 0.98569 | -0.27383 | 7.9865
159 | 0.014485 | 0.0036315 | -0.014485 | -0.0036312 | 5.3812e-07 | 3.0604e-07 | 0.021852 | 0.021852 | 0.021852 | 0.9864 | -0.26012 | 0.98636 | -0.2609 | 6.0033
160 | -0.018183 | -0.0045594 | 0.018185 | 0.0045593 | 1.2579e-06 | -5.0893e-08 | 0.027858 | 0.027858 | 0.027858 | 0.97127 | -0.55386 | 0.97134 | -0.55241 | 1.9133
161 | 0.013632 | 0.0034179 | -0.013629 | -0.0034162 | 3.0132e-06 | 1.7012e-06 | 0.0209 | 0.0209 | 0.0209 | 0.97059 | -0.56716 | 0.97036 | -0.5718 | 5.7419
162 | -0.021473 | -0.005383 | 0.021479 | 0.0053868 | 6.2292e-06 | 3.7858e-06 | 0.032442 | 0.032442 | 0.032442 | 0.98491 | -0.2891 | 0.98522 | -0.28302 | 8.9126
163 | 0.0033506 | 0.00083955 | -0.0033505 | -0.0008396 | 8.0129e-08 | -5.5786e-08 | 0.0050508 | 0.0050509 | 0.0050509 | 0.98711 | -0.2463 | 0.98708 | -0.2468 | 1.3876
164 | 0.10714 | 0.027055 | -0.1071 | -0.027031 | 3.7354e-05 | 2.3714e-05 | 0.16208 | 0.16208 | 0.16208 | 0.98404 | -0.30557 | 0.98366 | -0.31285 | 22.2643
165 | 0.00083128 | 0.0002082 | -0.00083127 | -0.00020834 | 6.3864e-09 | -1.3331e-07 | 0.0012559 | 0.0012559 | 0.0012559 | 0.98488 | -0.28917 | 0.98487 | -0.28933 | 0.34504
166 | -0.15449 | -0.038852 | 0.15453 | 0.038878 | 4.0946e-05 | 2.5791e-05 | 0.23262 | 0.23262 | 0.23262 | 0.98843 | -0.22063 | 0.98872 | -0.21508 | 15.9767
167 | 0.00145 | 0.00036313 | -0.0014499 | -0.00036339 | 3.9329e-08 | -2.5479e-07 | 0.002187 | 0.0021871 | 0.0021871 | 0.98653 | -0.25727 | 0.9865 | -0.25784 | 0.60084
168 | -0.14033 | -0.035501 | 0.14047 | 0.035592 | 0.00014564 | 9.1432e-05 | 0.21165 | 0.21165 | 0.21165 | 0.98715 | -0.24525 | 0.98827 | -0.22365 | 14.5363
169 | 0.31038 | 0.078731 | -0.31026 | -0.078656 | 0.0001182 | 7.5348e-05 | 0.46576 | 0.46576 | 0.46576 | 0.99231 | -0.14587 | 0.9919 | -0.15379 | 31.9893
170 | 0.0010861 | 0.0002721 | -0.0010861 | -0.0002722 | 8.5424e-09 | -9.9838e-08 | 0.00165 | 0.00165 | 0.00165 | 0.97946 | -0.39485 | 0.97945 | -0.39502 | 0.45331
171 | -0.0010861 | -0.0002721 | 0.0010861 | 0.00027208 | 2.1769e-09 | -2.5443e-08 | 0.00165 | 0.00165 | 0.00165 | 0.97946 | -0.39485 | 0.97946 | -0.39481 | 0.4533
172 | -0.0022635 | -0.00056715 | 0.0022635 | 0.00056703 | 5.4739e-08 | -1.2034e-07 | 0.0034387 | 0.0034386 | 0.0034387 | 0.97946 | -0.39481 | 0.97949 | -0.3943 | 0.94469
173 | 0.0027845 | 0.00069757 | -0.0027843 | -0.00069781 | 1.9605e-07 | -2.3559e-07 | 0.0042494 | 0.0042495 | 0.0042495 | 0.97503 | -0.48185 | 0.97495 | -0.48333 | 1.1674
174 | -0.008356 | -0.0020933 | 0.0083574 | 0.0020939 | 1.4475e-06 | 6.3028e-07 | 0.012752 | 0.012752 | 0.012752 | 0.97503 | -0.48185 | 0.97521 | -0.47822 | 3.5033
175 | -0.10168 | -0.025555 | 0.10175 | 0.0256 | 7.2967e-05 | 4.5093e-05 | 0.15538 | 0.15538 | 0.15538 | 0.97389 | -0.50185 | 0.97466 | -0.48683 | 10.672
176 | 0.0015314 | 0.00038367 | -0.0015314 | -0.0003838 | 2.2928e-08 | -1.2429e-07 | 0.0023398 | 0.0023398 | 0.0023398 | 0.97389 | -0.50185 | 0.97388 | -0.50217 | 0.6428
177 | 0.036534 | 0.0091624 | -0.03653 | -0.0091605 | 4.243e-06 | 1.9571e-06 | 0.055154 | 0.055154 | 0.055154 | 0.98569 | -0.27383 | 0.98557 | -0.27627 | 3.7881
178 | 0.0052292 | 0.0013104 | -0.0052291 | -0.0013104 | 1.0225e-07 | 9.7536e-09 | 0.007897 | 0.0078971 | 0.0078971 | 0.98531 | -0.28132 | 0.98529 | -0.28173 | 2.1695
179 | 0.027446 | 0.0068859 | -0.027429 | -0.0068756 | 1.6665e-05 | 1.0343e-05 | 0.041658 | 0.041659 | 0.041659 | 0.98042 | -0.37606 | 0.97977 | -0.3888 | 11.4447
180 | -0.084654 | -0.021299 | 0.084727 | 0.021345 | 7.3458e-05 | 4.6864e-05 | 0.12851 | 0.12851 | 0.12851 | 0.98042 | -0.37606 | 0.98135 | -0.35791 | 35.3054
181 | 0.1071 | 0.027031 | -0.10706 | -0.027004 | 4.2825e-05 | 2.7353e-05 | 0.16208 | 0.16208 | 0.16208 | 0.98366 | -0.31285 | 0.98323 | -0.3212 | 44.5285
182 | 0.022183 | 0.0055636 | -0.022178 | -0.0055608 | 4.5962e-06 | 2.8037e-06 | 0.033573 | 0.033573 | 0.033573 | 0.98323 | -0.3212 | 0.98301 | -0.32555 | 9.2232
183 | 0.084876 | 0.02144 | -0.084727 | -0.021345 | 0.00014907 | 9.51e-05 | 0.12851 | 0.12851 | 0.12851 | 0.98323 | -0.3212 | 0.98135 | -0.35791 | 35.3053
184 | 0.013853 | 0.003472 | -0.013851 | -0.0034708 | 2.1098e-06 | 1.1902e-06 | 0.021039 | 0.021039 | 0.021039 | 0.97977 | -0.3888 | 0.9796 | -0.392 | 5.78
185 | 0.013576 | 0.0034036 | -0.013573 | -0.0034017 | 3.4677e-06 | 1.9455e-06 | 0.020619 | 0.020619 | 0.020619 | 0.97977 | -0.3888 | 0.97949 | -0.39416 | 5.6647
186 | -0.020075 | -0.0050335 | 0.020084 | 0.0050393 | 9.5769e-06 | 5.771e-06 | 0.030231 | 0.03023 | 0.030231 | 0.98815 | -0.22797 | 0.98866 | -0.21797 | 8.3051
187 | 0.020075 | 0.0050335 | -0.02007 | -0.0050305 | 4.9774e-06 | 2.9995e-06 | 0.030231 | 0.030231 | 0.030231 | 0.98815 | -0.22797 | 0.98788 | -0.23318 | 8.3051
188 | -0.020084 | -0.0050393 | 0.020085 | 0.0050398 | 8.4673e-07 | 5.1022e-07 | 0.03023 | 0.03023 | 0.03023 | 0.98866 | -0.21797 | 0.98871 | -0.21708 | 8.3051
189 | 0.014228 | 0.0035666 | -0.014228 | -0.0035662 | 6.0761e-07 | 3.4371e-07 | 0.021432 | 0.021432 | 0.021432 | 0.98788 | -0.23318 | 0.98784 | -0.23407 | 5.888
190 | 0.010025 | 0.0025126 | -0.010025 | -0.0025124 | 3.768e-07 | 1.8465e-07 | 0.015094 | 0.015095 | 0.015095 | 0.98826 | -0.22589 | 0.98822 | -0.22668 | 4.1468
191 | -0.010025 | -0.0025126 | 0.010026 | 0.0025132 | 1.233e-06 | 6.0421e-07 | 0.015094 | 0.015094 | 0.015094 | 0.98826 | -0.22589 | 0.98839 | -0.22331 | 4.1468
192 | -0.01227 | -0.0030755 | 0.012272 | 0.0030768 | 2.5366e-06 | 1.3693e-06 | 0.018472 | 0.018472 | 0.018472 | 0.98839 | -0.22331 | 0.98861 | -0.21897 | 5.0747
193 | 0.0025914 | 0.0006493 | -0.0025914 | -0.00064942 | 7.3659e-08 | -1.2018e-07 | 0.00389 | 0.0038901 | 0.0038901 | 0.99126 | -0.16765 | 0.99123 | -0.16824 | 1.0687
194 | -0.0025914 | -0.0006493 | 0.0025915 | 0.00064924 | 3.7452e-08 | -6.1112e-08 | 0.00389 | 0.00389 | 0.00389 | 0.99126 | -0.16765 | 0.99128 | -0.16734 | 1.0687
195 | 0.00097859 | 0.00024522 | -0.00097858 | -0.00024525 | 2.1107e-09 | -3.2268e-08 | 0.001469 | 0.001469 | 0.001469 | 0.99123 | -0.16824 | 0.99123 | -0.16829 | 0.40358
196 | -0.048055 | -0.012087 | 0.048074 | 0.012099 | 1.8672e-05 | 1.1827e-05 | 0.072151 | 0.072151 | 0.072151 | 0.99128 | -0.16734 | 0.9917 | -0.15921 | 19.8218
197 | 0.045464 | 0.011438 | -0.045445 | -0.011426 | 1.8316e-05 | 1.1587e-05 | 0.068261 | 0.068261 | 0.068261 | 0.99128 | -0.16734 | 0.99084 | -0.17578 | 18.7532
198 | 0.056389 | 0.01423 | -0.056323 | -0.014188 | 6.5299e-05 | 4.1475e-05 | 0.084435 | 0.084435 | 0.084435 | 0.99415 | -0.11185 | 0.9929 | -0.13606 | 23.1965
199 | 0.00063961 | 0.00016004 | -0.0006396 | -0.0001603 | 6.9955e-09 | -2.5946e-07 | 0.00095726 | 0.00095735 | 0.00095735 | 0.99415 | -0.11185 | 0.99414 | -0.11208 | 0.26301
200 | -0.0022635 | -0.00056703 | 0.0022637 | 0.0005666 | 1.9716e-07 | -4.3356e-07 | 0.0034386 | 0.0034384 | 0.0034386 | 0.97949 | -0.3943 | 0.97958 | -0.39247 | 0.94467
201 | 0.002446 | 0.0006128 | -0.0024459 | -0.00061299 | 1.1112e-07 | -1.9908e-07 | 0.0037155 | 0.0037156 | 0.0037156 | 0.97958 | -0.39247 | 0.97953 | -0.39343 | 1.0208
202 | -0.0047097 | -0.0011794 | 0.0047098 | 0.0011794 | 1.0638e-07 | -1.6998e-09 | 0.0071539 | 0.0071538 | 0.0071539 | 0.97958 | -0.39247 | 0.9796 | -0.392 | 1.9653
203 | 0.020134 | 0.0050485 | -0.020134 | -0.0050484 | 1.2267e-07 | 7.4046e-08 | 0.030478 | 0.030478 | 0.030478 | 0.98301 | -0.32555 | 0.983 | -0.32568 | 8.3732
204 | 0.017451 | 0.004376 | -0.017445 | -0.0043726 | 5.7452e-06 | 3.3987e-06 | 0.026417 | 0.026417 | 0.026417 | 0.983 | -0.32568 | 0.98265 | -0.33259 | 7.2574
205 | 0.0091411 | 0.0022914 | -0.0091394 | -0.0022905 | 1.7896e-06 | 8.3381e-07 | 0.013886 | 0.013886 | 0.013886 | 0.9796 | -0.392 | 0.97939 | -0.39611 | 3.8147
206 | 0.0063718 | 0.0015969 | -0.0063718 | -0.0015969 | 3.2892e-08 | 9.2686e-09 | 0.0096799 | 0.0096799 | 0.0096799 | 0.97949 | -0.39416 | 0.97949 | -0.39427 | 2.6593
207 | 0.013833 | 0.0034674 | -0.013833 | -0.003467 | 8.4589e-07 | 4.7625e-07 | 0.020948 | 0.020948 | 0.020948 | 0.98265 | -0.33259 | 0.98258 | -0.33387 | 5.7549
208 | 0.055725 | 0.014038 | -0.055715 | -0.014032 | 1.0245e-05 | 6.5061e-06 | 0.083538 | 0.083538 | 0.083538 | 0.9929 | -0.13606 | 0.9927 | -0.13991 | 22.9501
209 | 0.004898 | 0.0012272 | -0.0048976 | -0.0012272 | 4.5466e-07 | 2.1922e-10 | 0.0073418 | 0.0073419 | 0.0073419 | 0.9927 | -0.13991 | 0.9926 | -0.14186 | 2.017
210 | 0.050817 | 0.012804 | -0.050794 | -0.01279 | 2.2217e-05 | 1.4087e-05 | 0.076196 | 0.076196 | 0.076196 | 0.9927 | -0.13991 | 0.99222 | -0.14905 | 20.9331
211 | 0.0034014 | 0.00085224 | -0.0034011 | -0.00085241 | 2.3786e-07 | -1.6308e-07 | 0.005099 | 0.0050991 | 0.0050991 | 0.9926 | -0.14186 | 0.99252 | -0.14332 | 1.4009
212 | 0.050291 | 0.012664 | -0.050267 | -0.012649 | 2.442e-05 | 1.5481e-05 | 0.075442 | 0.075442 | 0.075442 | 0.99222 | -0.14905 | 0.9917 | -0.15921 | 20.7258
213 | -0.14047 | -0.035592 | 0.14062 | 0.035686 | 0.0001502 | 9.4292e-05 | 0.21165 | 0.21165 | 0.21165 | 0.98827 | -0.22365 | 0.98942 | -0.20142 | 14.5362
214 | 0.011638 | 0.0029169 | -0.011637 | -0.0029165 | 6.827e-07 | 3.6269e-07 | 0.017624 | 0.017624 | 0.017624 | 0.98258 | -0.33387 | 0.98252 | -0.3351 | 4.8418
215 | 0.039694 | 0.0099745 | -0.03969 | -0.0099721 | 3.8264e-06 | 2.412e-06 | 0.059664 | 0.059664 | 0.059664 | 0.99012 | -0.18973 | 0.99002 | -0.19175 | 16.3911
216 | -0.041316 | -0.010381 | 0.041337 | 0.010395 | 2.1351e-05 | 1.3475e-05 | 0.062102 | 0.062102 | 0.062102 | 0.99012 | -0.18973 | 0.99068 | -0.17891 | 17.0609
217 | 0.037923 | 0.0095292 | -0.037909 | -0.0095206 | 1.3647e-05 | 8.5903e-06 | 0.057008 | 0.057008 | 0.057008 | 0.99002 | -0.19175 | 0.98963 | -0.19929 | 15.6615
218 | -0.041337 | -0.010395 | 0.041344 | 0.010398 | 6.1771e-06 | 3.8983e-06 | 0.062102 | 0.062102 | 0.062102 | 0.99068 | -0.17891 | 0.99084 | -0.17578 | 17.0609
219 | 0.037909 | 0.0095206 | -0.037879 | -0.0095018 | 2.989e-05 | 1.8815e-05 | 0.057008 | 0.057008 | 0.057008 | 0.98963 | -0.19929 | 0.98877 | -0.21583 | 15.6615
220 | 0.016203 | 0.0040628 | -0.016202 | -0.0040622 | 1.1314e-06 | 6.5904e-07 | 0.024385 | 0.024385 | 0.024385 | 0.98877 | -0.21583 | 0.9887 | -0.21729 | 6.6992
221 | 0.021676 | 0.005439 | -0.021675 | -0.0054382 | 1.2985e-06 | 7.893e-07 | 0.032623 | 0.032623 | 0.032623 | 0.98877 | -0.21583 | 0.98871 | -0.21708 | 8.9623
222 | 0.016202 | 0.0040622 | -0.016201 | -0.0040614 | 1.293e-06 | 7.5314e-07 | 0.024385 | 0.024385 | 0.024385 | 0.9887 | -0.21729 | 0.98861 | -0.21897 | 6.6992
223 | -0.00048151 | -0.00012068 | 0.00048151 | 0.00012067 | 6.1618e-11 | -4.029e-09 | 0.00072284 | 0.00072284 | 0.00072284 | 0.99123 | -0.16829 | 0.99123 | -0.16829 | 0.19858
224 | 0.011295 | 0.0028311 | -0.011293 | -0.0028303 | 1.4968e-06 | 7.8144e-07 | 0.017014 | 0.017014 | 0.017014 | 0.98784 | -0.23407 | 0.98769 | -0.23686 | 4.6742
225 | -0.29857 | -0.075461 | 0.29892 | 0.075679 | 0.00034213 | 0.00021803 | 0.44926 | 0.44926 | 0.44926 | 0.98942 | -0.20142 | 0.99066 | -0.17755 | 30.8556
226 | 0.15795 | 0.039774 | -0.15789 | -0.039735 | 6.2484e-05 | 3.9384e-05 | 0.23761 | 0.23761 | 0.23761 | 0.98942 | -0.20142 | 0.989 | -0.20969 | 16.3195
227 | -0.3038 | -0.076902 | 0.30405 | 0.077059 | 0.00024658 | 0.00015716 | 0.45659 | 0.45659 | 0.45659 | 0.99066 | -0.17755 | 0.99154 | -0.16065 | 31.3593
228 | 0.15632 | 0.039341 | -0.15628 | -0.039316 | 4.0227e-05 | 2.5347e-05 | 0.23525 | 0.23525 | 0.23525 | 0.989 | -0.20969 | 0.98872 | -0.21508 | 16.1573
229 | -0.3092 | -0.07835 | 0.3093 | 0.078415 | 0.00010192 | 6.4971e-05 | 0.46432 | 0.46432 | 0.46432 | 0.99154 | -0.16065 | 0.9919 | -0.15379 | 31.89
230 | 0.0034973 | 0.0008763 | -0.0034972 | -0.00087638 | 1.2963e-07 | -7.8892e-08 | 0.0052484 | 0.0052484 | 0.0052484 | 0.99154 | -0.16065 | 0.9915 | -0.16143 | 1.4419
231 | 0.0034972 | 0.00087638 | -0.0034971 | -0.00087645 | 1.117e-07 | -6.7965e-08 | 0.0052484 | 0.0052485 | 0.0052485 | 0.9915 | -0.16143 | 0.99146 | -0.1621 | 1.4419
232 | 0.0047653 | 0.0011943 | -0.0047652 | -0.0011943 | 1.1434e-07 | -2.532e-09 | 0.0071792 | 0.0071793 | 0.0071793 | 0.98769 | -0.23686 | 0.98767 | -0.23736 | 1.9723
233 | 0.0033674 | 0.00084393 | -0.0033674 | -0.00084394 | 2.4141e-08 | -1.444e-08 | 0.0051609 | 0.0051609 | 0.0051609 | 0.9709 | -0.56103 | 0.97089 | -0.56118 | 1.4178
234 | -0.0063553 | -0.0015928 | 0.0063562 | 0.001593 | 8.5116e-07 | 2.4883e-07 | 0.0097403 | 0.0097402 | 0.0097403 | 0.9709 | -0.56103 | 0.97104 | -0.55822 | 2.6759
235 | -0.0079358 | -0.0019889 | 0.0079371 | 0.0019894 | 1.2285e-06 | 5.1216e-07 | 0.012161 | 0.012161 | 0.012161 | 0.97104 | -0.55822 | 0.97121 | -0.55497 | 3.3409
236 | 0.0015796 | 0.00039584 | -0.0015796 | -0.00039589 | 1.1081e-08 | -5.5293e-08 | 0.0024206 | 0.0024206 | 0.0024206 | 0.97104 | -0.55822 | 0.97103 | -0.55837 | 0.66501
237 | -0.015285 | -0.003831 | 0.015287 | 0.0038319 | 1.5993e-06 | 9.2734e-07 | 0.023419 | 0.023419 | 0.023419 | 0.97121 | -0.55497 | 0.97132 | -0.55277 | 6.4338
238 | -0.10259 | -0.025811 | 0.1026 | 0.025811 | 1.2143e-06 | 7.5084e-07 | 0.15667 | 0.15667 | 0.15667 | 0.97466 | -0.48683 | 0.97467 | -0.48659 | 10.7601
239 | -0.11116 | -0.027957 | 0.11125 | 0.028012 | 8.7447e-05 | 5.435e-05 | 0.16974 | 0.16974 | 0.16974 | 0.97467 | -0.48659 | 0.97551 | -0.47013 | 11.6579
240 | 0.0076873 | 0.0019269 | -0.0076857 | -0.0019262 | 1.5872e-06 | 6.3291e-07 | 0.011736 | 0.011736 | 0.011736 | 0.97467 | -0.48659 | 0.97445 | -0.49092 | 3.2243
241 | -0.18723 | -0.047109 | 0.18748 | 0.047264 | 0.00024344 | 0.00015421 | 0.28567 | 0.28567 | 0.28567 | 0.97551 | -0.47013 | 0.97689 | -0.44296 | 19.62
242 | 0.075988 | 0.019098 | -0.075978 | -0.019091 | 1.02e-05 | 6.1239e-06 | 0.11593 | 0.11593 | 0.11593 | 0.97551 | -0.47013 | 0.97536 | -0.47294 | 7.9622
243 | -0.18855 | -0.047533 | 0.18871 | 0.047636 | 0.0001633 | 0.00010345 | 0.2873 | 0.2873 | 0.2873 | 0.97689 | -0.44296 | 0.97782 | -0.42488 | 19.7324
244 | 0.074998 | 0.018846 | -0.074992 | -0.018842 | 5.4778e-06 | 3.283e-06 | 0.11443 | 0.11443 | 0.11443 | 0.97536 | -0.47294 | 0.97529 | -0.47447 | 7.8595
245 | -0.19777 | -0.049906 | 0.19779 | 0.04992 | 2.1655e-05 | 1.3731e-05 | 0.30109 | 0.30109 | 0.30109 | 0.97782 | -0.42488 | 0.97793 | -0.42259 | 20.679
246 | 0.0090571 | 0.0022698 | -0.0090564 | -0.0022694 | 7.117e-07 | 3.3018e-07 | 0.013783 | 0.013783 | 0.013783 | 0.97782 | -0.42488 | 0.97773 | -0.42653 | 3.7865
247 | 0.073928 | 0.018576 | -0.073907 | -0.018563 | 2.1358e-05 | 1.2776e-05 | 0.11281 | 0.11281 | 0.11281 | 0.97529 | -0.47447 | 0.97498 | -0.48053 | 7.7481
248 | -0.19912 | -0.050251 | 0.19913 | 0.050257 | 9.9004e-06 | 6.2785e-06 | 0.3031 | 0.3031 | 0.3031 | 0.97793 | -0.42259 | 0.97799 | -0.42155 | 20.8171
249 | 0.007864 | 0.0019706 | -0.0078634 | -0.0019704 | 5.3497e-07 | 2.1748e-07 | 0.011968 | 0.011968 | 0.011968 | 0.97773 | -0.42653 | 0.97766 | -0.42795 | 3.2879
250 | 0.072174 | 0.018129 | -0.072168 | -0.018125 | 5.7399e-06 | 3.4219e-06 | 0.11017 | 0.11017 | 0.11017 | 0.97498 | -0.48053 | 0.97489 | -0.48219 | 7.5664
251 | -0.0032871 | -0.00082372 | 0.0032871 | 0.00082372 | 8.5847e-09 | -5.6234e-09 | 0.005042 | 0.005042 | 0.005042 | 0.97008 | -0.57728 | 0.97009 | -0.57722 | 1.3852
252 | 0.001675 | 0.0004197 | -0.001675 | -0.00041979 | 2.0606e-08 | -8.9582e-08 | 0.0025692 | 0.0025693 | 0.0025693 | 0.97008 | -0.57728 | 0.97007 | -0.57753 | 0.70584
253 | -0.0056619 | -0.0014189 | 0.0056623 | 0.001419 | 4.4607e-07 | 9.0755e-08 | 0.0086847 | 0.0086846 | 0.0086847 | 0.97009 | -0.57722 | 0.97017 | -0.57557 | 2.3859
254 | -0.0080625 | -0.0020205 | 0.0080625 | 0.0020205 | 7.1342e-08 | 3.0296e-08 | 0.012366 | 0.012366 | 0.012366 | 0.97017 | -0.57557 | 0.97018 | -0.57538 | 3.3972
255 | -0.0098864 | -0.0024777 | 0.009888 | 0.0024784 | 1.5638e-06 | 7.7682e-07 | 0.015163 | 0.015163 | 0.015163 | 0.97018 | -0.57538 | 0.97035 | -0.57206 | 4.1658
256 | -0.011285 | -0.0028285 | 0.011285 | 0.0028286 | 1.3816e-07 | 7.3225e-08 | 0.017305 | 0.017305 | 0.017305 | 0.97035 | -0.57206 | 0.97036 | -0.5718 | 4.7542
257 | -0.020386 | -0.0051111 | 0.020388 | 0.0051113 | 2.1428e-06 | 2.1098e-07 | 0.031231 | 0.03123 | 0.031231 | 0.97134 | -0.55241 | 0.97145 | -0.5502 | 2.145
258 | -0.022427 | -0.0056223 | 0.022431 | 0.005623 | 3.2651e-06 | 6.2793e-07 | 0.034354 | 0.034353 | 0.034354 | 0.97145 | -0.5502 | 0.9716 | -0.54714 | 2.3594
259 | -0.0082193 | -0.00206 | 0.0082208 | 0.0020606 | 1.4145e-06 | 5.9375e-07 | 0.012416 | 0.012416 | 0.012416 | 0.98504 | -0.28663 | 0.98522 | -0.28302 | 3.4111
260 | -0.0297 | -0.0074474 | 0.029705 | 0.0074494 | 5.4877e-06 | 2.0301e-06 | 0.044858 | 0.044858 | 0.044858 | 0.98522 | -0.28302 | 0.98542 | -0.27914 | 3.0809
261 | -0.032426 | -0.0081313 | 0.03243 | 0.0081331 | 4.4375e-06 | 1.8338e-06 | 0.048966 | 0.048965 | 0.048966 | 0.98542 | -0.27914 | 0.98557 | -0.27627 | 3.363
262 | 0.0011631 | 0.00029137 | -0.0011631 | -0.00029149 | 1.1289e-08 | -1.1795e-07 | 0.0017533 | 0.0017533 | 0.0017533 | 0.98708 | -0.2468 | 0.98707 | -0.247 | 0.48168
263 | 0.012731 | 0.0031915 | -0.012727 | -0.0031897 | 3.2697e-06 | 1.791e-06 | 0.019206 | 0.019206 | 0.019206 | 0.98636 | -0.2609 | 0.98608 | -0.26629 | 5.2763
264 | 0.0034865 | 0.0008737 | -0.0034864 | -0.00087374 | 6.598e-08 | -3.8597e-08 | 0.0052654 | 0.0052654 | 0.0052654 | 0.98529 | -0.28173 | 0.98527 | -0.28212 | 1.4465
265 | 0.0014531 | 0.00036414 | -0.0014531 | -0.00036418 | 6.9971e-09 | -4.4862e-08 | 0.0021946 | 0.0021946 | 0.0021946 | 0.98527 | -0.28212 | 0.98526 | -0.28223 | 0.60291
266 | -0.0019299 | -0.00048367 | 0.0019299 | 0.00048363 | 1.1569e-08 | -3.8952e-08 | 0.002913 | 0.0029129 | 0.002913 | 0.98582 | -0.27145 | 0.98583 | -0.27133 | 0.80026
267 | 0.010371 | 0.0025997 | -0.010369 | -0.0025986 | 2.1616e-06 | 1.0836e-06 | 0.015654 | 0.015654 | 0.015654 | 0.98583 | -0.27133 | 0.9856 | -0.2757 | 4.3005
268 | -0.012301 | -0.0030833 | 0.012301 | 0.0030837 | 8.0778e-07 | 4.373e-07 | 0.018567 | 0.018567 | 0.018567 | 0.98583 | -0.27133 | 0.9859 | -0.26995 | 5.1008
269 | -0.0048755 | -0.0012219 | 0.0048757 | 0.0012219 | 1.5496e-07 | 1.7983e-09 | 0.0073575 | 0.0073575 | 0.0073575 | 0.98605 | -0.26696 | 0.98608 | -0.26629 | 2.0213
270 | -0.013582 | -0.0034047 | 0.013582 | 0.0034049 | 3.3925e-07 | 1.8966e-07 | 0.020499 | 0.020499 | 0.020499 | 0.9859 | -0.26995 | 0.98592 | -0.26942 | 5.6317
271 | -0.013582 | -0.0034049 | 0.013584 | 0.0034057 | 1.4253e-06 | 7.9686e-07 | 0.020499 | 0.020499 | 0.020499 | 0.98592 | -0.26942 | 0.98604 | -0.26722 | 5.6317
272 | -0.013584 | -0.0034057 | 0.013584 | 0.0034058 | 2.5553e-07 | 1.4286e-07 | 0.020499 | 0.020499 | 0.020499 | 0.98604 | -0.26722 | 0.98606 | -0.26683 | 5.6317
273 | -0.0034456 | -0.00086349 | 0.0034459 | 0.00086334 | 2.5659e-07 | -1.4763e-07 | 0.0052449 | 0.0052448 | 0.0052449 | 0.97753 | -0.43048 | 0.97761 | -0.42891 | 1.4409
274 | 0.0011738 | 0.00029412 | -0.0011738 | -0.00029418 | 5.8782e-09 | -5.7791e-08 | 0.0017868 | 0.0017868 | 0.0017868 | 0.97753 | -0.43048 | 0.97753 | -0.43058 | 0.49087
275 | 0.0032118 | 0.00080481 | -0.0032116 | -0.00080491 | 1.3437e-07 | -1.0199e-07 | 0.0048886 | 0.0048886 | 0.0048886 | 0.97761 | -0.42891 | 0.97757 | -0.42979 | 1.343
276 | -0.0066576 | -0.0016682 | 0.0066579 | 0.0016682 | 3.0355e-07 | 9.5426e-08 | 0.010133 | 0.010133 | 0.010133 | 0.97761 | -0.42891 | 0.97766 | -0.42795 | 2.7839
277 | -0.0017278 | -0.00043303 | 0.0017279 | 0.00043275 | 6.9126e-08 | -2.8198e-07 | 0.0026458 | 0.0026457 | 0.0026458 | 0.97172 | -0.54483 | 0.97176 | -0.54399 | 0.72687
278 | 0.025195 | 0.0063159 | -0.025191 | -0.0063148 | 3.7826e-06 | 1.0778e-06 | 0.03858 | 0.038581 | 0.038581 | 0.97176 | -0.54399 | 0.9716 | -0.54714 | 2.6498
279 | -0.026923 | -0.0067486 | 0.026926 | 0.0067496 | 2.9846e-06 | 9.8177e-07 | 0.041226 | 0.041226 | 0.041226 | 0.97176 | -0.54399 | 0.97188 | -0.54167 | 2.8315
280 | -0.028063 | -0.0070347 | 0.028063 | 0.0070348 | 3.6875e-07 | 1.3039e-07 | 0.042967 | 0.042967 | 0.042967 | 0.97188 | -0.54167 | 0.9719 | -0.54139 | 2.951
281 | 0.071104 | 0.017859 | -0.071103 | -0.017858 | 1.947e-07 | 1.1582e-07 | 0.10854 | 0.10854 | 0.10854 | 0.97489 | -0.48219 | 0.97489 | -0.48225 | 7.4548
282 | 0.06993 | 0.017564 | -0.069902 | -0.017548 | 2.762e-05 | 1.6388e-05 | 0.10675 | 0.10675 | 0.10675 | 0.97489 | -0.48225 | 0.97447 | -0.49053 | 7.3318
283 | 0.068762 | 0.017262 | -0.068762 | -0.017262 | 5.1388e-07 | 3.0411e-07 | 0.10501 | 0.10501 | 0.10501 | 0.97447 | -0.49053 | 0.97446 | -0.49069 | 7.2122
284 | 0.066556 | 0.016709 | -0.06654 | -0.0167 | 1.6229e-05 | 9.5521e-06 | 0.10164 | 0.10164 | 0.10164 | 0.97446 | -0.49069 | 0.9742 | -0.4958 | 6.981
285 | 0.066006 | 0.016566 | -0.065997 | -0.016561 | 9.0483e-06 | 5.3182e-06 | 0.10083 | 0.10083 | 0.10083 | 0.9742 | -0.4958 | 0.97406 | -0.49868 | 6.925
286 | 0.064571 | 0.016203 | -0.064571 | -0.016203 | 2.5583e-08 | 1.4959e-08 | 0.098649 | 0.098649 | 0.098649 | 0.97406 | -0.49868 | 0.97406 | -0.49869 | 6.7754
287 | -0.029797 | -0.0074692 | 0.029797 | 0.0074694 | 4.3363e-07 | 1.6736e-07 | 0.045621 | 0.045621 | 0.045621 | 0.9719 | -0.54139 | 0.97191 | -0.54109 | 3.1333
288 | 0.001326 | 0.00033213 | -0.001326 | -0.00033232 | 2.477e-08 | -1.8277e-07 | 0.00203 | 0.0020301 | 0.0020301 | 0.97191 | -0.54109 | 0.97189 | -0.54148 | 0.55772
289 | -0.031123 | -0.0078015 | 0.031127 | 0.007803 | 3.5225e-06 | 1.434e-06 | 0.047651 | 0.047651 | 0.047651 | 0.97191 | -0.54109 | 0.97203 | -0.53871 | 3.2727
290 | 0.0452 | 0.011337 | -0.045189 | -0.011332 | 1.1008e-05 | 5.8254e-06 | 0.069141 | 0.069141 | 0.069141 | 0.97282 | -0.52303 | 0.97257 | -0.52814 | 4.7487
291 | 0.043691 | 0.010956 | -0.043691 | -0.010956 | 1.5718e-07 | 8.1974e-08 | 0.06685 | 0.06685 | 0.06685 | 0.97257 | -0.52814 | 0.97256 | -0.52822 | 4.5913
292 | 0.04254 | 0.010668 | -0.042538 | -0.010667 | 2.2933e-06 | 1.1811e-06 | 0.065089 | 0.065089 | 0.065089 | 0.97256 | -0.52822 | 0.9725 | -0.52935 | 4.4704
293 | 0.041464 | 0.010397 | -0.041463 | -0.010397 | 4.6287e-07 | 2.3536e-07 | 0.063445 | 0.063445 | 0.063445 | 0.9725 | -0.52935 | 0.97249 | -0.52958 | 4.3575
294 | 0.040298 | 0.010105 | -0.04029 | -0.010101 | 7.7711e-06 | 3.8917e-06 | 0.061662 | 0.061662 | 0.061662 | 0.97249 | -0.52958 | 0.97229 | -0.53363 | 4.235
295 | 0.038464 | 0.0096434 | -0.03846 | -0.0096413 | 4.306e-06 | 2.0984e-06 | 0.058867 | 0.058868 | 0.058868 | 0.97229 | -0.53363 | 0.97217 | -0.53598 | 4.0431
296 | 0.037347 | 0.0093625 | -0.037346 | -0.009362 | 8.8242e-07 | 4.2189e-07 | 0.057165 | 0.057165 | 0.057165 | 0.97217 | -0.53598 | 0.97214 | -0.53648 | 3.9261
297 | 0.032456 | 0.0081368 | -0.032453 | -0.0081354 | 3.4555e-06 | 1.471e-06 | 0.04968 | 0.049681 | 0.049681 | 0.97214 | -0.53648 | 0.97203 | -0.53871 | 3.4121
298 | 0.0037115 | 0.00092998 | -0.0037113 | -0.00093006 | 2.0733e-07 | -7.9694e-08 | 0.005681 | 0.0056811 | 0.0056811 | 0.97214 | -0.53648 | 0.97208 | -0.53765 | 1.5607
299 | 0.0026661 | 0.0006681 | -0.002666 | -0.00066817 | 5.102e-08 | -6.8615e-08 | 0.0040811 | 0.0040811 | 0.0040811 | 0.97208 | -0.53765 | 0.97206 | -0.53805 | 1.1212

## res_trafo
| p_hv_mw | q_hv_mvar | p_lv_mw | q_lv_mvar | pl_mw | ql_mvar | i_hv_ka | i_lv_ka | vm_hv_pu | va_hv_degree | vm_lv_pu | va_lv_degree | loading_percent
0 | -1.2729e-15 | -1.3162e-15 | 0.00165 | 1.2699e-07 | 0.00165 | 1.2699e-07 | 5.2857e-17 | 0.0023815 | 0.99998 | 149.9956 | 1 | 0 | 0.2619

## res_ext_grid
| p_mw | q_mvar
0 | 0.61934 | 0.15887

## res_load
| p_mw | q_mvar
0 | 0.0017916 | 0.000449
1 | 0.00061387 | 0.00015385
2 | 0.00057023 | 0.00014291
3 | 0.00022599 | 5.6638e-05
4 | 0.001205 | 0.00030201
5 | 0.0033655 | 0.00084348
6 | 0.0027868 | 0.00069845
7 | 0.0010439 | 0.00026164
8 | 0.00066656 | 0.00016706
9 | 0.0057202 | 0.0014336
10 | 0.0014774 | 0.00037027
11 | 0.0036732 | 0.0009206
12 | 0.0021424 | 0.00053694
13 | 0.0047337 | 0.0011864
14 | 0.0033472 | 0.00083889
15 | 0.0013134 | 0.00032918
16 | 0.0072947 | 0.0018282
17 | 0.0023719 | 0.00059445
18 | 0.0020191 | 0.00050605
19 | 0.00099797 | 0.00025011
20 | 0.0013456 | 0.00033725
21 | 0.0015906 | 0.00039865
22 | 0.0018191 | 0.00045591
23 | 0.0070591 | 0.0017692
24 | 0.0072726 | 0.0018227
25 | 0.015154 | 0.0037979
26 | 0.009092 | 0.0022787
27 | 0.0081106 | 0.0020327
28 | 0.0010736 | 0.00026907
29 | 0.001737 | 0.00043533
30 | 0.0037939 | 0.00095085
31 | 0.0043569 | 0.0010919
32 | 0.0016363 | 0.00041009
33 | 0.0029674 | 0.0007437
34 | 0.0081113 | 0.0020329
35 | 0.0081086 | 0.0020322
36 | 0.0023541 | 0.00058998
37 | 0.0016945 | 0.00042469
38 | 0.0010826 | 0.00027132
39 | 0.0034903 | 0.00087475
40 | 0.0022701 | 0.00056893
41 | 0.0018686 | 0.00046831
42 | 0.0013455 | 0.00033722
43 | 0.0015976 | 0.00040039
44 | 0.0018049 | 0.00045234
45 | 0.0018057 | 0.00045255
46 | 0.0019424 | 0.00048681
47 | 0.0027829 | 0.00069746
48 | 0.0084835 | 0.0021262
49 | 0.0021132 | 0.00052962
50 | 0.0020516 | 0.00051418
51 | 0.00048109 | 0.00012057
52 | 0.024831 | 0.0062233
53 | 0.0096494 | 0.0024184
54 | 0.030373 | 0.0076122
55 | 0.0010796 | 0.00027058
56 | 0.0024085 | 0.00060363
57 | 0.00085501 | 0.00021428
58 | 0.00071829 | 0.00018002
59 | 0.0012952 | 0.00032462
60 | 0.00087661 | 0.0002197
61 | 0.0034943 | 0.00087574
62 | 0.00044911 | 0.00011256
63 | 0.00084004 | 0.00021053
64 | 0.0013416 | 0.00033623
65 | 0.00058269 | 0.00014604
66 | 0.00031089 | 7.7917e-05
67 | 0.0023183 | 0.00058102
68 | 0.001147 | 0.00028748
69 | 0.0018021 | 0.00045166
70 | 0.0016596 | 0.00041592
71 | 0.0090972 | 0.00228
72 | 0.0016043 | 0.00040208
73 | 0.0071357 | 0.0017884
74 | 0.0018345 | 0.00045976
75 | 0.0017352 | 0.00043489
76 | 0.001105 | 0.00027693
77 | 0.0011634 | 0.00029159
78 | 0.0013245 | 0.00033195
79 | 0.017275 | 0.0043295
80 | 0.0032284 | 0.0008091
81 | 0.0018991 | 0.00047596
82 | 0.0044958 | 0.0011267
83 | 0.0010861 | 0.0002722
84 | 0.0011774 | 0.00029508
85 | 0.0027843 | 0.00069781
86 | 0.0017986 | 0.00045077
87 | 0.010231 | 0.002564
88 | 0.0081552 | 0.0020439
89 | 0.0058412 | 0.001464
90 | 0.010025 | 0.0025124
91 | 0.0022435 | 0.00056229
92 | 0.0055023 | 0.001379
93 | 0.0016128 | 0.0004042
94 | 0.002044 | 0.00051228
95 | 0.0026833 | 0.0006725
96 | 0.007201 | 0.0018047
97 | 0.0036114 | 0.00090511
98 | 0.00059855 | 0.00015001
99 | 0.0006396 | 0.0001603
100 | 0.0014962 | 0.00037498
101 | 0.0005033 | 0.00012614
102 | 0.0034011 | 0.00085241
103 | 0.0021929 | 0.00054959
104 | 0.0014499 | 0.00036339
105 | 0.0021948 | 0.00055007
106 | 0.0016223 | 0.0004066
107 | 0.0017671 | 0.00044289
108 | 0.0041016 | 0.001028
109 | 0.0015896 | 0.00039839
110 | 0.00048151 | 0.00012068
111 | 0.00049707 | 0.00012458
112 | 0.0029331 | 0.0007351
113 | 0.0039286 | 0.00098459
114 | 0.011637 | 0.0029165
115 | 0.0091394 | 0.0022905
116 | 0.0063718 | 0.0015969
117 | 0.0024459 | 0.00061299
118 | 0.0048823 | 0.0012236
119 | 0.0015696 | 0.00039338
120 | 0.0016522 | 0.00041408
121 | 0.0017471 | 0.00043787
122 | 0.00096325 | 0.00024141
123 | 0.0065279 | 0.0016361
124 | 0.0047652 | 0.0011943
125 | 0.00083919 | 0.00021032
126 | 0.00011046 | 2.7684e-05
127 | 0.002988 | 0.00074885
128 | 0.0033674 | 0.00084394
129 | 0.0073481 | 0.0018416
130 | 0.0015796 | 0.00039589
131 | 0.0014112 | 0.00035368
132 | 0.00084026 | 0.00021059
133 | 0.0015314 | 0.0003838
134 | 0.00087491 | 0.00021927
135 | 0.0076857 | 0.0019262
136 | 0.0010741 | 0.0002692
137 | 0.00098024 | 0.00024567
138 | 0.0010636 | 0.00026657
139 | 0.0013222 | 0.00033137
140 | 0.0011924 | 0.00029885
141 | 0.0017332 | 0.00043438
142 | 0.0016121 | 0.00040403
143 | 0.0023748 | 0.00059518
144 | 0.001675 | 0.00041979
145 | 0.0024001 | 0.00060153
146 | 0.0018239 | 0.00045711
147 | 0.0013968 | 0.00035008
148 | 0.0023445 | 0.00058758
149 | 0.0022017 | 0.0005518
150 | 0.0020389 | 0.000511
151 | 0.0034971 | 0.00087645
152 | 0.0082193 | 0.00206
153 | 0.0027207 | 0.00068186
154 | 0.0040991 | 0.0010273
155 | 0.0021875 | 0.00054823
156 | 0.0017542 | 0.00043965
157 | 0.0017426 | 0.00043672
158 | 0.0020333 | 0.0005096
159 | 0.0019299 | 0.00048367
160 | 0.0048755 | 0.0012219
161 | 0.0078516 | 0.0019678
162 | 0.010369 | 0.0025986
163 | 0.0012805 | 0.00032092
164 | 0.0014531 | 0.00036418
165 | 0.0018255 | 0.0004575
166 | 0.00083127 | 0.00020834
167 | 0.0011631 | 0.00029149
168 | 0.0022718 | 0.00056937
169 | 0.0011738 | 0.00029418
170 | 0.0032116 | 0.00080491
171 | 0.0012055 | 0.00030212
172 | 0.0017278 | 0.00043303
173 | 0.0027605 | 0.00069185
174 | 0.0011374 | 0.00028505
175 | 0.0010645 | 0.00026678
176 | 0.0011734 | 0.00029407
177 | 0.0011401 | 0.00028575
178 | 0.0011809 | 0.00029596
179 | 0.0022055 | 0.00055274
180 | 0.0005339 | 0.00013381
181 | 0.0014259 | 0.00035737
182 | 0.0019671 | 0.00049301
183 | 0.0017334 | 0.00043444
184 | 0.0011572 | 0.00029003
185 | 0.0014978 | 0.00037539
186 | 0.001151 | 0.00028846
187 | 0.0010742 | 0.00026921
188 | 0.0011655 | 0.00029209
189 | 0.0018262 | 0.00045768
190 | 0.0011127 | 0.00027887
191 | 0.001178 | 0.00029523
192 | 0.0013262 | 0.00033238
193 | 0.0010452 | 0.00026196
194 | 0.002666 | 0.00066817
195 | 0.001326 | 0.00033232

## dtypes
| element | column | dtype
0 | bus | name | object
1 | bus | vn_kv | float64
2 | bus | type | object
3 | bus | zone | object
4 | bus | in_service | bool
5 | load | name | object
6 | load | bus | uint32
7 | load | p_mw | float64
8 | load | q_mvar | float64
9 | load | const_z_percent | float64
10 | load | const_i_percent | float64
11 | load | sn_mva | float64
12 | load | scaling | float64
13 | load | in_service | bool
14 | load | type | object
15 | ext_grid | name | object
16 | ext_grid | bus | uint32
17 | ext_grid | vm_pu | float64
18 | ext_grid | va_degree | float64
19 | ext_grid | slack_weight | float64
20 | ext_grid | in_service | bool
21 | line | name | object
22 | line | std_type | object
23 | line | from_bus | uint32
24 | line | to_bus | uint32
25 | line | length_km | float64
26 | line | r_ohm_per_km | float64
27 | line | x_ohm_per_km | float64
28 | line | c_nf_per_km | float64
29 | line | g_us_per_km | float64
30 | line | max_i_ka | float64
31 | line | df | float64
32 | line | parallel | uint32
33 | line | type | object
34 | line | in_service | bool
35 | trafo | name | object
36 | trafo | std_type | object
37 | trafo | hv_bus | uint32
38 | trafo | lv_bus | uint32
39 | trafo | sn_mva | float64
40 | trafo | vn_hv_kv | float64
41 | trafo | vn_lv_kv | float64
42 | trafo | vk_percent | float64
43 | trafo | vkr_percent | float64
44 | trafo | pfe_kw | float64
45 | trafo | i0_percent | float64
46 | trafo | shift_degree | float64
47 | trafo | tap_side | object
48 | trafo | tap_neutral | int32
49 | trafo | tap_min | int32
50 | trafo | tap_max | int32
51 | trafo | tap_step_percent | float64
52 | trafo | tap_step_degree | float64
53 | trafo | tap_pos | int32
54 | trafo | tap_phase_shifter | bool
55 | trafo | parallel | uint32
56 | trafo | df | float64
57 | trafo | in_service | bool
58 | line_geodata | coords | object
59 | bus_geodata | x | float64
60 | bus_geodata | y | float64
61 | bus_geodata | coords | object
62 | res_bus | vm_pu | float64
63 | res_bus | va_degree | float64
64 | res_bus | p_mw | float64
65 | res_bus | q_mvar | float64
66 | res_line | p_from_mw | float64
67 | res_line | q_from_mvar | float64
68 | res_line | p_to_mw | float64
69 | res_line | q_to_mvar | float64
70 | res_line | pl_mw | float64
71 | res_line | ql_mvar | float64
72 | res_line | i_from_ka | float64
73 | res_line | i_to_ka | float64
74 | res_line | i_ka | float64
75 | res_line | vm_from_pu | float64
76 | res_line | va_from_degree | float64
77 | res_line | vm_to_pu | float64
78 | res_line | va_to_degree | float64
79 | res_line | loading_percent | float64
80 | res_trafo | p_hv_mw | float64
81 | res_trafo | q_hv_mvar | float64
82 | res_trafo | p_lv_mw | float64
83 | res_trafo | q_lv_mvar | float64
84 | res_trafo | pl_mw | float64
85 | res_trafo | ql_mvar | float64
86 | res_trafo | i_hv_ka | float64
87 | res_trafo | i_lv_ka | float64
88 | res_trafo | vm_hv_pu | float64
89 | res_trafo | va_hv_degree | float64
90 | res_trafo | vm_lv_pu | float64
91 | res_trafo | va_lv_degree | float64
92 | res_trafo | loading_percent | float64
93 | res_ext_grid | p_mw | float64
94 | res_ext_grid | q_mvar | float64
95 | res_load | p_mw | float64
96 | res_load | q_mvar | float64

## parameters
| version | format_version | converged | OPF_converged | name | f_hz | sn_mva
0 | 2.14.6 | 2.14.0 | TRUE | FALSE |  | 50 | 1