## bus
| name | vn_kv | type | zone | in_service
0 | bus_LV_120-2_0_5_node_0 | 0.4 | n |  | TRUE
1 | bus_LV_120-2_0_5_node_1 | 0.4 | n |  | TRUE
2 | bus_LV_120-2_0_5_node_3 | 0.4 | n |  | TRUE
3 | bus_LV_120-2_0_5_node_5 | 0.4 | n |  | TRUE
4 | bus_LV_120-2_0_5_node_6 | 0.4 | n |  | TRUE
5 | bus_LV_120-2_0_5_node_4 | 0.4 | n |  | TRUE
6 | bus_LV_120-2_0_5_node_96 | 0.4 | n |  | TRUE
7 | bus_LV_120-2_0_5_node_7 | 0.4 | n |  | TRUE
8 | bus_LV_120-2_0_5_node_95 | 0.4 | n |  | TRUE
9 | bus_LV_120-2_0_5_node_125 | 0.4 | n |  | TRUE
10 | bus_LV_120-2_0_5_node_9 | 0.4 | n |  | TRUE
11 | bus_LV_120-2_0_5_node_87 | 0.4 | n |  | TRUE
12 | bus_LV_120-2_0_5_node_8 | 0.4 | n |  | TRUE
13 | bus_LV_120-2_0_5_node_93 | 0.4 | n |  | TRUE
14 | bus_LV_120-2_0_5_node_88 | 0.4 | n |  | TRUE
15 | bus_LV_120-2_0_5_node_10 | 0.4 | n |  | TRUE
16 | bus_LV_120-2_0_5_node_11 | 0.4 | n |  | TRUE
17 | bus_LV_120-2_0_5_node_13 | 0.4 | n |  | TRUE
18 | bus_LV_120-2_0_5_node_19 | 0.4 | n |  | TRUE
19 | bus_LV_120-2_0_5_node_20 | 0.4 | n |  | TRUE
20 | bus_LV_120-2_0_5_node_15 | 0.4 | n |  | TRUE
21 | bus_LV_120-2_0_5_node_21 | 0.4 | n |  | TRUE
22 | bus_LV_120-2_0_5_node_17 | 0.4 | n |  | TRUE
23 | bus_LV_120-2_0_5_node_22 | 0.4 | n |  | TRUE
24 | bus_LV_120-2_0_5_node_42 | 0.4 | n |  | TRUE
25 | bus_LV_120-2_0_5_node_38 | 0.4 | n |  | TRUE
26 | bus_LV_120-2_0_5_node_16 | 0.4 | n |  | TRUE
27 | bus_LV_120-2_0_5_node_18 | 0.4 | n |  | TRUE
28 | bus_LV_120-2_0_5_node_82 | 0.4 | n |  | TRUE
29 | bus_LV_120-2_0_5_node_81 | 0.4 | n |  | TRUE
30 | bus_LV_120-2_0_5_node_23 | 0.4 | n |  | TRUE
31 | bus_LV_120-2_0_5_node_24 | 0.4 | n |  | TRUE
32 | bus_LV_120-2_0_5_node_27 | 0.4 | n |  | TRUE
33 | bus_LV_120-2_0_5_node_30 | 0.4 | n |  | TRUE
34 | bus_LV_120-2_0_5_node_33 | 0.4 | n |  | TRUE
35 | bus_LV_120-2_0_5_node_28 | 0.4 | n |  | TRUE
36 | bus_LV_120-2_0_5_node_119 | 0.4 | n |  | TRUE
37 | bus_LV_120-2_0_5_node_26 | 0.4 | n |  | TRUE
38 | bus_LV_120-2_0_5_node_29 | 0.4 | n |  | TRUE
39 | bus_LV_120-2_0_5_node_25 | 0.4 | n |  | TRUE
40 | bus_LV_120-2_0_5_node_31 | 0.4 | n |  | TRUE
41 | bus_LV_120-2_0_5_node_36 | 0.4 | n |  | TRUE
42 | bus_LV_120-2_0_5_node_120 | 0.4 | n |  | TRUE
43 | bus_LV_120-2_0_5_node_43 | 0.4 | n |  | TRUE
44 | bus_LV_120-2_0_5_node_98 | 0.4 | n |  | TRUE
45 | bus_LV_120-2_0_5_node_110 | 0.4 | n |  | TRUE
46 | bus_LV_120-2_0_5_node_34 | 0.4 | n |  | TRUE
47 | bus_LV_120-2_0_5_node_32 | 0.4 | n |  | TRUE
48 | bus_LV_120-2_0_5_node_85 | 0.4 | n |  | TRUE
49 | bus_LV_120-2_0_5_node_86 | 0.4 | n |  | TRUE
50 | bus_LV_120-2_0_5_node_35 | 0.4 | n |  | TRUE
51 | bus_LV_120-2_0_5_node_37 | 0.4 | n |  | TRUE
52 | bus_LV_120-2_0_5_node_39 | 0.4 | n |  | TRUE
53 | bus_LV_120-2_0_5_node_40 | 0.4 | n |  | TRUE
54 | bus_LV_120-2_0_5_node_41 | 0.4 | n |  | TRUE
55 | bus_LV_120-2_0_5_node_117 | 0.4 | n |  | TRUE
56 | bus_LV_120-2_0_5_node_115 | 0.4 | n |  | TRUE
57 | bus_LV_120-2_0_5_node_48 | 0.4 | n |  | TRUE
58 | bus_LV_120-2_0_5_node_97 | 0.4 | n |  | TRUE
59 | bus_LV_120-2_0_5_node_111 | 0.4 | n |  | TRUE
60 | bus_LV_120-2_0_5_node_44 | 0.4 | n |  | TRUE
61 | bus_LV_120-2_0_5_node_46 | 0.4 | n |  | TRUE
62 | bus_LV_120-2_0_5_node_45 | 0.4 | n |  | TRUE
63 | bus_LV_120-2_0_5_node_47 | 0.4 | n |  | TRUE
64 | bus_LV_120-2_0_5_node_51 | 0.4 | n |  | TRUE
65 | bus_LV_120-2_0_5_node_107 | 0.4 | n |  | TRUE
66 | bus_LV_120-2_0_5_node_49 | 0.4 | n |  | TRUE
67 | bus_LV_120-2_0_5_node_52 | 0.4 | n |  | TRUE
68 | bus_LV_120-2_0_5_node_50 | 0.4 | n |  | TRUE
69 | bus_LV_120-2_0_5_node_75 | 0.4 | n |  | TRUE
70 | bus_LV_120-2_0_5_node_109 | 0.4 | n |  | TRUE
71 | bus_LV_120-2_0_5_node_73 | 0.4 | n |  | TRUE
72 | bus_LV_120-2_0_5_node_108 | 0.4 | n |  | TRUE
73 | bus_LV_120-2_0_5_node_53 | 0.4 | n |  | TRUE
74 | bus_LV_120-2_0_5_node_55 | 0.4 | n |  | TRUE
75 | bus_LV_120-2_0_5_node_54 | 0.4 | n |  | TRUE
76 | bus_LV_120-2_0_5_node_56 | 0.4 | n |  | TRUE
77 | bus_LV_120-2_0_5_node_57 | 0.4 | n |  | TRUE
78 | bus_LV_120-2_0_5_node_58 | 0.4 | n |  | TRUE
79 | bus_LV_120-2_0_5_node_62 | 0.4 | n |  | TRUE
80 | bus_LV_120-2_0_5_node_59 | 0.4 | n |  | TRUE
81 | bus_LV_120-2_0_5_node_63 | 0.4 | n |  | TRUE
82 | bus_LV_120-2_0_5_node_64 | 0.4 | n |  | TRUE
83 | bus_LV_120-2_0_5_node_60 | 0.4 | n |  | TRUE
84 | bus_LV_120-2_0_5_node_61 | 0.4 | n |  | TRUE
85 | bus_LV_120-2_0_5_node_71 | 0.4 | n |  | TRUE
86 | bus_LV_120-2_0_5_node_72 | 0.4 | n |  | TRUE
87 | bus_LV_120-2_0_5_node_65 | 0.4 | n |  | TRUE
88 | bus_LV_120-2_0_5_node_66 | 0.4 | n |  | TRUE
89 | bus_LV_120-2_0_5_node_67 | 0.4 | n |  | TRUE
90 | bus_LV_120-2_0_5_node_68 | 0.4 | n |  | TRUE
91 | bus_LV_120-2_0_5_node_69 | 0.4 | n |  | TRUE
92 | bus_LV_120-2_0_5_node_70 | 0.4 | n |  | TRUE
93 | bus_LV_120-2_0_5_node_118 | 0.4 | n |  | TRUE
94 | bus_LV_120-2_0_5_node_74 | 0.4 | n |  | TRUE
95 | bus_LV_120-2_0_5_node_76 | 0.4 | n |  | TRUE
96 | bus_LV_120-2_0_5_node_77 | 0.4 | n |  | TRUE
97 | bus_LV_120-2_0_5_node_78 | 0.4 | n |  | TRUE
98 | bus_LV_120-2_0_5_node_79 | 0.4 | n |  | TRUE
99 | bus_LV_120-2_0_5_node_80 | 0.4 | n |  | TRUE
100 | bus_LV_120-2_0_5_node_99 | 0.4 | n |  | TRUE
101 | bus_LV_120-2_0_5_node_100 | 0.4 | n |  | TRUE
102 | bus_LV_120-2_0_5_node_83 | 0.4 | n |  | TRUE
103 | bus_LV_120-2_0_5_node_84 | 0.4 | n |  | TRUE
104 | bus_LV_120-2_0_5_node_122 | 0.4 | n |  | TRUE
105 | bus_LV_120-2_0_5_node_123 | 0.4 | n |  | TRUE
106 | bus_LV_120-2_0_5_node_124 | 0.4 | n |  | TRUE
107 | bus_LV_120-2_0_5_node_92 | 0.4 | n |  | TRUE
108 | bus_LV_120-2_0_5_node_90 | 0.4 | n |  | TRUE
109 | bus_LV_120-2_0_5_node_91 | 0.4 | n |  | TRUE
110 | bus_LV_120-2_0_5_node_94 | 0.4 | n |  | TRUE
111 | bus_LV_120-2_0_5_node_101 | 0.4 | n |  | TRUE
112 | bus_LV_120-2_0_5_node_102 | 0.4 | n |  | TRUE
113 | bus_LV_120-2_0_5_node_103 | 0.4 | n |  | TRUE
114 | bus_LV_120-2_0_5_node_104 | 0.4 | n |  | TRUE
115 | bus_LV_120-2_0_5_node_126 | 0.4 | n |  | TRUE
116 | bus_LV_120-2_0_5_node_105 | 0.4 | n |  | TRUE
117 | bus_LV_120-2_0_5_node_106 | 0.4 | n |  | TRUE
118 | bus_LV_120-2_0_5_node_112 | 0.4 | n |  | TRUE
119 | bus_LV_120-2_0_5_node_116 | 0.4 | n |  | TRUE
120 | bus_LV_120-2_0_5_node_114 | 0.4 | n |  | TRUE
121 | bus_LV_120-2_0_5_node_113 | 0.4 | n |  | TRUE
122 | bus_LV_120-2_0_5_node_127 | 0.4 | n |  | TRUE
123 | bus_MV_10_0_node_275 | 20 | n |  | TRUE

## load
| name | bus | p_mw | q_mvar | const_z_percent | const_i_percent | sn_mva | scaling | in_service | type
0 | LV_120-2_0_5_load_0 | 0 | 0.0026086 | 0.00065378 | 0 | 0 |  | 1 | TRUE | wye
1 | LV_120-2_0_5_load_1 | 1 | 0.0040503 | 0.0010151 | 0 | 0 |  | 1 | TRUE | wye
2 | LV_120-2_0_5_load_6 | 4 | 0.0057041 | 0.0014296 | 0 | 0 |  | 1 | TRUE | wye
3 | LV_120-2_0_5_load_96 | 6 | 0.00084179 | 0.00021097 | 0 | 0 |  | 1 | TRUE | wye
4 | LV_120-2_0_5_load_7 | 7 | 0.0047381 | 0.0011875 | 0 | 0 |  | 1 | TRUE | wye
5 | LV_120-2_0_5_load_95 | 8 | 0.039196 | 0.0098235 | 0 | 0 |  | 1 | TRUE | wye
6 | LV_120-2_0_5_load_125 | 9 | 0.00019049 | 4.774e-05 | 0 | 0 |  | 1 | TRUE | wye
7 | LV_120-2_0_5_load_9 | 10 | 0.0062384 | 0.0015635 | 0 | 0 |  | 1 | TRUE | wye
8 | LV_120-2_0_5_load_87 | 11 | 0.0038812 | 0.00097272 | 0 | 0 |  | 1 | TRUE | wye
9 | LV_120-2_0_5_load_8 | 12 | 0.0014171 | 0.00035515 | 0 | 0 |  | 1 | TRUE | wye
10 | LV_120-2_0_5_load_88 | 14 | 0.00841 | 0.0021077 | 0 | 0 |  | 1 | TRUE | wye
11 | LV_120-2_0_5_load_10 | 15 | 0.0075027 | 0.0018804 | 0 | 0 |  | 1 | TRUE | wye
12 | LV_120-2_0_5_load_11 | 16 | 0.0021786 | 0.00054601 | 0 | 0 |  | 1 | TRUE | wye
13 | LV_120-2_0_5_load_20 | 19 | 0.0020408 | 0.00051147 | 0 | 0 |  | 1 | TRUE | wye
14 | LV_120-2_0_5_load_15 | 20 | 0.0046677 | 0.0011698 | 0 | 0 |  | 1 | TRUE | wye
15 | LV_120-2_0_5_load_21 | 21 | 0.0031855 | 0.00079836 | 0 | 0 |  | 1 | TRUE | wye
16 | LV_120-2_0_5_load_17 | 22 | 0.0013705 | 0.00034349 | 0 | 0 |  | 1 | TRUE | wye
17 | LV_120-2_0_5_load_42 | 24 | 0.00075054 | 0.0001881 | 0 | 0 |  | 1 | TRUE | wye
18 | LV_120-2_0_5_load_18 | 27 | 0.0022922 | 0.00057447 | 0 | 0 |  | 1 | TRUE | wye
19 | LV_120-2_0_5_load_82 | 28 | 0.0026422 | 0.00066219 | 0 | 0 |  | 1 | TRUE | wye
20 | LV_120-2_0_5_load_81 | 29 | 0.0020249 | 0.00050748 | 0 | 0 |  | 1 | TRUE | wye
21 | LV_120-2_0_5_load_24 | 31 | 0.0072115 | 0.0018074 | 0 | 0 |  | 1 | TRUE | wye
22 | LV_120-2_0_5_load_30 | 33 | 0.036968 | 0.0092649 | 0 | 0 |  | 1 | TRUE | wye
23 | LV_120-2_0_5_load_33 | 34 | 0.011912 | 0.0029853 | 0 | 0 |  | 1 | TRUE | wye
24 | LV_120-2_0_5_load_119 | 36 | 0.0011323 | 0.00028378 | 0 | 0 |  | 1 | TRUE | wye
25 | LV_120-2_0_5_load_26 | 37 | 0.0020845 | 0.00052242 | 0 | 0 |  | 1 | TRUE | wye
26 | LV_120-2_0_5_load_25 | 39 | 0.0086037 | 0.0021563 | 0 | 0 |  | 1 | TRUE | wye
27 | LV_120-2_0_5_load_31 | 40 | 0.0013432 | 0.00033665 | 0 | 0 |  | 1 | TRUE | wye
28 | LV_120-2_0_5_load_36 | 41 | 0.0023929 | 0.00059971 | 0 | 0 |  | 1 | TRUE | wye
29 | LV_120-2_0_5_load_120 | 42 | 0.0019797 | 0.00049617 | 0 | 0 |  | 1 | TRUE | wye
30 | LV_120-2_0_5_load_110 | 45 | 0.0040625 | 0.0010182 | 0 | 0 |  | 1 | TRUE | wye
31 | LV_120-2_0_5_load_34 | 46 | 0.069898 | 0.017518 | 0 | 0 |  | 1 | TRUE | wye
32 | LV_120-2_0_5_load_32 | 47 | 0.0064392 | 0.0016138 | 0 | 0 |  | 1 | TRUE | wye
33 | LV_120-2_0_5_load_86 | 49 | 0.010128 | 0.0025384 | 0 | 0 |  | 1 | TRUE | wye
34 | LV_120-2_0_5_load_35 | 50 | 0.040781 | 0.010221 | 0 | 0 |  | 1 | TRUE | wye
35 | LV_120-2_0_5_load_37 | 51 | 0.0021017 | 0.00052673 | 0 | 0 |  | 1 | TRUE | wye
36 | LV_120-2_0_5_load_39 | 52 | 0.0048586 | 0.0012177 | 0 | 0 |  | 1 | TRUE | wye
37 | LV_120-2_0_5_load_41 | 54 | 0.0042007 | 0.0010528 | 0 | 0 |  | 1 | TRUE | wye
38 | LV_120-2_0_5_load_117 | 55 | 0.0036343 | 0.00091085 | 0 | 0 |  | 1 | TRUE | wye
39 | LV_120-2_0_5_load_115 | 56 | 0.0034956 | 0.00087609 | 0 | 0 |  | 1 | TRUE | wye
40 | LV_120-2_0_5_load_97 | 58 | 0.0035231 | 0.00088296 | 0 | 0 |  | 1 | TRUE | wye
41 | LV_120-2_0_5_load_111 | 59 | 0.0038095 | 0.00095476 | 0 | 0 |  | 1 | TRUE | wye
42 | LV_120-2_0_5_load_44 | 60 | 0.0024037 | 0.00060243 | 0 | 0 |  | 1 | TRUE | wye
43 | LV_120-2_0_5_load_45 | 62 | 0.0006594 | 0.00016526 | 0 | 0 |  | 1 | TRUE | wye
44 | LV_120-2_0_5_load_51 | 64 | 0.0085886 | 0.0021525 | 0 | 0 |  | 1 | TRUE | wye
45 | LV_120-2_0_5_load_107 | 65 | 0.0036799 | 0.00092228 | 0 | 0 |  | 1 | TRUE | wye
46 | LV_120-2_0_5_load_75 | 69 | 0.0016577 | 0.00041546 | 0 | 0 |  | 1 | TRUE | wye
47 | LV_120-2_0_5_load_109 | 70 | 0.001743 | 0.00043684 | 0 | 0 |  | 1 | TRUE | wye
48 | LV_120-2_0_5_load_73 | 71 | 0.0011996 | 0.00030066 | 0 | 0 |  | 1 | TRUE | wye
49 | LV_120-2_0_5_load_108 | 72 | 0.001169 | 0.00029298 | 0 | 0 |  | 1 | TRUE | wye
50 | LV_120-2_0_5_load_53 | 73 | 0.0023439 | 0.00058745 | 0 | 0 |  | 1 | TRUE | wye
51 | LV_120-2_0_5_load_54 | 75 | 0.0011688 | 0.00029293 | 0 | 0 |  | 1 | TRUE | wye
52 | LV_120-2_0_5_load_56 | 76 | 0.00095999 | 0.0002406 | 0 | 0 |  | 1 | TRUE | wye
53 | LV_120-2_0_5_load_57 | 77 | 0.0014791 | 0.00037071 | 0 | 0 |  | 1 | TRUE | wye
54 | LV_120-2_0_5_load_58 | 78 | 0.00077517 | 0.00019427 | 0 | 0 |  | 1 | TRUE | wye
55 | LV_120-2_0_5_load_59 | 80 | 0.00146 | 0.00036591 | 0 | 0 |  | 1 | TRUE | wye
56 | LV_120-2_0_5_load_63 | 81 | 0.0018115 | 0.00045402 | 0 | 0 |  | 1 | TRUE | wye
57 | LV_120-2_0_5_load_64 | 82 | 0.0016468 | 0.00041272 | 0 | 0 |  | 1 | TRUE | wye
58 | LV_120-2_0_5_load_60 | 83 | 0.0012294 | 0.00030812 | 0 | 0 |  | 1 | TRUE | wye
59 | LV_120-2_0_5_load_61 | 84 | 0.00071361 | 0.00017885 | 0 | 0 |  | 1 | TRUE | wye
60 | LV_120-2_0_5_load_71 | 85 | 0.00081522 | 0.00020431 | 0 | 0 |  | 1 | TRUE | wye
61 | LV_120-2_0_5_load_72 | 86 | 0.00072603 | 0.00018196 | 0 | 0 |  | 1 | TRUE | wye
62 | LV_120-2_0_5_load_65 | 87 | 0.0018285 | 0.00045826 | 0 | 0 |  | 1 | TRUE | wye
63 | LV_120-2_0_5_load_66 | 88 | 0.0015703 | 0.00039356 | 0 | 0 |  | 1 | TRUE | wye
64 | LV_120-2_0_5_load_68 | 90 | 0.0020504 | 0.00051388 | 0 | 0 |  | 1 | TRUE | wye
65 | LV_120-2_0_5_load_69 | 91 | 0.0019114 | 0.00047905 | 0 | 0 |  | 1 | TRUE | wye
66 | LV_120-2_0_5_load_70 | 92 | 0.0017185 | 0.00043069 | 0 | 0 |  | 1 | TRUE | wye
67 | LV_120-2_0_5_load_118 | 93 | 0.0021827 | 0.00054704 | 0 | 0 |  | 1 | TRUE | wye
68 | LV_120-2_0_5_load_74 | 94 | 0.0026539 | 0.00066513 | 0 | 0 |  | 1 | TRUE | wye
69 | LV_120-2_0_5_load_76 | 95 | 0.0011738 | 0.00029417 | 0 | 0 |  | 1 | TRUE | wye
70 | LV_120-2_0_5_load_77 | 96 | 0.0014771 | 0.0003702 | 0 | 0 |  | 1 | TRUE | wye
71 | LV_120-2_0_5_load_78 | 97 | 0.0015903 | 0.00039858 | 0 | 0 |  | 1 | TRUE | wye
72 | LV_120-2_0_5_load_79 | 98 | 0.0016507 | 0.0004137 | 0 | 0 |  | 1 | TRUE | wye
73 | LV_120-2_0_5_load_99 | 100 | 0.0010476 | 0.00026256 | 0 | 0 |  | 1 | TRUE | wye
74 | LV_120-2_0_5_load_100 | 101 | 0.00048299 | 0.00012105 | 0 | 0 |  | 1 | TRUE | wye
75 | LV_120-2_0_5_load_122 | 104 | 0.0089394 | 0.0022404 | 0 | 0 |  | 1 | TRUE | wye
76 | LV_120-2_0_5_load_92 | 107 | 0.034797 | 0.0087209 | 0 | 0 |  | 1 | TRUE | wye
77 | LV_120-2_0_5_load_90 | 108 | 0.018851 | 0.0047245 | 0 | 0 |  | 1 | TRUE | wye
78 | LV_120-2_0_5_load_91 | 109 | 0.0055941 | 0.001402 | 0 | 0 |  | 1 | TRUE | wye
79 | LV_120-2_0_5_load_94 | 110 | 0.01247 | 0.0031254 | 0 | 0 |  | 1 | TRUE | wye
80 | LV_120-2_0_5_load_101 | 111 | 0.0015505 | 0.00038859 | 0 | 0 |  | 1 | TRUE | wye
81 | LV_120-2_0_5_load_126 | 115 | 0.0017155 | 0.00042994 | 0 | 0 |  | 1 | TRUE | wye
82 | LV_120-2_0_5_load_105 | 116 | 0.0035757 | 0.00089616 | 0 | 0 |  | 1 | TRUE | wye
83 | LV_120-2_0_5_load_106 | 117 | 0.003106 | 0.00077844 | 0 | 0 |  | 1 | TRUE | wye
84 | LV_120-2_0_5_load_112 | 118 | 0.0043884 | 0.0010998 | 0 | 0 |  | 1 | TRUE | wye
85 | LV_120-2_0_5_load_116 | 119 | 0.0038249 | 0.00095862 | 0 | 0 |  | 1 | TRUE | wye
86 | LV_120-2_0_5_load_114 | 120 | 0.0017424 | 0.00043669 | 0 | 0 |  | 1 | TRUE | wye
87 | LV_120-2_0_5_load_113 | 121 | 0.0041562 | 0.0010417 | 0 | 0 |  | 1 | TRUE | wye
88 | LV_120-2_0_5_load_127 | 122 | 0.0087855 | 0.0022018 | 0 | 0 |  | 1 | TRUE | wye

## ext_grid
| name | bus | vm_pu | va_degree | slack_weight | in_service
0 |  | 32 | 1 | 0 | 1 | TRUE

## line
| name | std_type | from_bus | to_bus | length_km | r_ohm_per_km | x_ohm_per_km | c_nf_per_km | g_us_per_km | max_i_ka | df | parallel | type | in_service
0 | LV_120-2_0_5_line_0 |  | 0 | 1 | 0.0099958 | 0.125 | 0.08 | 261 | 0 | 0.364 | 1 | 1 | cs | TRUE
1 | LV_120-2_0_5_line_1 |  | 1 | 2 | 0.013271 | 0.125 | 0.08 | 261 | 0 | 0.364 | 1 | 1 | cs | TRUE
2 | LV_120-2_0_5_line_2 |  | 2 | 3 | 0.014287 | 0.125 | 0.08 | 261 | 0 | 0.364 | 1 | 1 | cs | TRUE
3 | LV_120-2_0_5_line_3 |  | 2 | 4 | 0.03814 | 0.125 | 0.08 | 261 | 0 | 0.364 | 1 | 1 | cs | TRUE
4 | LV_120-2_0_5_line_4 |  | 2 | 5 | 0.062178 | 0.125 | 0.08 | 261 | 0 | 0.364 | 1 | 1 | cs | TRUE
5 | LV_120-2_0_5_line_5 |  | 3 | 7 | 0.003979 | 0.125 | 0.08 | 261 | 0 | 0.364 | 1 | 1 | cs | TRUE
6 | LV_120-2_0_5_line_6 |  | 4 | 8 | 0.010186 | 0.125 | 0.08 | 261 | 0 | 0.364 | 1 | 1 | cs | TRUE
7 | LV_120-2_0_5_line_7 |  | 5 | 6 | 0.19062 | 0.125 | 0.08 | 261 | 0 | 0.364 | 1 | 1 | cs | TRUE
8 | LV_120-2_0_5_line_8 |  | 6 | 9 | 0.29808 | 0.125 | 0.08 | 261 | 0 | 0.364 | 1 | 1 | cs | TRUE
9 | LV_120-2_0_5_line_9 |  | 7 | 12 | 0.020138 | 0.125 | 0.08 | 261 | 0 | 0.364 | 1 | 1 | cs | TRUE
10 | LV_120-2_0_5_line_10 |  | 8 | 13 | 0.010922 | 0.125 | 0.08 | 261 | 0 | 0.364 | 1 | 1 | cs | TRUE
11 | LV_120-2_0_5_line_11 |  | 10 | 11 | 0.008713 | 0.125 | 0.08 | 261 | 0 | 0.364 | 1 | 1 | cs | TRUE
12 | LV_120-2_0_5_line_12 |  | 11 | 14 | 0.014174 | 0.125 | 0.08 | 261 | 0 | 0.364 | 1 | 1 | cs | TRUE
13 | LV_120-2_0_5_line_13 |  | 13 | 107 | 0.018739 | 0.125 | 0.08 | 261 | 0 | 0.364 | 1 | 1 | cs | TRUE
14 | LV_120-2_0_5_line_14 |  | 13 | 110 | 0.035009 | 0.125 | 0.08 | 261 | 0 | 0.364 | 1 | 1 | cs | TRUE
15 | LV_120-2_0_5_line_15 |  | 14 | 108 | 0.013229 | 0.125 | 0.08 | 261 | 0 | 0.364 | 1 | 1 | cs | TRUE
16 | LV_120-2_0_5_line_16 |  | 15 | 16 | 0.011138 | 0.125 | 0.08 | 261 | 0 | 0.364 | 1 | 1 | cs | TRUE
17 | LV_120-2_0_5_line_17 |  | 16 | 17 | 0.034291 | 0.125 | 0.08 | 261 | 0 | 0.364 | 1 | 1 | cs | TRUE
18 | LV_120-2_0_5_line_18 |  | 17 | 18 | 0.025824 | 0.125 | 0.08 | 261 | 0 | 0.364 | 1 | 1 | cs | TRUE
19 | LV_120-2_0_5_line_19 |  | 17 | 19 | 0.0069285 | 0.125 | 0.08 | 261 | 0 | 0.364 | 1 | 1 | cs | TRUE
20 | LV_120-2_0_5_line_20 |  | 17 | 20 | 0.0091884 | 0.125 | 0.08 | 261 | 0 | 0.364 | 1 | 1 | cs | TRUE
21 | LV_120-2_0_5_line_21 |  | 18 | 21 | 0.052661 | 0.125 | 0.08 | 261 | 0 | 0.364 | 1 | 1 | cs | TRUE
22 | LV_120-2_0_5_line_22 |  | 18 | 22 | 0.0091849 | 0.125 | 0.08 | 261 | 0 | 0.364 | 1 | 1 | cs | TRUE
23 | LV_120-2_0_5_line_23 |  | 19 | 23 | 0.028969 | 0.125 | 0.08 | 261 | 0 | 0.364 | 1 | 1 | cs | TRUE
24 | LV_120-2_0_5_line_24 |  | 22 | 26 | 0.012283 | 0.125 | 0.08 | 261 | 0 | 0.364 | 1 | 1 | cs | TRUE
25 | LV_120-2_0_5_line_25 |  | 23 | 30 | 0.01283 | 0.125 | 0.08 | 261 | 0 | 0.364 | 1 | 1 | cs | TRUE
26 | LV_120-2_0_5_line_26 |  | 23 | 31 | 0.016393 | 0.125 | 0.08 | 261 | 0 | 0.364 | 1 | 1 | cs | TRUE
27 | LV_120-2_0_5_line_27 |  | 24 | 25 | 0.0096625 | 0.125 | 0.08 | 261 | 0 | 0.364 | 1 | 1 | cs | TRUE
28 | LV_120-2_0_5_line_28 |  | 25 | 52 | 0.030942 | 0.125 | 0.08 | 261 | 0 | 0.364 | 1 | 2 | cs | TRUE
29 | LV_120-2_0_5_line_29 |  | 25 | 51 | 0.024789 | 0.125 | 0.08 | 261 | 0 | 0.364 | 1 | 2 | cs | TRUE
30 | LV_120-2_0_5_line_30 |  | 26 | 27 | 0.017762 | 0.125 | 0.08 | 261 | 0 | 0.364 | 1 | 1 | cs | TRUE
31 | LV_120-2_0_5_line_31 |  | 27 | 28 | 0.01383 | 0.125 | 0.08 | 261 | 0 | 0.364 | 1 | 1 | cs | TRUE
32 | LV_120-2_0_5_line_32 |  | 28 | 29 | 0.023858 | 0.125 | 0.08 | 261 | 0 | 0.364 | 1 | 1 | cs | TRUE
33 | LV_120-2_0_5_line_33 |  | 29 | 102 | 0.0080283 | 0.125 | 0.08 | 261 | 0 | 0.364 | 1 | 1 | cs | TRUE
34 | LV_120-2_0_5_line_34 |  | 30 | 32 | 0.041647 | 0.125 | 0.08 | 261 | 0 | 0.364 | 1 | 2 | cs | TRUE
35 | LV_120-2_0_5_line_35 |  | 30 | 33 | 0.042329 | 0.125 | 0.08 | 261 | 0 | 0.364 | 1 | 2 | cs | TRUE
36 | LV_120-2_0_5_line_36 |  | 31 | 34 | 0.031615 | 0.125 | 0.08 | 261 | 0 | 0.364 | 1 | 1 | cs | TRUE
37 | LV_120-2_0_5_line_37 |  | 32 | 38 | 0.053529 | 0.125 | 0.08 | 261 | 0 | 0.364 | 1 | 2 | cs | TRUE
38 | LV_120-2_0_5_line_38 |  | 32 | 39 | 0.029431 | 0.125 | 0.08 | 261 | 0 | 0.364 | 1 | 1 | cs | TRUE
39 | LV_120-2_0_5_line_39 |  | 33 | 40 | 0.037014 | 0.125 | 0.08 | 261 | 0 | 0.364 | 1 | 2 | cs | TRUE
40 | LV_120-2_0_5_line_40 |  | 35 | 36 | 0.0048566 | 0.125 | 0.08 | 261 | 0 | 0.364 | 1 | 1 | cs | TRUE
41 | LV_120-2_0_5_line_41 |  | 35 | 37 | 0.0074102 | 0.125 | 0.08 | 261 | 0 | 0.364 | 1 | 1 | cs | TRUE
42 | LV_120-2_0_5_line_42 |  | 36 | 42 | 0.0087664 | 0.125 | 0.08 | 261 | 0 | 0.364 | 1 | 1 | cs | TRUE
43 | LV_120-2_0_5_line_43 |  | 37 | 39 | 0.0070249 | 0.125 | 0.08 | 261 | 0 | 0.364 | 1 | 1 | cs | TRUE
44 | LV_120-2_0_5_line_44 |  | 38 | 41 | 0.018117 | 0.125 | 0.08 | 261 | 0 | 0.364 | 1 | 2 | cs | TRUE
45 | LV_120-2_0_5_line_45 |  | 40 | 47 | 0.015628 | 0.125 | 0.08 | 261 | 0 | 0.364 | 1 | 2 | cs | TRUE
46 | LV_120-2_0_5_line_46 |  | 41 | 46 | 0.01242 | 0.125 | 0.08 | 261 | 0 | 0.364 | 1 | 2 | cs | TRUE
47 | LV_120-2_0_5_line_47 |  | 43 | 44 | 0.015129 | 0.125 | 0.08 | 261 | 0 | 0.364 | 1 | 2 | cs | TRUE
48 | LV_120-2_0_5_line_48 |  | 43 | 45 | 0.069485 | 0.125 | 0.08 | 261 | 0 | 0.364 | 1 | 2 | cs | TRUE
49 | LV_120-2_0_5_line_49 |  | 44 | 57 | 0.10396 | 0.125 | 0.08 | 261 | 0 | 0.364 | 1 | 2 | cs | TRUE
50 | LV_120-2_0_5_line_50 |  | 44 | 58 | 0.016254 | 0.125 | 0.08 | 261 | 0 | 0.364 | 1 | 1 | cs | TRUE
51 | LV_120-2_0_5_line_51 |  | 45 | 59 | 0.0058814 | 0.125 | 0.08 | 261 | 0 | 0.364 | 1 | 2 | cs | TRUE
52 | LV_120-2_0_5_line_52 |  | 46 | 50 | 0.011487 | 0.125 | 0.08 | 261 | 0 | 0.364 | 1 | 2 | cs | TRUE
53 | LV_120-2_0_5_line_53 |  | 47 | 48 | 0.030653 | 0.125 | 0.08 | 261 | 0 | 0.364 | 1 | 2 | cs | TRUE
54 | LV_120-2_0_5_line_54 |  | 48 | 49 | 0.013511 | 0.125 | 0.08 | 261 | 0 | 0.364 | 1 | 2 | cs | TRUE
55 | LV_120-2_0_5_line_55 |  | 49 | 107 | 0.033996 | 0.125 | 0.08 | 261 | 0 | 0.364 | 1 | 2 | cs | TRUE
56 | LV_120-2_0_5_line_56 |  | 50 | 51 | 0.034988 | 0.125 | 0.08 | 261 | 0 | 0.364 | 1 | 2 | cs | TRUE
57 | LV_120-2_0_5_line_57 |  | 52 | 53 | 0.014806 | 0.125 | 0.08 | 261 | 0 | 0.364 | 1 | 2 | cs | TRUE
58 | LV_120-2_0_5_line_58 |  | 53 | 54 | 0.034528 | 0.125 | 0.08 | 261 | 0 | 0.364 | 1 | 2 | cs | TRUE
59 | LV_120-2_0_5_line_59 |  | 54 | 55 | 0.012563 | 0.125 | 0.08 | 261 | 0 | 0.364 | 1 | 2 | cs | TRUE
60 | LV_120-2_0_5_line_60 |  | 55 | 56 | 0.0011587 | 0.125 | 0.08 | 261 | 0 | 0.364 | 1 | 2 | cs | TRUE
61 | LV_120-2_0_5_line_61 |  | 56 | 121 | 0.0030719 | 0.125 | 0.08 | 261 | 0 | 0.364 | 1 | 2 | cs | TRUE
62 | LV_120-2_0_5_line_62 |  | 57 | 65 | 0.0091614 | 0.125 | 0.08 | 261 | 0 | 0.364 | 1 | 2 | cs | TRUE
63 | LV_120-2_0_5_line_63 |  | 57 | 61 | 0.040423 | 0.125 | 0.08 | 261 | 0 | 0.364 | 1 | 1 | cs | TRUE
64 | LV_120-2_0_5_line_64 |  | 59 | 118 | 0.012479 | 0.125 | 0.08 | 261 | 0 | 0.364 | 1 | 2 | cs | TRUE
65 | LV_120-2_0_5_line_65 |  | 60 | 61 | 0.042808 | 0.125 | 0.08 | 261 | 0 | 0.364 | 1 | 1 | cs | TRUE
66 | LV_120-2_0_5_line_66 |  | 62 | 63 | 0.014632 | 0.125 | 0.08 | 261 | 0 | 0.364 | 1 | 1 | cs | TRUE
67 | LV_120-2_0_5_line_67 |  | 63 | 64 | 0.024725 | 0.125 | 0.08 | 261 | 0 | 0.364 | 1 | 1 | cs | TRUE
68 | LV_120-2_0_5_line_68 |  | 64 | 66 | 0.026731 | 0.125 | 0.08 | 261 | 0 | 0.364 | 1 | 1 | cs | TRUE
69 | LV_120-2_0_5_line_69 |  | 65 | 68 | 0.0098678 | 0.125 | 0.08 | 261 | 0 | 0.364 | 1 | 2 | cs | TRUE
70 | LV_120-2_0_5_line_70 |  | 66 | 67 | 0.018247 | 0.125 | 0.08 | 261 | 0 | 0.364 | 1 | 1 | cs | TRUE
71 | LV_120-2_0_5_line_71 |  | 66 | 68 | 0.02533 | 0.125 | 0.08 | 261 | 0 | 0.364 | 1 | 1 | cs | TRUE
72 | LV_120-2_0_5_line_72 |  | 67 | 70 | 0.023434 | 0.125 | 0.08 | 261 | 0 | 0.364 | 1 | 1 | cs | TRUE
73 | LV_120-2_0_5_line_73 |  | 68 | 69 | 0.039841 | 0.125 | 0.08 | 261 | 0 | 0.364 | 1 | 1 | cs | TRUE
74 | LV_120-2_0_5_line_74 |  | 69 | 71 | 0.022202 | 0.125 | 0.08 | 261 | 0 | 0.364 | 1 | 1 | cs | TRUE
75 | LV_120-2_0_5_line_75 |  | 70 | 72 | 0.023732 | 0.125 | 0.08 | 261 | 0 | 0.364 | 1 | 1 | cs | TRUE
76 | LV_120-2_0_5_line_76 |  | 71 | 94 | 0.012015 | 0.125 | 0.08 | 261 | 0 | 0.364 | 1 | 1 | cs | TRUE
77 | LV_120-2_0_5_line_77 |  | 72 | 91 | 0.011257 | 0.125 | 0.08 | 261 | 0 | 0.364 | 1 | 1 | cs | TRUE
78 | LV_120-2_0_5_line_78 |  | 73 | 74 | 0.023402 | 0.125 | 0.08 | 261 | 0 | 0.364 | 1 | 1 | cs | TRUE
79 | LV_120-2_0_5_line_79 |  | 74 | 77 | 0.015918 | 0.125 | 0.08 | 261 | 0 | 0.364 | 1 | 1 | cs | TRUE
80 | LV_120-2_0_5_line_80 |  | 75 | 76 | 0.013182 | 0.125 | 0.08 | 261 | 0 | 0.364 | 1 | 1 | cs | TRUE
81 | LV_120-2_0_5_line_81 |  | 76 | 78 | 0.015148 | 0.125 | 0.08 | 261 | 0 | 0.364 | 1 | 1 | cs | TRUE
82 | LV_120-2_0_5_line_82 |  | 77 | 79 | 0.005988 | 0.125 | 0.08 | 261 | 0 | 0.364 | 1 | 1 | cs | TRUE
83 | LV_120-2_0_5_line_83 |  | 78 | 80 | 0.015588 | 0.125 | 0.08 | 261 | 0 | 0.364 | 1 | 1 | cs | TRUE
84 | LV_120-2_0_5_line_84 |  | 79 | 81 | 0.011417 | 0.125 | 0.08 | 261 | 0 | 0.364 | 1 | 1 | cs | TRUE
85 | LV_120-2_0_5_line_85 |  | 79 | 82 | 0.035321 | 0.125 | 0.08 | 261 | 0 | 0.364 | 1 | 1 | cs | TRUE
86 | LV_120-2_0_5_line_86 |  | 80 | 83 | 0.023028 | 0.125 | 0.08 | 261 | 0 | 0.364 | 1 | 1 | cs | TRUE
87 | LV_120-2_0_5_line_87 |  | 81 | 87 | 0.0055939 | 0.125 | 0.08 | 261 | 0 | 0.364 | 1 | 1 | cs | TRUE
88 | LV_120-2_0_5_line_88 |  | 82 | 88 | 0.03206 | 0.125 | 0.08 | 261 | 0 | 0.364 | 1 | 1 | cs | TRUE
89 | LV_120-2_0_5_line_89 |  | 83 | 84 | 0.014313 | 0.125 | 0.08 | 261 | 0 | 0.364 | 1 | 1 | cs | TRUE
90 | LV_120-2_0_5_line_90 |  | 84 | 85 | 0.010628 | 0.125 | 0.08 | 261 | 0 | 0.364 | 1 | 1 | cs | TRUE
91 | LV_120-2_0_5_line_91 |  | 85 | 86 | 0.01098 | 0.125 | 0.08 | 261 | 0 | 0.364 | 1 | 1 | cs | TRUE
92 | LV_120-2_0_5_line_92 |  | 86 | 90 | 0.021645 | 0.125 | 0.08 | 261 | 0 | 0.364 | 1 | 1 | cs | TRUE
93 | LV_120-2_0_5_line_93 |  | 88 | 89 | 0.019907 | 0.125 | 0.08 | 261 | 0 | 0.364 | 1 | 1 | cs | TRUE
94 | LV_120-2_0_5_line_94 |  | 89 | 90 | 0.0064915 | 0.125 | 0.08 | 261 | 0 | 0.364 | 1 | 1 | cs | TRUE
95 | LV_120-2_0_5_line_95 |  | 89 | 91 | 0.027958 | 0.125 | 0.08 | 261 | 0 | 0.364 | 1 | 1 | cs | TRUE
96 | LV_120-2_0_5_line_96 |  | 89 | 92 | 0.01571 | 0.125 | 0.08 | 261 | 0 | 0.364 | 1 | 1 | cs | TRUE
97 | LV_120-2_0_5_line_97 |  | 92 | 93 | 0.019123 | 0.125 | 0.08 | 261 | 0 | 0.364 | 1 | 1 | cs | TRUE
98 | LV_120-2_0_5_line_98 |  | 94 | 95 | 0.013824 | 0.125 | 0.08 | 261 | 0 | 0.364 | 1 | 1 | cs | TRUE
99 | LV_120-2_0_5_line_99 |  | 95 | 96 | 0.026763 | 0.125 | 0.08 | 261 | 0 | 0.364 | 1 | 1 | cs | TRUE
100 | LV_120-2_0_5_line_100 |  | 96 | 97 | 0.020142 | 0.125 | 0.08 | 261 | 0 | 0.364 | 1 | 1 | cs | TRUE
101 | LV_120-2_0_5_line_101 |  | 97 | 98 | 0.029319 | 0.125 | 0.08 | 261 | 0 | 0.364 | 1 | 1 | cs | TRUE
102 | LV_120-2_0_5_line_102 |  | 98 | 99 | 0.017029 | 0.125 | 0.08 | 261 | 0 | 0.364 | 1 | 1 | cs | TRUE
103 | LV_120-2_0_5_line_103 |  | 99 | 100 | 0.0089945 | 0.125 | 0.08 | 261 | 0 | 0.364 | 1 | 1 | cs | TRUE
104 | LV_120-2_0_5_line_104 |  | 100 | 101 | 0.016484 | 0.125 | 0.08 | 261 | 0 | 0.364 | 1 | 1 | cs | TRUE
105 | LV_120-2_0_5_line_105 |  | 101 | 111 | 0.044812 | 0.125 | 0.08 | 261 | 0 | 0.364 | 1 | 1 | cs | TRUE
106 | LV_120-2_0_5_line_106 |  | 102 | 103 | 0.099773 | 0.125 | 0.08 | 261 | 0 | 0.364 | 1 | 1 | cs | TRUE
107 | LV_120-2_0_5_line_107 |  | 103 | 104 | 0.01993 | 0.125 | 0.08 | 261 | 0 | 0.364 | 1 | 1 | cs | TRUE
108 | LV_120-2_0_5_line_108 |  | 104 | 105 | 0.022575 | 0.125 | 0.08 | 261 | 0 | 0.364 | 1 | 1 | cs | TRUE
109 | LV_120-2_0_5_line_109 |  | 105 | 106 | 0.014014 | 0.125 | 0.08 | 261 | 0 | 0.364 | 1 | 1 | cs | TRUE
110 | LV_120-2_0_5_line_110 |  | 106 | 122 | 0.012494 | 0.125 | 0.08 | 261 | 0 | 0.364 | 1 | 1 | cs | TRUE
111 | LV_120-2_0_5_line_111 |  | 108 | 109 | 0.005648 | 0.125 | 0.08 | 261 | 0 | 0.364 | 1 | 1 | cs | TRUE
112 | LV_120-2_0_5_line_112 |  | 109 | 110 | 0.0080164 | 0.125 | 0.08 | 261 | 0 | 0.364 | 1 | 1 | cs | TRUE
113 | LV_120-2_0_5_line_113 |  | 111 | 112 | 0.021523 | 0.125 | 0.08 | 261 | 0 | 0.364 | 1 | 1 | cs | TRUE
114 | LV_120-2_0_5_line_114 |  | 112 | 113 | 0.036131 | 0.125 | 0.08 | 261 | 0 | 0.364 | 1 | 1 | cs | TRUE
115 | LV_120-2_0_5_line_115 |  | 112 | 114 | 0.031044 | 0.125 | 0.08 | 261 | 0 | 0.364 | 1 | 1 | cs | TRUE
116 | LV_120-2_0_5_line_116 |  | 113 | 115 | 0.033206 | 0.125 | 0.08 | 261 | 0 | 0.364 | 1 | 1 | cs | TRUE
117 | LV_120-2_0_5_line_117 |  | 114 | 116 | 0.047194 | 0.125 | 0.08 | 261 | 0 | 0.364 | 1 | 1 | cs | TRUE
118 | LV_120-2_0_5_line_118 |  | 116 | 117 | 0.032048 | 0.125 | 0.08 | 261 | 0 | 0.364 | 1 | 1 | cs | TRUE
119 | LV_120-2_0_5_line_119 |  | 118 | 119 | 0.0048596 | 0.125 | 0.08 | 261 | 0 | 0.364 | 1 | 2 | cs | TRUE
120 | LV_120-2_0_5_line_120 |  | 119 | 120 | 0.00013361 | 0.125 | 0.08 | 261 | 0 | 0.364 | 1 | 2 | cs | TRUE
121 | LV_120-2_0_5_line_121 |  | 120 | 121 | 0.012433 | 0.125 | 0.08 | 261 | 0 | 0.364 | 1 | 2 | cs | TRUE

## trafo
| name | std_type | hv_bus | lv_bus | sn_mva | vn_hv_kv | vn_lv_kv | vk_percent | vkr_percent | pfe_kw | i0_percent | shift_degree | tap_side | tap_neutral | tap_min | tap_max | tap_step_percent | tap_step_degree | tap_pos | tap_phase_shifter | parallel | df | in_service
0 | LV_120-2_0_5_trafo_27 | 0.63 MVA 20/0.4 kV | 123 | 32 | 0.63 | 20 | 0.4 | 6 | 1.206 | 1.65 | 0.2619 | 150 | hv | 0 | -2 | 2 | 2.5 | 0 | 0 | FALSE | 1 | 1 | TRUE

## line_geodata
| x0 | y0 | x1 | y1 | x2 | y2 | x3 | y3 | x4 | y4 | x5 | y5 | x6 | y6 | x7 | y7
0 | 2711252.3384 | 1236873.757 | 2711242.4267 | 1236875.051
1 | 2711230.1513 | 1236871.2334 | 2711239.0474 | 1236875.4922 | 2711242.4267 | 1236875.051
2 | 2711230.1513 | 1236871.2334 | 2711217.4564 | 1236877.8564
3 | 2711230.1513 | 1236871.2334 | 2711224.4435 | 1236881.0008 | 2711222.915 | 1236889.4677 | 2711227.0552 | 1236907.2148
4 | 2711182.426 | 1236841.3387 | 2711225.3576 | 1236855.2422 | 2711226.3199 | 1236864.4674 | 2711230.1513 | 1236871.2334
5 | 2711217.4564 | 1236877.8564 | 2711213.4774 | 1236877.8387
6 | 2711227.0552 | 1236907.2148 | 2711227.0552 | 1236907.2148 | 2711233.611 | 1236915.0113
7 | 2711182.426 | 1236841.3387 | 2711001.2566 | 1236782.0557
8 | 2711001.2566 | 1236782.0557 | 2710826.5593 | 1236540.5311
9 | 2711213.4774 | 1236877.8387 | 2711210.4488 | 1236877.8252 | 2711193.4635 | 1236875.7659
10 | 2711240.6401 | 1236923.3707 | 2711233.611 | 1236915.0113
11 | 2711191.7798 | 1236949.6432 | 2711194.4383 | 1236941.3457
12 | 2711191.7798 | 1236949.6432 | 2711205.6965 | 1236952.3326
13 | 2711240.6401 | 1236923.3707 | 2711244.7424 | 1236926.9837 | 2711257.5545 | 1236930.4475
14 | 2711240.6401 | 1236923.3707 | 2711232.016 | 1236957.301
15 | 2711205.6965 | 1236952.3326 | 2711218.6849 | 1236954.8425
16 | 2711376.1615 | 1237113.0169 | 2711373.1604 | 1237102.291
17 | 2711354.4926 | 1237073.5996 | 2711372.8141 | 1237101.0536 | 2711373.1604 | 1237102.291
18 | 2711354.4926 | 1237073.5996 | 2711351.3028 | 1237047.9752
19 | 2711354.4926 | 1237073.5996 | 2711347.6211 | 1237074.4869
20 | 2711354.4926 | 1237073.5996 | 2711360.3146 | 1237070.2506 | 2711361.1949 | 1237067.9408
21 | 2711351.3028 | 1237047.9752 | 2711333.4964 | 1237002.7282 | 2711337.1575 | 1237001.03
22 | 2711351.3028 | 1237047.9752 | 2711360.0522 | 1237045.1803
23 | 2711319.3107 | 1237079.9674 | 2711326.9073 | 1237077.2299 | 2711345.9959 | 1237074.6968 | 2711347.6211 | 1237074.4869
24 | 2711371.7531 | 1237041.4424 | 2711360.0522 | 1237045.1803
25 | 2711319.3107 | 1237079.9674 | 2711307.2109 | 1237084.333
26 | 2711319.3107 | 1237079.9674 | 2711323.9596 | 1237095.687
27 | 2711389.515 | 1237198.3209 | 2711395.198 | 1237195.5253 | 2711396.9053 | 1237192.6673
28 | 2711389.515 | 1237198.3209 | 2711397.5877 | 1237228.1918
29 | 2711389.515 | 1237198.3209 | 2711369.5305 | 1237183.6547
30 | 2711371.7531 | 1237041.4424 | 2711379.1154 | 1237031.0278 | 2711381.0712 | 1237026.4172
31 | 2711383.0518 | 1237012.8406 | 2711382.8138 | 1237020.2665 | 2711381.4038 | 1237025.6331 | 2711381.0712 | 1237026.4172
32 | 2711383.8162 | 1236988.9945 | 2711383.0518 | 1237012.8406
33 | 2711384.0734 | 1236980.9703 | 2711383.8162 | 1236988.9945
34 | 2711271.1025 | 1237102.9934 | 2711274.5777 | 1237098.0657 | 2711279.459 | 1237094.4321 | 2711300.2157 | 1237086.8817 | 2711307.2109 | 1237084.333
35 | 2711307.2109 | 1237084.333 | 2711306.2271 | 1237072.6276 | 2711303.6688 | 1237042.1525
36 | 2711336.157 | 1237124.7517 | 2711326.9397 | 1237105.764 | 2711323.9596 | 1237095.687
37 | 2711271.1025 | 1237102.9934 | 2711270.6612 | 1237108.7674 | 2711271.7138 | 1237112.3678 | 2711276.9465 | 1237117.0361 | 2711307.4439 | 1237138.0907
38 | 2711271.1025 | 1237102.9934 | 2711247.4443 | 1237085.4876
39 | 2711300.5724 | 1237005.2681 | 2711303.6688 | 1237042.1525
40 | 2711235.8405 | 1237076.9014 | 2711231.9344 | 1237074.0153
41 | 2711235.8405 | 1237076.9014 | 2711241.7972 | 1237081.309
42 | 2711224.8838 | 1237068.8059 | 2711231.9344 | 1237074.0153
43 | 2711241.7972 | 1237081.309 | 2711247.4443 | 1237085.4876
44 | 2711307.4439 | 1237138.0907 | 2711322.0497 | 1237148.8096
45 | 2711299.265 | 1236989.6949 | 2711300.5724 | 1237005.2681
46 | 2711332.0624 | 1237156.1577 | 2711322.0497 | 1237148.8096
47 | 2711264.1484 | 1237193.7789 | 2711260.08 | 1237189.1768 | 2711255.5686 | 1237184.7889 | 2711253.5131 | 1237183.0157
48 | 2711264.1484 | 1237193.7789 | 2711267.5991 | 1237198.2359 | 2711281.4686 | 1237218.9453 | 2711291.0758 | 1237229.6448 | 2711301.075 | 1237236.7934 | 2711311.021 | 1237239.9155 | 2711312.846 | 1237240.0197
49 | 2711253.5131 | 1237183.0157 | 2711245.7562 | 1237193.1005 | 2711230.1976 | 1237219.7079 | 2711216.283 | 1237239.3628 | 2711199.4795 | 1237261.7435 | 2711196.3328 | 1237264.0865 | 2711191.8174 | 1237264.3577
50 | 2711253.5131 | 1237183.0157 | 2711241.4807 | 1237172.0886
51 | 2711312.846 | 1237240.0197 | 2711318.7178 | 1237240.3549
52 | 2711332.0624 | 1237156.1577 | 2711341.3231 | 1237162.9539
53 | 2711292.8637 | 1236960.3335 | 2711296.1579 | 1236965.0656 | 2711297.6189 | 1236970.6974 | 2711298.5809 | 1236981.5461 | 2711299.265 | 1236989.6949
54 | 2711292.8637 | 1236960.3335 | 2711285.1367 | 1236949.2501
55 | 2711257.5545 | 1236930.4475 | 2711264.3204 | 1236932.2767 | 2711283.4375 | 1236946.8129 | 2711285.1367 | 1236949.2501
56 | 2711341.3231 | 1237162.9539 | 2711369.5305 | 1237183.6547
57 | 2711399.8956 | 1237242.8061 | 2711397.9996 | 1237229.7158 | 2711397.5877 | 1237228.1918
58 | 2711399.8956 | 1237242.8061 | 2711365.374 | 1237242.1517
59 | 2711352.813 | 1237241.9135 | 2711365.374 | 1237242.1517
60 | 2711351.6545 | 1237241.8916 | 2711352.813 | 1237241.9135
61 | 2711348.5832 | 1237241.8333 | 2711351.6545 | 1237241.8916
62 | 2711191.8174 | 1237264.3577 | 2711189.264 | 1237262.097 | 2711185.5549 | 1237257.7019
63 | 2711191.8174 | 1237264.3577 | 2711189.5237 | 1237266.8167 | 2711187.1063 | 1237269.4179 | 2711184.3413 | 1237272.3907 | 2711188.8044 | 1237276.9334 | 2711193.691 | 1237280.2831 | 2711201.1844 | 1237282.2249 | 2711210.5961 | 1237281.9564
64 | 2711318.7178 | 1237240.3549 | 2711331.1763 | 1237241.0661
65 | 2711210.5961 | 1237281.9564 | 2711221.7873 | 1237281.6324 | 2711228.0264 | 1237283.4729 | 2711235.7938 | 1237287.3547 | 2711249.1224 | 1237296.951
66 | 2711220.7987 | 1237320.2553 | 2711235.3522 | 1237318.7467
67 | 2711220.7987 | 1237320.2553 | 2711201.0942 | 1237305.32
68 | 2711180.2771 | 1237288.5718 | 2711189.6908 | 1237296.6766 | 2711201.0942 | 1237305.32
69 | 2711177.7751 | 1237263.7722 | 2711185.5549 | 1237257.7019
70 | 2711166.8495 | 1237300.4187 | 2711175.2393 | 1237295.3162 | 2711178.5878 | 1237291.4869 | 2711180.2771 | 1237288.5718
71 | 2711177.7751 | 1237263.7722 | 2711179.856 | 1237270.6499 | 2711180.9258 | 1237276.5634 | 2711181.3368 | 1237283.7101 | 2711180.2771 | 1237288.5718
72 | 2711166.8495 | 1237300.4187 | 2711152.2028 | 1237282.1258
73 | 2711177.7751 | 1237263.7722 | 2711173.5845 | 1237256.7994 | 2711169.4249 | 1237249.3824 | 2711167.7668 | 1237242.5571 | 2711166.2423 | 1237233.4436 | 2711166.2382 | 1237226.5052
74 | 2711169.1753 | 1237204.5597 | 2711166.2351 | 1237221.3006 | 2711166.2382 | 1237226.5052
75 | 2711138.9465 | 1237262.573 | 2711143.3934 | 1237271.1234 | 2711152.2028 | 1237282.1258
76 | 2711169.1753 | 1237204.5597 | 2711170.4962 | 1237197.0391 | 2711171.0873 | 1237192.6998
77 | 2711138.9465 | 1237262.573 | 2711133.7522 | 1237252.5855
78 | 2711051.4987 | 1237150.5878 | 2711051.7009 | 1237133.7117 | 2711052.4853 | 1237127.2342
79 | 2711051.4987 | 1237150.5878 | 2711052.246 | 1237155.1387 | 2711054.6382 | 1237162.378 | 2711057.2963 | 1237164.9258
80 | 2711080.1553 | 1237114.1694 | 2711091.2028 | 1237118.4828 | 2711092.3628 | 1237119.117
81 | 2711092.3628 | 1237119.117 | 2711101.713 | 1237124.2283 | 2711104.4299 | 1237127.8055
82 | 2711061.6192 | 1237169.0693 | 2711057.2963 | 1237164.9258
83 | 2711111.7228 | 1237141.3656 | 2711109.1579 | 1237134.0309 | 2711104.4299 | 1237127.8055
84 | 2711061.6192 | 1237169.0693 | 2711054.7493 | 1237178.1875
85 | 2711061.6192 | 1237169.0693 | 2711082.7539 | 1237180.9183 | 2711092.4821 | 1237186.2453
86 | 2711111.7228 | 1237141.3656 | 2711119.3241 | 1237163.1027
87 | 2711051.3831 | 1237182.6553 | 2711054.7493 | 1237178.1875
88 | 2711092.4821 | 1237186.2453 | 2711094.6123 | 1237187.4118 | 2711102.1582 | 1237192.6237 | 2711109.08 | 1237200.0479 | 2711113.4625 | 1237207.6914 | 2711114.1615 | 1237209.0173
89 | 2711119.3241 | 1237163.1027 | 2711122.4111 | 1237171.9307 | 2711122.5049 | 1237176.8905
90 | 2711122.7059 | 1237187.5166 | 2711122.5049 | 1237176.8905
91 | 2711122.7059 | 1237187.5166 | 2711122.9135 | 1237198.4947
92 | 2711122.9135 | 1237198.4947 | 2711123.3228 | 1237220.136
93 | 2711123.4456 | 1237226.6264 | 2711114.1615 | 1237209.0173
94 | 2711123.4456 | 1237226.6264 | 2711123.3228 | 1237220.136
95 | 2711123.4456 | 1237226.6264 | 2711131.6839 | 1237248.6089 | 2711133.7522 | 1237252.5855
96 | 2711123.4456 | 1237226.6264 | 2711119.7889 | 1237237.2107 | 2711118.1326 | 1237241.4076
97 | 2711110.9178 | 1237258.7284 | 2711111.8113 | 1237252.6403 | 2711116.2298 | 1237246.229 | 2711118.1326 | 1237241.4076
98 | 2711172.9534 | 1237179.0019 | 2711171.0873 | 1237192.6998
99 | 2711172.9534 | 1237179.0019 | 2711173.4004 | 1237175.7211 | 2711174.0434 | 1237164.4243 | 2711170.8886 | 1237152.7049
100 | 2711165.6531 | 1237133.2556 | 2711170.8886 | 1237152.7049
101 | 2711165.6531 | 1237133.2556 | 2711165.2555 | 1237131.7786 | 2711158.0328 | 1237104.944
102 | 2711168.0337 | 1237091.7325 | 2711157.7412 | 1237103.8606 | 2711158.0328 | 1237104.944
103 | 2711168.0337 | 1237091.7325 | 2711160.2023 | 1237087.3088
104 | 2711160.2023 | 1237087.3088 | 2711145.8494 | 1237079.2013
105 | 2711145.8494 | 1237079.2013 | 2711136.6784 | 1237074.0208 | 2711105.4391 | 1237059.9084
106 | 2711459.1654 | 1237032.0857 | 2711451.6552 | 1237020.1354 | 2711446.0295 | 1237011.8122 | 2711440.6653 | 1237008.9092 | 2711417.8513 | 1237007.9027 | 2711418.0317 | 1237001.9236 | 2711407.1188 | 1236990.6212 | 2711384.0734 | 1236980.9703
107 | 2711459.1654 | 1237032.0857 | 2711457.9719 | 1237038.0124 | 2711454.5171 | 1237045.0642 | 2711450.9311 | 1237049.914
108 | 2711465.2328 | 1237066.8602 | 2711461.7748 | 1237060.3791 | 2711456.7499 | 1237054.7248 | 2711450.8597 | 1237050.0106 | 2711450.9311 | 1237049.914
109 | 2711465.2328 | 1237066.8602 | 2711464.2289 | 1237071.5561 | 2711463.096 | 1237080.6976
110 | 2711463.096 | 1237080.6976 | 2711459.8369 | 1237085.796 | 2711456.9963 | 1237087.1438 | 2711453.6789 | 1237087.2817
111 | 2711224.2303 | 1236955.9141 | 2711218.6849 | 1236954.8425
112 | 2711232.016 | 1236957.301 | 2711231.9875 | 1236957.4132 | 2711224.2303 | 1236955.9141
113 | 2711084.4882 | 1237055.4967 | 2711101.8575 | 1237058.2904 | 2711105.4391 | 1237059.9084
114 | 2711084.4882 | 1237055.4967 | 2711048.3966 | 1237052.2527
115 | 2711084.4882 | 1237055.4967 | 2711060.5049 | 1237035.6994
116 | 2711048.3966 | 1237052.2527 | 2711049.9408 | 1237059.9209 | 2711052.7883 | 1237063.0544 | 2711073.6153 | 1237067.1025
117 | 2711060.5049 | 1237035.6994 | 2711040.0403 | 1237009.4407 | 2711028.7601 | 1237001.3147
118 | 2711004.8629 | 1236980.3604 | 2711012.0374 | 1236989.2681 | 2711028.7601 | 1237001.3147
119 | 2711331.1763 | 1237241.0661 | 2711336.0281 | 1237241.3431
120 | 2711336.1615 | 1237241.3507 | 2711336.0281 | 1237241.3431
121 | 2711348.5832 | 1237241.8333 | 2711342.6431 | 1237241.7207 | 2711336.1615 | 1237241.3507

## bus_geodata
| x | y | coords
0 | 2711252.3384 | 1236873.757
1 | 2711242.4267 | 1236875.051
2 | 2711230.1513 | 1236871.2334
3 | 2711217.4564 | 1236877.8564
4 | 2711227.0552 | 1236907.2148
5 | 2711182.426 | 1236841.3387
6 | 2711001.2566 | 1236782.0557
7 | 2711213.4774 | 1236877.8387
8 | 2711233.611 | 1236915.0113
9 | 2710826.5593 | 1236540.5311
10 | 2711194.4383 | 1236941.3457
11 | 2711191.7798 | 1236949.6432
12 | 2711193.4635 | 1236875.7659
13 | 2711240.6401 | 1236923.3707
14 | 2711205.6965 | 1236952.3326
15 | 2711376.1615 | 1237113.0169
16 | 2711373.1604 | 1237102.291
17 | 2711354.4926 | 1237073.5996
18 | 2711351.3028 | 1237047.9752
19 | 2711347.6211 | 1237074.4869
20 | 2711361.1949 | 1237067.9408
21 | 2711337.1575 | 1237001.03
22 | 2711360.0522 | 1237045.1803
23 | 2711319.3107 | 1237079.9674
24 | 2711396.9053 | 1237192.6673
25 | 2711389.515 | 1237198.3209
26 | 2711371.7531 | 1237041.4424
27 | 2711381.0712 | 1237026.4172
28 | 2711383.0518 | 1237012.8406
29 | 2711383.8162 | 1236988.9945
30 | 2711307.2109 | 1237084.333
31 | 2711323.9596 | 1237095.687
32 | 2711271.1025 | 1237102.9934
33 | 2711303.6688 | 1237042.1525
34 | 2711336.157 | 1237124.7517
35 | 2711235.8405 | 1237076.9014
36 | 2711231.9344 | 1237074.0153
37 | 2711241.7972 | 1237081.309
38 | 2711307.4439 | 1237138.0907
39 | 2711247.4443 | 1237085.4876
40 | 2711300.5724 | 1237005.2681
41 | 2711322.0497 | 1237148.8096
42 | 2711224.8838 | 1237068.8059
43 | 2711264.1484 | 1237193.7789
44 | 2711253.5131 | 1237183.0157
45 | 2711312.846 | 1237240.0197
46 | 2711332.0624 | 1237156.1577
47 | 2711299.265 | 1236989.6949
48 | 2711292.8637 | 1236960.3335
49 | 2711285.1367 | 1236949.2501
50 | 2711341.3231 | 1237162.9539
51 | 2711369.5305 | 1237183.6547
52 | 2711397.5877 | 1237228.1918
53 | 2711399.8956 | 1237242.8061
54 | 2711365.374 | 1237242.1517
55 | 2711352.813 | 1237241.9135
56 | 2711351.6545 | 1237241.8916
57 | 2711191.8174 | 1237264.3577
58 | 2711241.4807 | 1237172.0886
59 | 2711318.7178 | 1237240.3549
60 | 2711249.1224 | 1237296.951
61 | 2711210.5961 | 1237281.9564
62 | 2711235.3522 | 1237318.7467
63 | 2711220.7987 | 1237320.2553
64 | 2711201.0942 | 1237305.32
65 | 2711185.5549 | 1237257.7019
66 | 2711180.2771 | 1237288.5718
67 | 2711166.8495 | 1237300.4187
68 | 2711177.7751 | 1237263.7722
69 | 2711166.2382 | 1237226.5052
70 | 2711152.2028 | 1237282.1258
71 | 2711169.1753 | 1237204.5597
72 | 2711138.9465 | 1237262.573
73 | 2711052.4853 | 1237127.2342
74 | 2711051.4987 | 1237150.5878
75 | 2711080.1553 | 1237114.1694
76 | 2711092.3628 | 1237119.117
77 | 2711057.2963 | 1237164.9258
78 | 2711104.4299 | 1237127.8055
79 | 2711061.6192 | 1237169.0693
80 | 2711111.7228 | 1237141.3656
81 | 2711054.7493 | 1237178.1875
82 | 2711092.4821 | 1237186.2453
83 | 2711119.3241 | 1237163.1027
84 | 2711122.5049 | 1237176.8905
85 | 2711122.7059 | 1237187.5166
86 | 2711122.9135 | 1237198.4947
87 | 2711051.3831 | 1237182.6553
88 | 2711114.1615 | 1237209.0173
89 | 2711123.4456 | 1237226.6264
90 | 2711123.3228 | 1237220.136
91 | 2711133.7522 | 1237252.5855
92 | 2711118.1326 | 1237241.4076
93 | 2711110.9178 | 1237258.7284
94 | 2711171.0873 | 1237192.6998
95 | 2711172.9534 | 1237179.0019
96 | 2711170.8886 | 1237152.7049
97 | 2711165.6531 | 1237133.2556
98 | 2711158.0328 | 1237104.944
99 | 2711168.0337 | 1237091.7325
100 | 2711160.2023 | 1237087.3088
101 | 2711145.8494 | 1237079.2013
102 | 2711384.0734 | 1236980.9703
103 | 2711459.1654 | 1237032.0857
104 | 2711450.9311 | 1237049.914
105 | 2711465.2328 | 1237066.8602
106 | 2711463.096 | 1237080.6976
107 | 2711257.5545 | 1236930.4475
108 | 2711218.6849 | 1236954.8425
109 | 2711224.2303 | 1236955.9141
110 | 2711232.016 | 1236957.301
111 | 2711105.4391 | 1237059.9084
112 | 2711084.4882 | 1237055.4967
113 | 2711048.3966 | 1237052.2527
114 | 2711060.5049 | 1237035.6994
115 | 2711073.6153 | 1237067.1025
116 | 2711028.7601 | 1237001.3147
117 | 2711004.8629 | 1236980.3604
118 | 2711331.1763 | 1237241.0661
119 | 2711336.0281 | 1237241.3431
120 | 2711336.1615 | 1237241.3507
121 | 2711348.5832 | 1237241.8333
122 | 2711453.6789 | 1237087.2816
123 | 2711274.5777 | 1237098.0657

## line_std_types
| c_nf_per_km | r_ohm_per_km | x_ohm_per_km | max_i_ka | type | q_mm2 | alpha | voltage_rating
NAYY 4x50 SE | 210 | 0.642 | 0.083 | 0.142 | cs | 50 | 0.00403 | LV
NAYY 4x120 SE | 264 | 0.225 | 0.08 | 0.242 | cs | 120 | 0.00403 | LV
NAYY 4x150 SE | 261 | 0.208 | 0.08 | 0.27 | cs | 150 | 0.00403 | LV
NA2XS2Y 1x95 RM/25 12/20 kV | 216 | 0.313 | 0.132 | 0.252 | cs | 95 | 0.00403 | MV
NA2XS2Y 1x185 RM/25 12/20 kV | 273 | 0.161 | 0.117 | 0.362 | cs | 185 | 0.00403 | MV
NA2XS2Y 1x240 RM/25 12/20 kV | 304 | 0.122 | 0.112 | 0.421 | cs | 240 | 0.00403 | MV
NA2XS2Y 1x95 RM/25 6/10 kV | 315 | 0.313 | 0.123 | 0.249 | cs | 95 | 0.00403 | MV
NA2XS2Y 1x185 RM/25 6/10 kV | 406 | 0.161 | 0.11 | 0.358 | cs | 185 | 0.00403 | MV
NA2XS2Y 1x240 RM/25 6/10 kV | 456 | 0.122 | 0.105 | 0.416 | cs | 240 | 0.00403 | MV
NA2XS2Y 1x150 RM/25 12/20 kV | 250 | 0.206 | 0.116 | 0.319 | cs | 150 | 0.00403 | MV
NA2XS2Y 1x120 RM/25 12/20 kV | 230 | 0.253 | 0.119 | 0.283 | cs | 120 | 0.00403 | MV
NA2XS2Y 1x70 RM/25 12/20 kV | 190 | 0.443 | 0.132 | 0.22 | cs | 70 | 0.00403 | MV
NA2XS2Y 1x150 RM/25 6/10 kV | 360 | 0.206 | 0.11 | 0.315 | cs | 150 | 0.00403 | MV
NA2XS2Y 1x120 RM/25 6/10 kV | 340 | 0.253 | 0.113 | 0.28 | cs | 120 | 0.00403 | MV
NA2XS2Y 1x70 RM/25 6/10 kV | 280 | 0.443 | 0.123 | 0.217 | cs | 70 | 0.00403 | MV
N2XS(FL)2Y 1x120 RM/35 64/110 kV | 112 | 0.153 | 0.166 | 0.366 | cs | 120 | 0.00393 | HV
N2XS(FL)2Y 1x185 RM/35 64/110 kV | 125 | 0.099 | 0.156 | 0.457 | cs | 185 | 0.00393 | HV
N2XS(FL)2Y 1x240 RM/35 64/110 kV | 135 | 0.075 | 0.149 | 0.526 | cs | 240 | 0.00393 | HV
N2XS(FL)2Y 1x300 RM/35 64/110 kV | 144 | 0.06 | 0.144 | 0.588 | cs | 300 | 0.00393 | HV
15-AL1/3-ST1A 0.4 | 11 | 1.8769 | 0.35 | 0.105 | ol | 16 | 0.00403 | LV
24-AL1/4-ST1A 0.4 | 11.25 | 1.2012 | 0.335 | 0.14 | ol | 24 | 0.00403 | LV
48-AL1/8-ST1A 0.4 | 12.2 | 0.5939 | 0.3 | 0.21 | ol | 48 | 0.00403 | LV
94-AL1/15-ST1A 0.4 | 13.2 | 0.306 | 0.29 | 0.35 | ol | 94 | 0.00403 | LV
34-AL1/6-ST1A 10.0 | 9.7 | 0.8342 | 0.36 | 0.17 | ol | 34 | 0.00403 | MV
48-AL1/8-ST1A 10.0 | 10.1 | 0.5939 | 0.35 | 0.21 | ol | 48 | 0.00403 | MV
70-AL1/11-ST1A 10.0 | 10.4 | 0.4132 | 0.339 | 0.29 | ol | 70 | 0.00403 | MV
94-AL1/15-ST1A 10.0 | 10.75 | 0.306 | 0.33 | 0.35 | ol | 94 | 0.00403 | MV
122-AL1/20-ST1A 10.0 | 11.1 | 0.2376 | 0.323 | 0.41 | ol | 122 | 0.00403 | MV
149-AL1/24-ST1A 10.0 | 11.25 | 0.194 | 0.315 | 0.47 | ol | 149 | 0.00403 | MV
34-AL1/6-ST1A 20.0 | 9.15 | 0.8342 | 0.382 | 0.17 | ol | 34 | 0.00403 | MV
48-AL1/8-ST1A 20.0 | 9.5 | 0.5939 | 0.372 | 0.21 | ol | 48 | 0.00403 | MV
70-AL1/11-ST1A 20.0 | 9.7 | 0.4132 | 0.36 | 0.29 | ol | 70 | 0.00403 | MV
94-AL1/15-ST1A 20.0 | 10 | 0.306 | 0.35 | 0.35 | ol | 94 | 0.00403 | MV
122-AL1/20-ST1A 20.0 | 10.3 | 0.2376 | 0.344 | 0.41 | ol | 122 | 0.00403 | MV
149-AL1/24-ST1A 20.0 | 10.5 | 0.194 | 0.337 | 0.47 | ol | 149 | 0.00403 | MV
184-AL1/30-ST1A 20.0 | 10.75 | 0.1571 | 0.33 | 0.535 | ol | 184 | 0.00403 | MV
243-AL1/39-ST1A 20.0 | 11 | 0.1188 | 0.32 | 0.645 | ol | 243 | 0.00403 | MV
48-AL1/8-ST1A 110.0 | 8 | 0.5939 | 0.46 | 0.21 | ol | 48 | 0.00403 | HV
70-AL1/11-ST1A 110.0 | 8.4 | 0.4132 | 0.45 | 0.29 | ol | 70 | 0.00403 | HV
94-AL1/15-ST1A 110.0 | 8.65 | 0.306 | 0.44 | 0.35 | ol | 94 | 0.00403 | HV
122-AL1/20-ST1A 110.0 | 8.5 | 0.2376 | 0.43 | 0.41 | ol | 122 | 0.00403 | HV
149-AL1/24-ST1A 110.0 | 8.75 | 0.194 | 0.41 | 0.47 | ol | 149 | 0.00403 | HV
184-AL1/30-ST1A 110.0 | 8.8 | 0.1571 | 0.4 | 0.535 | ol | 184 | 0.00403 | HV
243-AL1/39-ST1A 110.0 | 9 | 0.1188 | 0.39 | 0.645 | ol | 243 | 0.00403 | HV
305-AL1/39-ST1A 110.0 | 9.2 | 0.0949 | 0.38 | 0.74 | ol | 305 | 0.00403 | HV
490-AL1/64-ST1A 110.0 | 9.75 | 0.059 | 0.37 | 0.96 | ol | 490 | 0.00403 | HV
679-AL1/86-ST1A 110.0 | 9.95 | 0.042 | 0.36 | 1.15 | ol | 679 | 0.00403 | HV
490-AL1/64-ST1A 220.0 | 10 | 0.059 | 0.285 | 0.96 | ol | 490 | 0.00403 | HV
679-AL1/86-ST1A 220.0 | 11.7 | 0.042 | 0.275 | 1.15 | ol | 679 | 0.00403 | HV
490-AL1/64-ST1A 380.0 | 11 | 0.059 | 0.253 | 0.96 | ol | 490 | 0.00403 | HV
679-AL1/86-ST1A 380.0 | 14.6 | 0.042 | 0.25 | 1.15 | ol | 679 | 0.00403 | HV

## trafo_std_types
| i0_percent | pfe_kw | vkr_percent | sn_mva | vn_lv_kv | vn_hv_kv | vk_percent | shift_degree | vector_group | tap_side | tap_neutral | tap_min | tap_max | tap_step_degree | tap_step_percent | tap_phase_shifter
160 MVA 380/110 kV | 0.06 | 60 | 0.25 | 160 | 110 | 380 | 12.2 | 0 | Yy0 | hv | 0 | -9 | 9 | 0 | 1.5 | FALSE
100 MVA 220/110 kV | 0.06 | 55 | 0.26 | 100 | 110 | 220 | 12 | 0 | Yy0 | hv | 0 | -9 | 9 | 0 | 1.5 | FALSE
63 MVA 110/20 kV | 0.04 | 22 | 0.32 | 63 | 20 | 110 | 18 | 150 | YNd5 | hv | 0 | -9 | 9 | 0 | 1.5 | FALSE
40 MVA 110/20 kV | 0.05 | 18 | 0.34 | 40 | 20 | 110 | 16.2 | 150 | YNd5 | hv | 0 | -9 | 9 | 0 | 1.5 | FALSE
25 MVA 110/20 kV | 0.07 | 14 | 0.41 | 25 | 20 | 110 | 12 | 150 | YNd5 | hv | 0 | -9 | 9 | 0 | 1.5 | FALSE
63 MVA 110/10 kV | 0.04 | 22 | 0.32 | 63 | 10 | 110 | 18 | 150 | YNd5 | hv | 0 | -9 | 9 | 0 | 1.5 | FALSE
40 MVA 110/10 kV | 0.05 | 18 | 0.34 | 40 | 10 | 110 | 16.2 | 150 | YNd5 | hv | 0 | -9 | 9 | 0 | 1.5 | FALSE
25 MVA 110/10 kV | 0.07 | 14 | 0.41 | 25 | 10 | 110 | 12 | 150 | YNd5 | hv | 0 | -9 | 9 | 0 | 1.5 | FALSE
0.25 MVA 20/0.4 kV | 0.32 | 0.8 | 1.44 | 0.25 | 0.4 | 20 | 6 | 150 | Yzn5 | hv | 0 | -2 | 2 | 0 | 2.5 | FALSE
0.4 MVA 20/0.4 kV | 0.3375 | 1.35 | 1.425 | 0.4 | 0.4 | 20 | 6 | 150 | Dyn5 | hv | 0 | -2 | 2 | 0 | 2.5 | FALSE
0.63 MVA 20/0.4 kV | 0.2619 | 1.65 | 1.206 | 0.63 | 0.4 | 20 | 6 | 150 | Dyn5 | hv | 0 | -2 | 2 | 0 | 2.5 | FALSE
0.25 MVA 10/0.4 kV | 0.24 | 0.6 | 1.2 | 0.25 | 0.4 | 10 | 4 | 150 | Dyn5 | hv | 0 | -2 | 2 | 0 | 2.5 | FALSE
0.4 MVA 10/0.4 kV | 0.2375 | 0.95 | 1.325 | 0.4 | 0.4 | 10 | 4 | 150 | Dyn5 | hv | 0 | -2 | 2 | 0 | 2.5 | FALSE
0.63 MVA 10/0.4 kV | 0.1873 | 1.18 | 1.0794 | 0.63 | 0.4 | 10 | 4 | 150 | Dyn5 | hv | 0 | -2 | 2 | 0 | 2.5 | FALSE

## trafo3w_std_types
| sn_hv_mva | sn_mv_mva | sn_lv_mva | vn_hv_kv | vn_mv_kv | vn_lv_kv | vk_hv_percent | vk_mv_percent | vk_lv_percent | vkr_hv_percent | vkr_mv_percent | vkr_lv_percent | pfe_kw | i0_percent | shift_mv_degree | shift_lv_degree | vector_group | tap_side | tap_neutral | tap_min | tap_max | tap_step_percent
63/25/38 MVA 110/20/10 kV | 63 | 25 | 38 | 110 | 20 | 10 | 10.4 | 10.4 | 10.4 | 0.28 | 0.32 | 0.35 | 35 | 0.89 | 0 | 0 | YN0yn0yn0 | hv | 0 | -10 | 10 | 1.2
63/25/38 MVA 110/10/10 kV | 63 | 25 | 38 | 110 | 10 | 10 | 10.4 | 10.4 | 10.4 | 0.28 | 0.32 | 0.35 | 35 | 0.89 | 0 | 0 | YN0yn0yn0 | hv | 0 | -10 | 10 | 1.2

## fuse_std_types
| fuse_type | i_rated_a | t_avg | t_min | t_total | x_avg | x_min | x_total
HV 100A | HV 100A | 100 | 0 | [10.0, 3.64, 0.854, 0.281, 0.1, 0.0531, 0.022, 0.01] | [10.0, 4.267, 1.21, 0.403, 0.1, 0.058, 0.022, 0.01] | 0 | [300.0, 350.0, 450.0, 550.0, 700.0, 850.0, 1200.0, 1752.0] | [600.0, 700.0, 900.0, 1150.0, 1665.0, 2000.0, 3000.0, 4313.0]
HV 10A | HV 10A | 10 | 0 | [10.0, 1675.0, 0.344, 0.156, 0.1, 0.0417, 0.0171, 0.01] | [10.0, 1.3, 0.3, 0.155, 0.1, 0.0555, 0.023, 0.01] | 0 | [30.0, 32.0, 35.0, 37.0, 39.0, 50.0, 70.0, 88.0] | [60.0, 70.0, 80.0, 87.0, 94.0, 110.0, 150.0, 216.0]
HV 125A | HV 125A | 125 | 0 | [10.0, 1.82, 0.344, 0.1, 0.0467, 0.0269, 0.01] | [10.0, 2.478, 0.426, 0.1, 0.0427, 0.0211, 0.01] | 0 | [375.0, 500.0, 700.0, 925.0, 1200.0, 1500.0, 2341.0] | [750.0, 1000.0, 1500.0, 2200.0, 3000.0, 4000.0, 5765.0]
HV 160A | HV 160A | 160 | 0 | [10.0, 4.15, 1.03, 0.198, 0.1, 0.051, 0.0172, 0.01] | [10.0, 2.3, 0.734, 0.274, 0.1, 0.046, 0.0177, 0.01] | 0 | [480.0, 550.0, 700.0, 1000.0, 1260.0, 1600.0, 2500.0, 3227.0] | [960.0, 1300.0, 1700.0, 2200.0, 2996.0, 4000.0, 6000.0, 7946.0]
HV 16A | HV 16A | 16 | 0 | [10.0, 0.352, 0.164, 0.1, 0.0649, 0.0342, 0.01] | [10.0, 2.34, 0.722, 0.181, 0.1, 0.055, 0.0296, 0.01] | 0 | [48.0, 60.0, 65.0, 71.0, 80.0, 100.0, 162.0] | [96.0, 110.0, 125.0, 150.0, 168.0, 200.0, 250.0, 398.0]
HV 200A | HV 200A | 200 | 0 | [10.0, 4.267, 1.21, 0.403, 0.1, 0.058, 0.022, 0.01] | [10.0, 3.73, 1.654, 0.328, 0.1, 0.0531, 0.019, 0.01] | 0 | [600.0, 700.0, 900.0, 1150.0, 1665.0, 2000.0, 3000.0, 4313.0] | [1200.0, 1500.0, 1800.0, 2700.0, 3960.0, 5000.0, 7500.0, 10620.0]
HV 20A | HV 20A | 20 | 0 | [10.0, 1.3, 0.3, 0.155, 0.1, 0.0555, 0.023, 0.01] | [10.0, 1.3, 0.161, 0.1, 0.0611, 0.0399, 0.0141, 0.01] | 0 | [60.0, 70.0, 80.0, 87.0, 94.0, 110.0, 150.0, 216.0] | [120.0, 150.0, 200.0, 223.0, 260.0, 300.0, 450.0, 532.0]
HV 25A | HV 25A | 25 | 0 | [10.0, 2.512, 0.833, 0.299, 0.1, 0.0372, 0.0223, 0.01] | [10.0, 3.125, 0.597, 0.198, 0.1, 0.0378, 0.022, 0.01] | 0 | [75.0, 82.0, 90.0, 100.0, 124.0, 170.0, 200.0, 289.0] | [150.0, 170.0, 210.0, 250.0, 294.0, 400.0, 500.0, 711.0]
HV 31.5A | HV 31.5A | 31.5 | 0 | [10.0, 2.34, 0.722, 0.181, 0.1, 0.055, 0.0296, 0.01] | [10.0, 2.84, 0.368, 0.164, 0.1, 0.0621, 0.0378, 0.0195, 0.01] | 0 | [95.0, 110.0, 125.0, 150.0, 165.0, 200.0, 250.0, 390.0] | [189.0, 220.0, 300.0, 350.0, 393.0, 450.0, 530.0, 700.0, 960.0]
HV 40A | HV 40A | 40 | 0 | [10.0, 1.3, 0.161, 0.1, 0.0611, 0.0399, 0.0141, 0.01] | [10.0, 2.05, 0.369, 0.198, 0.1, 0.051, 0.0298, 0.01] | 0 | [120.0, 150.0, 200.0, 223.0, 260.0, 300.0, 450.0, 532.0] | [240.0, 300.0, 400.0, 450.0, 530.0, 650.0, 800.0, 1311.0]
HV 50A | HV 50A | 50 | 0 | [10.0, 3.215, 0.597, 0.198, 0.1, 0.0378, 0.022, 0.01] | [10.0, 3.64, 0.854, 0.281, 0.1, 0.0531, 0.022, 0.01] | 0 | [150.0, 170.0, 210.0, 250.0, 294.0, 400.0, 500.0, 711.0] | [300.0, 350.0, 450.0, 550.0, 700.0, 850.0, 1200.0, 1752.0]
HV 6.3A | HV 6.3A | 6.3 | 0 | [10.0, 1.39, 0.344, 0.168, 0.1, 0.056, 0.0263, 0.01] | [10.0, 1.711, 0.516, 0.198, 0.1, 0.0634, 0.0303, 0.01] | 0 | [19.0, 19.5, 20.4, 20.8, 22.0, 25.0, 32.0, 48.0] | [38.0, 40.0, 43.0, 48.0, 53.0, 60.0, 75.0, 118.0]
HV 63A | HV 63A | 63 | 0 | [10.0, 2.84, 0.368, 0.164, 0.1, 0.0621, 0.0378, 0.0195, 0.01] | [10.0, 1.82, 0.344, 0.1, 0.0467, 0.0269, 0.01] | 0 | [189.0, 220.0, 300.0, 350.0, 393.0, 450.0, 530.0, 700.0, 961.0] | [378.0, 500.0, 700.0, 934.0, 1200.0, 1500.0, 2366.0]
HV 80A | HV 80A | 80 | 0 | [10.0, 2.05, 0.369, 0.198, 0.1, 0.051, 0.0298, 0.01] | [10.0, 4.15, 1.03, 0.198, 0.1, 0.051, 0.0172, 0.01] | 0 | [240.0, 300.0, 400.0, 450.0, 530.0, 650.0, 800.0, 1311.0] | [480.0, 550.0, 700.0, 1000.0, 1260.0, 1600.0, 2500.0, 3227.0]
Siemens NH-1-100 | Siemens NH-1-100 | 100 | [5400.0, 2000.0, 400.0, 20.0, 1.0, 0.2, 0.012, 0.004] | 0 | 0 | [150.0, 190.0, 250.0, 430.0, 900.0, 1250.0, 2700.0, 3600.0] | 0 | 0
Siemens NH-1-125 | Siemens NH-1-125 | 125 | [4800.0, 120.0, 7.0, 0.1, 0.004] | 0 | 0 | [180.0, 400.0, 740.0, 2000.0, 4250.0] | 0 | 0
Siemens NH-1-16 | Siemens NH-1-16 | 16 | [4000.0, 400.0, 2.0, 0.1, 0.04, 0.01] | 0 | 0 | [26.0, 35.0, 75.0, 150.0, 200.0, 300.0] | 0 | 0
Siemens NH-1-160 | Siemens NH-1-160 | 160 | [4800.0, 120.0, 7.0, 0.1, 0.004] | 0 | 0 | [210.0, 500.0, 900.0, 2300.0, 5000.0] | 0 | 0
Siemens NH-1-25 | Siemens NH-1-25 | 25 | [4000.0, 1000.0, 10.0, 0.2, 0.02, 0.01] | 0 | 0 | [40.0, 50.0, 100.0, 210.0, 400.0, 500.0] | 0 | 0
Siemens NH-1-50 | Siemens NH-1-50 | 50 | [4000.0, 40.0, 4.0, 1.0, 0.02, 0.01] | 0 | 0 | [86.0, 200.0, 300.0, 400.0, 1000.0, 1280.0] | 0 | 0
Siemens NH-1-63 | Siemens NH-1-63 | 63 | [4000.0, 100.0, 10.0, 2.0, 0.04, 0.01] | 0 | 0 | [100.0, 200.0, 300.0, 400.0, 1000.0, 1500.0] | 0 | 0
Siemens NH-1-80 | Siemens NH-1-80 | 80 | [4800.0, 120.0, 7.0, 0.1, 0.01] | 0 | 0 | [150.58, 250.0, 450.0, 1150.0, 2470.0] | 0 | 0
Siemens NH-2-1000 | Siemens NH-2-1000 | 1000 | [4800.0, 120.0, 7.0, 0.1, 0.004] | 0 | 0 | [1900.0, 3500.0, 8400.0, 24000.0, 52000.0] | 0 | 0
Siemens NH-2-200 | Siemens NH-2-200 | 200 | [4800.0, 120.0, 7.0, 0.1, 0.004] | 0 | 0 | [280.0, 650.0, 1200.0, 3000.0, 7000.0] | 0 | 0
Siemens NH-2-224 | Siemens NH-2-224 | 224 | [4800.0, 120.0, 7.0, 0.2, 0.04, 0.004] | 0 | 0 | [400.0, 750.0, 1453.0, 3025.0, 4315.0, 7600.0] | 0 | 0
Siemens NH-2-250 | Siemens NH-2-250 | 250 | [4800.0, 120.0, 7.0, 0.1, 0.004] | 0 | 0 | [450.0, 800.0, 1650.0, 4000.0, 8500.0] | 0 | 0
Siemens NH-2-315 | Siemens NH-2-315 | 315 | [4800.0, 120.0, 7.0, 0.1, 0.004] | 0 | 0 | [550.0, 920.0, 1900.0, 5000.0, 11000.0] | 0 | 0
Siemens NH-2-355 | Siemens NH-2-355 | 355 | [4800.0, 120.0, 6.0, 0.1, 0.004] | 0 | 0 | [650.0, 1116.27, 2350.0, 5840.0, 12790.0] | 0 | 0
Siemens NH-2-400 | Siemens NH-2-400 | 400 | [4800.0, 120.0, 7.0, 0.1, 0.004] | 0 | 0 | [720.0, 1350.0, 2800.0, 6500.0, 15000.0] | 0 | 0
Siemens NH-2-425 | Siemens NH-2-425 | 425 | [4800.0, 120.0, 7.0, 0.1, 0.004] | 0 | 0 | [850.0, 1500.0, 3050.0, 7500.0, 16500.0] | 0 | 0
Siemens NH-2-630 | Siemens NH-2-630 | 630 | [4800.0, 120.0, 7.0, 0.1, 0.004] | 0 | 0 | [1200.0, 2000.0, 4800.0, 12000.0, 26000.0] | 0 | 0

## res_bus
| vm_pu | va_degree | p_mw | q_mvar
0 | 0.97782 | -0.42717 | 0.0026086 | 0.00065378
1 | 0.97785 | -0.4267 | 0.0040503 | 0.0010151
2 | 0.97793 | -0.42508 | 0 | 0
3 | 0.97785 | -0.42669 | 0 | 0
4 | 0.97842 | -0.41545 | 0.0057041 | 0.0014296
5 | 0.97787 | -0.42627 | 0 | 0
6 | 0.97769 | -0.4299 | 0.00084179 | 0.00021097
7 | 0.97782 | -0.42713 | 0.0047381 | 0.0011875
8 | 0.9786 | -0.41182 | 0.039196 | 0.0098235
9 | 0.97763 | -0.43097 | 0.00019049 | 4.774e-05
10 | 0.97647 | -0.45373 | 0.0062384 | 0.0015635
11 | 0.97652 | -0.45274 | 0.0038812 | 0.00097272
12 | 0.9778 | -0.42765 | 0.0014171 | 0.00035515
13 | 0.9792 | -0.40015 | 0 | 0
14 | 0.97665 | -0.45012 | 0.00841 | 0.0021077
15 | 0.99221 | -0.14871 | 0.0075027 | 0.0018804
16 | 0.99229 | -0.14723 | 0.0021786 | 0.00054601
17 | 0.99259 | -0.14136 | 0 | 0
18 | 0.9919 | -0.15473 | 0 | 0
19 | 0.99287 | -0.13602 | 0.0020408 | 0.00051147
20 | 0.99255 | -0.14212 | 0.0046677 | 0.0011698
21 | 0.99174 | -0.1577 | 0.0031855 | 0.00079836
22 | 0.99168 | -0.15897 | 0.0013705 | 0.00034349
23 | 0.99408 | -0.11267 | 0 | 0
24 | 0.98737 | -0.24115 | 0.00075054 | 0.0001881
25 | 0.98738 | -0.24103 | 0 | 0
26 | 0.9914 | -0.16435 | 0 | 0
27 | 0.991 | -0.17213 | 0.0022922 | 0.00057447
28 | 0.99071 | -0.17763 | 0.0026422 | 0.00066219
29 | 0.99028 | -0.186 | 0.0020249 | 0.00050748
30 | 0.99484 | -0.09802 | 0 | 0
31 | 0.99379 | -0.1182 | 0.0072115 | 0.0018074
32 | 1 | 0 | -0.51673 | -0.13197
33 | 0.99085 | -0.17432 | 0.036968 | 0.0092649
34 | 0.99345 | -0.12484 | 0.011912 | 0.0029853
35 | 0.99958 | -0.0081215 | 0 | 0
36 | 0.99956 | -0.0083852 | 0.0011323 | 0.00028378
37 | 0.9996 | -0.0077192 | 0.0020845 | 0.00052242
38 | 0.99444 | -0.10564 | 0 | 0
39 | 0.99963 | -0.0070823 | 0.0086037 | 0.0021563
40 | 0.98798 | -0.22933 | 0.0013432 | 0.00033665
41 | 0.99256 | -0.14166 | 0.0023929 | 0.00059971
42 | 0.99955 | -0.008688 | 0.0019797 | 0.00049617
43 | 0.97896 | -0.40401 | 0 | 0
44 | 0.97846 | -0.41379 | 0 | 0
45 | 0.98127 | -0.3592 | 0.0040625 | 0.0010182
46 | 0.99128 | -0.16617 | 0.069898 | 0.017518
47 | 0.98678 | -0.25246 | 0.0064392 | 0.0016138
48 | 0.98452 | -0.29622 | 0 | 0
49 | 0.98353 | -0.31557 | 0.010128 | 0.0025384
50 | 0.99047 | -0.18176 | 0.040781 | 0.010221
51 | 0.98864 | -0.21668 | 0.0021017 | 0.00052673
52 | 0.9858 | -0.2713 | 0.0048586 | 0.0012177
53 | 0.98509 | -0.28517 | 0 | 0
54 | 0.98341 | -0.3176 | 0.0042007 | 0.0010528
55 | 0.98282 | -0.32895 | 0.0036343 | 0.00091085
56 | 0.98277 | -0.32996 | 0.0034956 | 0.00087609
57 | 0.97519 | -0.47793 | 0 | 0
58 | 0.97841 | -0.41483 | 0.0035231 | 0.00088296
59 | 0.98147 | -0.3552 | 0.0038095 | 0.00095476
60 | 0.975 | -0.4816 | 0.0024037 | 0.00060243
61 | 0.9751 | -0.47972 | 0 | 0
62 | 0.97346 | -0.51193 | 0.0006594 | 0.00016526
63 | 0.97347 | -0.51176 | 0 | 0
64 | 0.97348 | -0.51146 | 0.0085886 | 0.0021525
65 | 0.97491 | -0.4834 | 0.0036799 | 0.00092228
66 | 0.97371 | -0.50691 | 0 | 0
67 | 0.97321 | -0.51675 | 0 | 0
68 | 0.97462 | -0.48897 | 0 | 0
69 | 0.97377 | -0.50572 | 0.0016577 | 0.00041546
70 | 0.97257 | -0.5294 | 0.001743 | 0.00043684
71 | 0.97333 | -0.51439 | 0.0011996 | 0.00030066
72 | 0.97196 | -0.54146 | 0.001169 | 0.00029298
73 | 0.97022 | -0.57594 | 0.0023439 | 0.00058745
74 | 0.97027 | -0.57493 | 0 | 0
75 | 0.97043 | -0.57168 | 0.0011688 | 0.00029293
76 | 0.97045 | -0.57139 | 0.00095999 | 0.0002406
77 | 0.97031 | -0.57424 | 0.0014791 | 0.00037071
78 | 0.97048 | -0.57079 | 0.00077517 | 0.00019427
79 | 0.97033 | -0.57381 | 0 | 0
80 | 0.97052 | -0.56996 | 0.00146 | 0.00036591
81 | 0.97029 | -0.57458 | 0.0018115 | 0.00045402
82 | 0.97057 | -0.56893 | 0.0016468 | 0.00041272
83 | 0.97062 | -0.5681 | 0.0012294 | 0.00030812
84 | 0.97069 | -0.56661 | 0.00071361 | 0.00017885
85 | 0.97075 | -0.56537 | 0.00081522 | 0.00020431
86 | 0.97083 | -0.56393 | 0.00072603 | 0.00018196
87 | 0.97028 | -0.57477 | 0.0018285 | 0.00045826
88 | 0.97085 | -0.56353 | 0.0015703 | 0.00039356
89 | 0.97104 | -0.5596 | 0 | 0
90 | 0.97098 | -0.56078 | 0.0020504 | 0.00051388
91 | 0.97168 | -0.54695 | 0.0019114 | 0.00047905
92 | 0.97099 | -0.56073 | 0.0017185 | 0.00043069
93 | 0.97095 | -0.5615 | 0.0021827 | 0.00054704
94 | 0.97311 | -0.51882 | 0.0026539 | 0.00066513
95 | 0.97289 | -0.52324 | 0.0011738 | 0.00029417
96 | 0.97248 | -0.53123 | 0.0014771 | 0.0003702
97 | 0.9722 | -0.5367 | 0.0015903 | 0.00039858
98 | 0.97184 | -0.54381 | 0.0016507 | 0.0004137
99 | 0.97166 | -0.54742 | 0 | 0
100 | 0.97157 | -0.54933 | 0.0010476 | 0.00026256
101 | 0.9714 | -0.55251 | 0.00048299 | 0.00012105
102 | 0.99015 | -0.18853 | 0 | 0
103 | 0.98853 | -0.22003 | 0 | 0
104 | 0.9882 | -0.22633 | 0.0089394 | 0.0022404
105 | 0.98802 | -0.22988 | 0 | 0
106 | 0.98791 | -0.23207 | 0 | 0
107 | 0.98118 | -0.36132 | 0.034797 | 0.0087209
108 | 0.97688 | -0.44564 | 0.018851 | 0.0047245
109 | 0.97707 | -0.44179 | 0.0055941 | 0.001402
110 | 0.97739 | -0.4355 | 0.01247 | 0.0031254
111 | 0.97099 | -0.56075 | 0.0015505 | 0.00038859
112 | 0.97082 | -0.56409 | 0 | 0
113 | 0.97076 | -0.56524 | 0 | 0
114 | 0.97063 | -0.56793 | 0 | 0
115 | 0.97071 | -0.56629 | 0.0017155 | 0.00042994
116 | 0.97033 | -0.57377 | 0.0035757 | 0.00089616
117 | 0.97024 | -0.57561 | 0.003106 | 0.00077844
118 | 0.98193 | -0.34629 | 0.0043884 | 0.0010998
119 | 0.98212 | -0.34263 | 0.0038249 | 0.00095862
120 | 0.98212 | -0.34252 | 0.0017424 | 0.00043669
121 | 0.98264 | -0.33254 | 0.0041562 | 0.0010417
122 | 0.98781 | -0.23403 | 0.0087855 | 0.0022018
123 | 0.99998 | 149.9956 | 0 | 0

## res_line
| p_from_mw | q_from_mvar | p_to_mw | q_to_mvar | pl_mw | ql_mvar | i_from_ka | i_to_ka | i_ka | vm_from_pu | va_from_degree | vm_to_pu | va_to_degree | loading_percent
0 | -0.0026086 | -0.00065378 | 0.0026087 | 0.00065369 | 5.9069e-08 | -8.7584e-08 | 0.0039697 | 0.0039697 | 0.0039697 | 0.97782 | -0.42717 | 0.97785 | -0.4267 | 1.0906
1 | -0.006659 | -0.0016688 | 0.0066595 | 0.001669 | 5.1099e-07 | 1.6055e-07 | 0.010133 | 0.010133 | 0.010133 | 0.97785 | -0.4267 | 0.97793 | -0.42508 | 2.7838
2 | 0.0061558 | 0.0015426 | -0.0061554 | -0.0015424 | 4.7005e-07 | 1.2159e-07 | 0.0093666 | 0.0093667 | 0.0093667 | 0.97793 | -0.42508 | 0.97785 | -0.42669 | 2.5733
3 | -0.013848 | -0.0034635 | 0.013854 | 0.0034671 | 6.3485e-06 | 3.5843e-06 | 0.021068 | 0.021068 | 0.021068 | 0.97793 | -0.42508 | 0.97842 | -0.41545 | 5.788
4 | 0.0010325 | 0.00025196 | -0.0010325 | -0.0002527 | 5.7386e-08 | -7.4334e-07 | 0.0015687 | 0.0015689 | 0.0015689 | 0.97793 | -0.42508 | 0.97787 | -0.42627 | 0.43103
5 | 0.0061554 | 0.0015424 | -0.0061552 | -0.0015424 | 1.3091e-07 | 3.3871e-08 | 0.0093667 | 0.0093667 | 0.0093667 | 0.97785 | -0.42669 | 0.97782 | -0.42713 | 2.5733
6 | -0.019558 | -0.0048966 | 0.019562 | 0.0048987 | 3.3793e-06 | 2.0348e-06 | 0.029743 | 0.029743 | 0.029743 | 0.97842 | -0.41545 | 0.9786 | -0.41182 | 8.1712
7 | 0.0010325 | 0.0002527 | -0.0010323 | -0.00025498 | 1.7606e-07 | -2.2782e-06 | 0.0015689 | 0.0015698 | 0.0015698 | 0.97787 | -0.42627 | 0.97769 | -0.4299 | 0.43126
8 | 0.00019049 | 4.4008e-05 | -0.00019049 | -4.774e-05 | 9.3536e-09 | -3.7319e-06 | 0.00028864 | 0.00028993 | 0.00028993 | 0.97769 | -0.4299 | 0.97763 | -0.43097 | 0.079651
9 | 0.0014171 | 0.00035492 | -0.0014171 | -0.00035515 | 3.5119e-08 | -2.3013e-07 | 0.0021564 | 0.0021565 | 0.0021565 | 0.97782 | -0.42713 | 0.9778 | -0.42765 | 0.59245
10 | -0.058758 | -0.014722 | 0.05879 | 0.014743 | 3.2693e-05 | 2.0786e-05 | 0.089343 | 0.089343 | 0.089343 | 0.9786 | -0.41182 | 0.9792 | -0.40015 | 24.5447
11 | -0.0062384 | -0.0015635 | 0.0062387 | 0.0015636 | 2.9529e-07 | 7.9988e-08 | 0.0095066 | 0.0095066 | 0.0095066 | 0.97647 | -0.45373 | 0.97652 | -0.45274 | 2.6117
12 | -0.01012 | -0.0025363 | 0.010121 | 0.0025369 | 1.264e-06 | 6.3159e-07 | 0.015421 | 0.015421 | 0.015421 | 0.97652 | -0.45274 | 0.97665 | -0.45012 | 4.2365
13 | -0.11435 | -0.028714 | 0.11457 | 0.028849 | 0.00021225 | 0.0001356 | 0.1738 | 0.1738 | 0.1738 | 0.9792 | -0.40015 | 0.98118 | -0.36132 | 47.7461
14 | 0.055564 | 0.013971 | -0.05547 | -0.013911 | 9.3636e-05 | 5.9488e-05 | 0.084453 | 0.084453 | 0.084453 | 0.9792 | -0.40015 | 0.97739 | -0.4355 | 23.2014
15 | -0.018531 | -0.0046447 | 0.018535 | 0.004647 | 3.9545e-06 | 2.3653e-06 | 0.028234 | 0.028234 | 0.028234 | 0.97665 | -0.45012 | 0.97688 | -0.44564 | 7.7566
16 | -0.0075027 | -0.0018804 | 0.0075033 | 0.0018806 | 5.2878e-07 | 1.9456e-07 | 0.011252 | 0.011252 | 0.011252 | 0.99221 | -0.14871 | 0.99229 | -0.14723 | 3.0912
17 | -0.0096819 | -0.0024266 | 0.0096846 | 0.0024279 | 2.7106e-06 | 1.2917e-06 | 0.014519 | 0.014519 | 0.014519 | 0.99229 | -0.14723 | 0.99259 | -0.14136 | 3.9887
18 | 0.029331 | 0.0073823 | -0.029313 | -0.0073707 | 1.8733e-05 | 1.1656e-05 | 0.043982 | 0.043982 | 0.043982 | 0.99259 | -0.14136 | 0.9919 | -0.15473 | 12.0831
19 | -0.043684 | -0.01098 | 0.043695 | 0.010987 | 1.1146e-05 | 7.0441e-06 | 0.065499 | 0.065499 | 0.065499 | 0.99259 | -0.14136 | 0.99287 | -0.13602 | 17.9941
20 | 0.0046678 | 0.0011698 | -0.0046677 | -0.0011698 | 1.6872e-07 | -1.0778e-08 | 0.0069976 | 0.0069977 | 0.0069977 | 0.99259 | -0.14136 | 0.99255 | -0.14212 | 1.9224
21 | 0.003186 | 0.00079797 | -0.0031855 | -0.00079836 | 4.5109e-07 | -3.9091e-07 | 0.0047793 | 0.0047795 | 0.0047795 | 0.9919 | -0.15473 | 0.99174 | -0.1577 | 1.3131
22 | 0.026127 | 0.0065727 | -0.026121 | -0.0065694 | 5.2936e-06 | 3.2694e-06 | 0.039203 | 0.039203 | 0.039203 | 0.9919 | -0.15473 | 0.99168 | -0.15897 | 10.7701
23 | -0.045736 | -0.011499 | 0.045787 | 0.011531 | 5.1059e-05 | 3.2303e-05 | 0.068557 | 0.068557 | 0.068557 | 0.99287 | -0.13602 | 0.99408 | -0.11267 | 18.8344
24 | 0.024751 | 0.006226 | -0.024744 | -0.0062221 | 6.3561e-06 | 3.9095e-06 | 0.037147 | 0.037147 | 0.037147 | 0.99168 | -0.15897 | 0.9914 | -0.16435 | 10.2052
25 | -0.064919 | -0.016329 | 0.064964 | 0.016357 | 4.5452e-05 | 2.8923e-05 | 0.097196 | 0.097196 | 0.097196 | 0.99408 | -0.11267 | 0.99484 | -0.09802 | 26.7022
26 | 0.019132 | 0.0047977 | -0.019127 | -0.0047947 | 5.042e-06 | 3.0144e-06 | 0.028639 | 0.028639 | 0.028639 | 0.99408 | -0.11267 | 0.99379 | -0.1182 | 7.868
27 | -0.00075054 | -0.0001881 | 0.00075055 | 0.00018798 | 4.6356e-09 | -1.2062e-07 | 0.0011311 | 0.0011311 | 0.0011311 | 0.98737 | -0.24115 | 0.98738 | -0.24103 | 0.31074
28 | 0.11039 | 0.028105 | -0.11023 | -0.028003 | 0.00016088 | 0.00010218 | 0.16652 | 0.16652 | 0.16652 | 0.98738 | -0.24103 | 0.9858 | -0.2713 | 22.8743
29 | -0.11114 | -0.028293 | 0.11127 | 0.028376 | 0.00013064 | 8.2978e-05 | 0.16766 | 0.16766 | 0.16766 | 0.98738 | -0.24103 | 0.98864 | -0.21668 | 23.0296
30 | 0.024744 | 0.0062221 | -0.024735 | -0.0062164 | 9.1913e-06 | 5.6535e-06 | 0.037147 | 0.037147 | 0.037147 | 0.9914 | -0.16435 | 0.991 | -0.17213 | 10.2052
31 | 0.022443 | 0.0056419 | -0.022437 | -0.0056383 | 5.8918e-06 | 3.5926e-06 | 0.033705 | 0.033705 | 0.033705 | 0.991 | -0.17213 | 0.99071 | -0.17763 | 9.2597
32 | 0.019795 | 0.0049761 | -0.019787 | -0.0049714 | 7.9115e-06 | 4.7563e-06 | 0.029737 | 0.029737 | 0.029737 | 0.99071 | -0.17763 | 0.99028 | -0.186 | 8.1695
33 | 0.017762 | 0.0044639 | -0.01776 | -0.0044626 | 2.1453e-06 | 1.2697e-06 | 0.026694 | 0.026694 | 0.026694 | 0.99028 | -0.186 | 0.99015 | -0.18853 | 7.3336
34 | -0.27141 | -0.069087 | 0.2727 | 0.069911 | 0.0012893 | 0.00082407 | 0.40633 | 0.40633 | 0.40633 | 0.99484 | -0.09802 | 1 | 0 | 55.8151
35 | 0.20644 | 0.052729 | -0.20569 | -0.052245 | 0.00075848 | 0.00048433 | 0.30914 | 0.30914 | 0.30914 | 0.99484 | -0.09802 | 0.99085 | -0.17432 | 42.4641
36 | 0.011915 | 0.0029873 | -0.011912 | -0.0029853 | 3.7739e-06 | 2.0058e-06 | 0.017841 | 0.017842 | 0.017842 | 0.99379 | -0.1182 | 0.99345 | -0.12484 | 4.9015
37 | 0.22858 | 0.058602 | -0.22741 | -0.057858 | 0.0011643 | 0.00074376 | 0.3406 | 0.3406 | 0.3406 | 1 | 0 | 0.99444 | -0.10564 | 46.7852
38 | 0.013805 | 0.0034611 | -0.013801 | -0.0034585 | 4.6575e-06 | 2.5948e-06 | 0.020543 | 0.020543 | 0.020543 | 1 | 0 | 0.99963 | -0.0070823 | 5.6437
39 | 0.16872 | 0.04298 | -0.16827 | -0.042695 | 0.00044642 | 0.00028476 | 0.25362 | 0.25362 | 0.25362 | 0.99085 | -0.17432 | 0.98798 | -0.22933 | 34.8383
40 | 0.0031121 | 0.00077982 | -0.0031121 | -0.00077986 | 3.9089e-08 | -3.8644e-08 | 0.0046328 | 0.0046328 | 0.0046328 | 0.99958 | -0.0081215 | 0.99956 | -0.0083852 | 1.2728
41 | -0.0031121 | -0.00077982 | 0.0031122 | 0.00077976 | 5.964e-08 | -5.8966e-08 | 0.0046328 | 0.0046328 | 0.0046328 | 0.99958 | -0.0081215 | 0.9996 | -0.0077192 | 1.2727
42 | 0.0019798 | 0.00049607 | -0.0019797 | -0.00049617 | 2.8555e-08 | -9.6632e-08 | 0.0029472 | 0.0029472 | 0.0029472 | 0.99956 | -0.0083852 | 0.99955 | -0.008688 | 0.80968
43 | -0.0051967 | -0.0013022 | 0.0051968 | 0.0013022 | 1.5764e-07 | 8.8004e-09 | 0.0077357 | 0.0077357 | 0.0077357 | 0.9996 | -0.0077192 | 0.99963 | -0.0070823 | 2.1252
44 | 0.22741 | 0.057858 | -0.22702 | -0.057606 | 0.00039406 | 0.00025173 | 0.3406 | 0.3406 | 0.3406 | 0.99444 | -0.10564 | 0.99256 | -0.14166 | 46.7852
45 | 0.16693 | 0.042358 | -0.16674 | -0.04224 | 0.00018549 | 0.00011832 | 0.2516 | 0.2516 | 0.2516 | 0.98798 | -0.22933 | 0.98678 | -0.25246 | 34.5604
46 | 0.22463 | 0.057006 | -0.22436 | -0.056837 | 0.00026448 | 0.00016895 | 0.33701 | 0.33701 | 0.33701 | 0.99256 | -0.14166 | 0.99128 | -0.16617 | 46.2925
47 | 0.071493 | 0.018078 | -0.07146 | -0.018057 | 3.3534e-05 | 2.1081e-05 | 0.10873 | 0.10873 | 0.10873 | 0.97896 | -0.40401 | 0.97846 | -0.41379 | 14.935
48 | -0.071493 | -0.018078 | 0.071647 | 0.018175 | 0.00015401 | 9.6818e-05 | 0.10873 | 0.10873 | 0.10873 | 0.97896 | -0.40401 | 0.98127 | -0.3592 | 14.935
49 | 0.067936 | 0.017174 | -0.067728 | -0.017043 | 0.00020829 | 0.0001307 | 0.10337 | 0.10337 | 0.10337 | 0.97846 | -0.41379 | 0.97519 | -0.47793 | 14.1991
50 | 0.0035232 | 0.00088287 | -0.0035231 | -0.00088296 | 1.7498e-07 | -9.215e-08 | 0.005358 | 0.0053581 | 0.0053581 | 0.97846 | -0.41379 | 0.97841 | -0.41483 | 1.472
51 | -0.07571 | -0.019193 | 0.075724 | 0.019202 | 1.4555e-05 | 9.1667e-06 | 0.11489 | 0.11489 | 0.11489 | 0.98127 | -0.3592 | 0.98147 | -0.3552 | 15.7811
52 | 0.15447 | 0.039319 | -0.15435 | -0.039245 | 0.00011601 | 7.3951e-05 | 0.23209 | 0.23209 | 0.23209 | 0.99128 | -0.16617 | 0.99047 | -0.18176 | 31.8798
53 | 0.1603 | 0.040626 | -0.15997 | -0.040412 | 0.00033629 | 0.00021444 | 0.24189 | 0.24189 | 0.24189 | 0.98678 | -0.25246 | 0.98452 | -0.29622 | 33.2267
54 | 0.15997 | 0.040412 | -0.15982 | -0.040317 | 0.00014823 | 9.4522e-05 | 0.24189 | 0.24189 | 0.24189 | 0.98452 | -0.29622 | 0.98353 | -0.31557 | 33.2267
55 | 0.14969 | 0.037779 | -0.14936 | -0.03757 | 0.0003272 | 0.00020855 | 0.22657 | 0.22657 | 0.22657 | 0.98353 | -0.31557 | 0.98118 | -0.36132 | 31.1218
56 | 0.11357 | 0.029025 | -0.11338 | -0.028903 | 0.00019142 | 0.00012161 | 0.17082 | 0.17082 | 0.17082 | 0.99047 | -0.18176 | 0.98864 | -0.21668 | 23.4641
57 | 0.10537 | 0.026785 | -0.1053 | -0.026741 | 7.035e-05 | 4.4647e-05 | 0.15919 | 0.15919 | 0.15919 | 0.9858 | -0.2713 | 0.98509 | -0.28517 | 21.8669
58 | 0.1053 | 0.026741 | -0.10514 | -0.026637 | 0.00016406 | 0.00010412 | 0.15919 | 0.15919 | 0.15919 | 0.98509 | -0.28517 | 0.98341 | -0.3176 | 21.867
59 | 0.10094 | 0.025584 | -0.10088 | -0.025549 | 5.5024e-05 | 3.4897e-05 | 0.15284 | 0.15284 | 0.15284 | 0.98341 | -0.3176 | 0.98282 | -0.32895 | 20.9939
60 | 0.09725 | 0.024638 | -0.097245 | -0.024635 | 4.716e-06 | 2.9889e-06 | 0.14733 | 0.14733 | 0.14733 | 0.98282 | -0.32895 | 0.98277 | -0.32996 | 20.2381
61 | 0.093749 | 0.023759 | -0.093738 | -0.023752 | 1.1621e-05 | 7.3593e-06 | 0.14204 | 0.14204 | 0.14204 | 0.98277 | -0.32996 | 0.98264 | -0.33254 | 19.5111
62 | 0.065324 | 0.016441 | -0.065307 | -0.016431 | 1.7075e-05 | 1.07e-05 | 0.099701 | 0.099702 | 0.099702 | 0.97519 | -0.47793 | 0.97491 | -0.4834 | 13.6953
63 | 0.0024041 | 0.00060166 | -0.0024039 | -0.00060203 | 2.0397e-07 | -3.7374e-07 | 0.0036681 | 0.0036683 | 0.0036683 | 0.97519 | -0.47793 | 0.9751 | -0.47972 | 1.0078
64 | -0.079534 | -0.020157 | 0.079568 | 0.020178 | 3.4065e-05 | 2.1486e-05 | 0.12066 | 0.12066 | 0.12066 | 0.98147 | -0.3552 | 0.98193 | -0.34629 | 16.5744
65 | -0.0024037 | -0.00060243 | 0.0024039 | 0.00060203 | 2.1603e-07 | -3.9568e-07 | 0.0036685 | 0.0036683 | 0.0036685 | 0.975 | -0.4816 | 0.9751 | -0.47972 | 1.0078
66 | -0.0006594 | -0.00016526 | 0.00065941 | 0.00016508 | 5.5741e-09 | -1.7834e-07 | 0.001008 | 0.0010079 | 0.001008 | 0.97346 | -0.51193 | 0.97347 | -0.51176 | 0.27691
67 | -0.00065941 | -0.00016508 | 0.00065941 | 0.00016478 | 9.4177e-09 | -3.0137e-07 | 0.0010079 | 0.0010078 | 0.0010079 | 0.97347 | -0.51176 | 0.97348 | -0.51146 | 0.27689
68 | -0.009248 | -0.0023173 | 0.0092501 | 0.0023182 | 2.003e-06 | 9.4953e-07 | 0.014136 | 0.014136 | 0.014136 | 0.97348 | -0.51146 | 0.97371 | -0.50691 | 3.8835
69 | 0.061627 | 0.015508 | -0.06161 | -0.015498 | 1.6378e-05 | 1.0236e-05 | 0.094085 | 0.094085 | 0.094085 | 0.97491 | -0.4834 | 0.97462 | -0.48897 | 12.9238
70 | 0.029383 | 0.0073898 | -0.029369 | -0.0073812 | 1.3802e-05 | 8.6065e-06 | 0.044912 | 0.044912 | 0.044912 | 0.97371 | -0.50691 | 0.97321 | -0.51675 | 12.3385
71 | -0.038633 | -0.009708 | 0.038666 | 0.0097289 | 3.3118e-05 | 2.088e-05 | 0.059048 | 0.059048 | 0.059048 | 0.97371 | -0.50691 | 0.97462 | -0.48897 | 16.2219
72 | 0.029369 | 0.0073812 | -0.029351 | -0.0073701 | 1.7726e-05 | 1.1053e-05 | 0.044912 | 0.044912 | 0.044912 | 0.97321 | -0.51675 | 0.97257 | -0.5294 | 12.3385
73 | 0.022944 | 0.0057693 | -0.022926 | -0.0057581 | 1.8341e-05 | 1.1242e-05 | 0.035037 | 0.035038 | 0.035038 | 0.97462 | -0.48897 | 0.97377 | -0.50572 | 9.6257
74 | 0.021268 | 0.0053426 | -0.02126 | -0.0053372 | 8.7964e-06 | 5.3536e-06 | 0.032504 | 0.032504 | 0.032504 | 0.97377 | -0.50572 | 0.97333 | -0.51439 | 8.9298
75 | 0.027608 | 0.0069333 | -0.027592 | -0.0069234 | 1.5883e-05 | 9.8707e-06 | 0.042245 | 0.042245 | 0.042245 | 0.97257 | -0.5294 | 0.97196 | -0.54146 | 11.6059
76 | 0.02006 | 0.0050366 | -0.020056 | -0.005034 | 4.2384e-06 | 2.5633e-06 | 0.03067 | 0.030671 | 0.030671 | 0.97333 | -0.51439 | 0.97311 | -0.51882 | 8.426
77 | 0.026423 | 0.0066304 | -0.026417 | -0.0066262 | 6.9093e-06 | 4.2824e-06 | 0.040456 | 0.040456 | 0.040456 | 0.97196 | -0.54146 | 0.97168 | -0.54695 | 11.1142
78 | -0.0023439 | -0.00058745 | 0.0023441 | 0.00058723 | 1.1341e-07 | -2.1644e-07 | 0.0035949 | 0.0035948 | 0.0035949 | 0.97022 | -0.57594 | 0.97027 | -0.57493 | 0.98761
79 | -0.0023441 | -0.00058723 | 0.0023441 | 0.00058709 | 7.7136e-08 | -1.4724e-07 | 0.0035948 | 0.0035947 | 0.0035948 | 0.97027 | -0.57493 | 0.97031 | -0.57424 | 0.98758
80 | -0.0011688 | -0.00029293 | 0.0011688 | 0.00029277 | 1.5876e-08 | -1.527e-07 | 0.0017922 | 0.0017921 | 0.0017922 | 0.97043 | -0.57168 | 0.97045 | -0.57139 | 0.49235
81 | -0.0021288 | -0.00053337 | 0.0021289 | 0.00053322 | 6.052e-08 | -1.4843e-07 | 0.0032641 | 0.003264 | 0.0032641 | 0.97045 | -0.57139 | 0.97048 | -0.57079 | 0.89673
82 | -0.0038233 | -0.00095779 | 0.0038234 | 0.00095777 | 7.719e-08 | -2.4563e-08 | 0.0058631 | 0.005863 | 0.0058631 | 0.97031 | -0.57424 | 0.97033 | -0.57381 | 1.6107
83 | -0.002904 | -0.0007275 | 0.0029041 | 0.00072738 | 1.1588e-07 | -1.1844e-07 | 0.0044526 | 0.0044525 | 0.0044526 | 0.97048 | -0.57079 | 0.97052 | -0.56996 | 1.2232
84 | 0.0036402 | 0.00091217 | -0.0036401 | -0.00091222 | 1.3341e-07 | -5.5632e-08 | 0.0055823 | 0.0055823 | 0.0055823 | 0.97033 | -0.57381 | 0.97029 | -0.57458 | 1.5336
85 | -0.0074636 | -0.0018699 | 0.0074653 | 0.0018706 | 1.735e-06 | 6.7402e-07 | 0.011445 | 0.011445 | 0.011445 | 0.97033 | -0.57381 | 0.97057 | -0.56893 | 3.1443
86 | -0.0043641 | -0.0010933 | 0.0043645 | 0.0010932 | 3.8659e-07 | -3.7168e-08 | 0.006691 | 0.0066909 | 0.006691 | 0.97052 | -0.56996 | 0.97062 | -0.5681 | 1.8382
87 | 0.0018285 | 0.00045821 | -0.0018285 | -0.00045826 | 1.6495e-08 | -5.8535e-08 | 0.0028042 | 0.0028042 | 0.0028042 | 0.97029 | -0.57458 | 0.97028 | -0.57477 | 0.77038
88 | -0.009112 | -0.0022833 | 0.0091144 | 0.0022844 | 2.3462e-06 | 1.1053e-06 | 0.01397 | 0.01397 | 0.01397 | 0.97057 | -0.56893 | 0.97085 | -0.56353 | 3.8379
89 | -0.0055939 | -0.0014014 | 0.0055943 | 0.0014014 | 3.9472e-07 | 7.5705e-08 | 0.0085756 | 0.0085756 | 0.0085756 | 0.97062 | -0.5681 | 0.97069 | -0.56661 | 2.3559
90 | -0.0063079 | -0.0015803 | 0.0063083 | 0.0015804 | 3.7264e-07 | 1.071e-07 | 0.0096695 | 0.0096695 | 0.0096695 | 0.97069 | -0.56661 | 0.97075 | -0.56537 | 2.6565
91 | -0.0071235 | -0.0017847 | 0.007124 | 0.0017849 | 4.9091e-07 | 1.7843e-07 | 0.010919 | 0.010919 | 0.010919 | 0.97075 | -0.56537 | 0.97083 | -0.56393 | 2.9997
92 | -0.00785 | -0.0019669 | 0.0078512 | 0.0019673 | 1.175e-06 | 4.8434e-07 | 0.012032 | 0.012032 | 0.012032 | 0.97083 | -0.56393 | 0.97098 | -0.56078 | 3.3054
93 | -0.010685 | -0.002678 | 0.010687 | 0.002679 | 2.002e-06 | 1.0351e-06 | 0.016377 | 0.016376 | 0.016377 | 0.97085 | -0.56353 | 0.97104 | -0.5596 | 4.499
94 | 0.0099022 | 0.0024815 | -0.0099016 | -0.0024812 | 5.605e-07 | 2.7842e-07 | 0.015174 | 0.015174 | 0.015174 | 0.97104 | -0.5596 | 0.97098 | -0.56078 | 4.1687
95 | -0.02449 | -0.006138 | 0.024505 | 0.0061471 | 1.4766e-05 | 9.1042e-06 | 0.037529 | 0.037529 | 0.037529 | 0.97104 | -0.5596 | 0.97168 | -0.54695 | 10.3101
96 | 0.0039014 | 0.00097748 | -0.0039012 | -0.00097754 | 2.1057e-07 | -5.9569e-08 | 0.0059784 | 0.0059785 | 0.0059785 | 0.97104 | -0.5596 | 0.97099 | -0.56073 | 1.6424
97 | 0.0021828 | 0.00054685 | -0.0021827 | -0.00054704 | 8.0239e-08 | -1.8517e-07 | 0.003345 | 0.0033451 | 0.0033451 | 0.97099 | -0.56073 | 0.97095 | -0.5615 | 0.91897
98 | 0.017402 | 0.0043689 | -0.017398 | -0.0043667 | 3.6715e-06 | 2.1781e-06 | 0.026612 | 0.026612 | 0.026612 | 0.97311 | -0.51882 | 0.97289 | -0.52324 | 7.3111
99 | 0.016224 | 0.0040725 | -0.016218 | -0.0040689 | 6.1811e-06 | 3.6237e-06 | 0.024817 | 0.024817 | 0.024817 | 0.97289 | -0.52324 | 0.97248 | -0.53123 | 6.8179
100 | 0.014741 | 0.0036987 | -0.014737 | -0.0036965 | 3.8432e-06 | 2.2098e-06 | 0.022557 | 0.022557 | 0.022557 | 0.97248 | -0.53123 | 0.9722 | -0.5367 | 6.197
101 | 0.013147 | 0.0032979 | -0.013142 | -0.0032954 | 4.4522e-06 | 2.486e-06 | 0.020123 | 0.020123 | 0.020123 | 0.9722 | -0.5367 | 0.97184 | -0.54381 | 5.5284
102 | 0.011492 | 0.0028817 | -0.01149 | -0.0028807 | 1.9771e-06 | 1.0544e-06 | 0.017596 | 0.017596 | 0.017596 | 0.97184 | -0.54381 | 0.97166 | -0.54742 | 4.834
103 | 0.01149 | 0.0028807 | -0.011489 | -0.0028801 | 1.0443e-06 | 5.5697e-07 | 0.017596 | 0.017596 | 0.017596 | 0.97166 | -0.54742 | 0.97157 | -0.54933 | 4.8341
104 | 0.010441 | 0.0026176 | -0.010439 | -0.0026168 | 1.5808e-06 | 8.0762e-07 | 0.015991 | 0.015992 | 0.015992 | 0.97157 | -0.54933 | 0.9714 | -0.55251 | 4.3933
105 | 0.0099565 | 0.0024957 | -0.0099526 | -0.0024938 | 3.909e-06 | 1.9472e-06 | 0.015252 | 0.015252 | 0.015252 | 0.9714 | -0.55251 | 0.97099 | -0.56075 | 4.1901
106 | 0.01776 | 0.0044626 | -0.017733 | -0.0044469 | 2.6662e-05 | 1.5782e-05 | 0.026694 | 0.026695 | 0.026695 | 0.99015 | -0.18853 | 0.98853 | -0.22003 | 7.3337
107 | 0.017733 | 0.0044469 | -0.017728 | -0.0044437 | 5.3258e-06 | 3.1531e-06 | 0.026695 | 0.026695 | 0.026695 | 0.98853 | -0.22003 | 0.9882 | -0.22633 | 7.3337
108 | 0.0087887 | 0.0022033 | -0.0087872 | -0.0022026 | 1.4827e-06 | 6.5974e-07 | 0.013234 | 0.013234 | 0.013234 | 0.9882 | -0.22633 | 0.98802 | -0.22988 | 3.6357
109 | 0.0087872 | 0.0022026 | -0.0087863 | -0.0022022 | 9.2042e-07 | 4.0961e-07 | 0.013234 | 0.013234 | 0.013234 | 0.98802 | -0.22988 | 0.98791 | -0.23207 | 3.6358
110 | 0.0087863 | 0.0022022 | -0.0087855 | -0.0022018 | 8.206e-07 | 3.6522e-07 | 0.013234 | 0.013234 | 0.013234 | 0.98791 | -0.23207 | 0.98781 | -0.23403 | 3.6358
111 | -0.037386 | -0.0093716 | 0.037393 | 0.0093759 | 6.8689e-06 | 4.3254e-06 | 0.056949 | 0.056949 | 0.056949 | 0.97688 | -0.44564 | 0.97707 | -0.44179 | 15.6452
112 | -0.042987 | -0.010778 | 0.043 | 0.010786 | 1.2885e-05 | 8.1457e-06 | 0.065468 | 0.065468 | 0.065468 | 0.97707 | -0.44179 | 0.97739 | -0.4355 | 17.9857
113 | 0.0084021 | 0.0021052 | -0.0084008 | -0.0021046 | 1.3381e-06 | 5.9019e-07 | 0.012876 | 0.012876 | 0.012876 | 0.97099 | -0.56075 | 0.97082 | -0.56409 | 3.5373
114 | 0.0017157 | 0.0004292 | -0.0017156 | -0.00042958 | 9.368e-08 | -3.8677e-07 | 0.0026294 | 0.0026295 | 0.0026295 | 0.97082 | -0.56409 | 0.97076 | -0.56524 | 0.7224
115 | 0.0066851 | 0.0016754 | -0.0066839 | -0.001675 | 1.2223e-06 | 3.9848e-07 | 0.010247 | 0.010247 | 0.010247 | 0.97082 | -0.56409 | 0.97063 | -0.56793 | 2.815
116 | 0.0017156 | 0.00042958 | -0.0017155 | -0.00042994 | 8.6106e-08 | -3.5541e-07 | 0.0026295 | 0.0026297 | 0.0026297 | 0.97076 | -0.56524 | 0.97071 | -0.56629 | 0.72244
117 | 0.0066839 | 0.001675 | -0.006682 | -0.0016744 | 1.8582e-06 | 6.0611e-07 | 0.010247 | 0.010247 | 0.010247 | 0.97063 | -0.56793 | 0.97033 | -0.57377 | 2.8151
118 | 0.0031063 | 0.00077822 | -0.003106 | -0.00077844 | 2.727e-07 | -2.213e-07 | 0.0047634 | 0.0047636 | 0.0047636 | 0.97033 | -0.57377 | 0.97024 | -0.57561 | 1.3087
119 | -0.083956 | -0.021278 | 0.083971 | 0.021287 | 1.4769e-05 | 9.329e-06 | 0.12731 | 0.12731 | 0.12731 | 0.98193 | -0.34629 | 0.98212 | -0.34263 | 17.4879
120 | -0.087796 | -0.022246 | 0.087796 | 0.022246 | 4.4385e-07 | 2.8068e-07 | 0.13311 | 0.13311 | 0.13311 | 0.98212 | -0.34263 | 0.98212 | -0.34252 | 18.2839
121 | -0.089539 | -0.022683 | 0.089582 | 0.02271 | 4.2958e-05 | 2.7179e-05 | 0.13575 | 0.13575 | 0.13575 | 0.98212 | -0.34252 | 0.98264 | -0.33254 | 18.6466

## res_trafo
| p_hv_mw | q_hv_mvar | p_lv_mw | q_lv_mvar | pl_mw | ql_mvar | i_hv_ka | i_lv_ka | vm_hv_pu | va_hv_degree | vm_lv_pu | va_lv_degree | loading_percent
0 | -1.2729e-15 | -1.3162e-15 | 0.00165 | 1.2699e-07 | 0.00165 | 1.2699e-07 | 5.2857e-17 | 0.0023815 | 0.99998 | 149.9956 | 1 | 0 | 0.2619

## res_ext_grid
| p_mw | q_mvar
0 | 0.51673 | 0.13197

## res_load
| p_mw | q_mvar
0 | 0.0026086 | 0.00065378
1 | 0.0040503 | 0.0010151
2 | 0.0057041 | 0.0014296
3 | 0.00084179 | 0.00021097
4 | 0.0047381 | 0.0011875
5 | 0.039196 | 0.0098235
6 | 0.00019049 | 4.774e-05
7 | 0.0062384 | 0.0015635
8 | 0.0038812 | 0.00097272
9 | 0.0014171 | 0.00035515
10 | 0.00841 | 0.0021077
11 | 0.0075027 | 0.0018804
12 | 0.0021786 | 0.00054601
13 | 0.0020408 | 0.00051147
14 | 0.0046677 | 0.0011698
15 | 0.0031855 | 0.00079836
16 | 0.0013705 | 0.00034349
17 | 0.00075054 | 0.0001881
18 | 0.0022922 | 0.00057447
19 | 0.0026422 | 0.00066219
20 | 0.0020249 | 0.00050748
21 | 0.0072115 | 0.0018074
22 | 0.036968 | 0.0092649
23 | 0.011912 | 0.0029853
24 | 0.0011323 | 0.00028378
25 | 0.0020845 | 0.00052242
26 | 0.0086037 | 0.0021563
27 | 0.0013432 | 0.00033665
28 | 0.0023929 | 0.00059971
29 | 0.0019797 | 0.00049617
30 | 0.0040625 | 0.0010182
31 | 0.069898 | 0.017518
32 | 0.0064392 | 0.0016138
33 | 0.010128 | 0.0025384
34 | 0.040781 | 0.010221
35 | 0.0021017 | 0.00052673
36 | 0.0048586 | 0.0012177
37 | 0.0042007 | 0.0010528
38 | 0.0036343 | 0.00091085
39 | 0.0034956 | 0.00087609
40 | 0.0035231 | 0.00088296
41 | 0.0038095 | 0.00095476
42 | 0.0024037 | 0.00060243
43 | 0.0006594 | 0.00016526
44 | 0.0085886 | 0.0021525
45 | 0.0036799 | 0.00092228
46 | 0.0016577 | 0.00041546
47 | 0.001743 | 0.00043684
48 | 0.0011996 | 0.00030066
49 | 0.001169 | 0.00029298
50 | 0.0023439 | 0.00058745
51 | 0.0011688 | 0.00029293
52 | 0.00095999 | 0.0002406
53 | 0.0014791 | 0.00037071
54 | 0.00077517 | 0.00019427
55 | 0.00146 | 0.00036591
56 | 0.0018115 | 0.00045402
57 | 0.0016468 | 0.00041272
58 | 0.0012294 | 0.00030812
59 | 0.00071361 | 0.00017885
60 | 0.00081522 | 0.00020431
61 | 0.00072603 | 0.00018196
62 | 0.0018285 | 0.00045826
63 | 0.0015703 | 0.00039356
64 | 0.0020504 | 0.00051388
65 | 0.0019114 | 0.00047905
66 | 0.0017185 | 0.00043069
67 | 0.0021827 | 0.00054704
68 | 0.0026539 | 0.00066513
69 | 0.0011738 | 0.00029417
70 | 0.0014771 | 0.0003702
71 | 0.0015903 | 0.00039858
72 | 0.0016507 | 0.0004137
73 | 0.0010476 | 0.00026256
74 | 0.00048299 | 0.00012105
75 | 0.0089394 | 0.0022404
76 | 0.034797 | 0.0087209
77 | 0.018851 | 0.0047245
78 | 0.0055941 | 0.001402
79 | 0.01247 | 0.0031254
80 | 0.0015505 | 0.00038859
81 | 0.0017155 | 0.00042994
82 | 0.0035757 | 0.00089616
83 | 0.003106 | 0.00077844
84 | 0.0043884 | 0.0010998
85 | 0.0038249 | 0.00095862
86 | 0.0017424 | 0.00043669
87 | 0.0041562 | 0.0010417
88 | 0.0087855 | 0.0022018

## dtypes
| element | column | dtype
0 | bus | name | object
1 | bus | vn_kv | float64
2 | bus | type | object
3 | bus | zone | object
4 | bus | in_service | bool
5 | load | name | object
6 | load | bus | uint32
7 | load | p_mw | float64
8 | load | q_mvar | float64
9 | load | const_z_percent | float64
10 | load | const_i_percent | float64
11 | load | sn_mva | float64
12 | load | scaling | float64
13 | load | in_service | bool
14 | load | type | object
15 | ext_grid | name | object
16 | ext_grid | bus | uint32
17 | ext_grid | vm_pu | float64
18 | ext_grid | va_degree | float64
19 | ext_grid | slack_weight | float64
20 | ext_grid | in_service | bool
21 | line | name | object
22 | line | std_type | object
23 | line | from_bus | uint32
24 | line | to_bus | uint32
25 | line | length_km | float64
26 | line | r_ohm_per_km | float64
27 | line | x_ohm_per_km | float64
28 | line | c_nf_per_km | float64
29 | line | g_us_per_km | float64
30 | line | max_i_ka | float64
31 | line | df | float64
32 | line | parallel | uint32
33 | line | type | object
34 | line | in_service | bool
35 | trafo | name | object
36 | trafo | std_type | object
37 | trafo | hv_bus | uint32
38 | trafo | lv_bus | uint32
39 | trafo | sn_mva | float64
40 | trafo | vn_hv_kv | float64
41 | trafo | vn_lv_kv | float64
42 | trafo | vk_percent | float64
43 | trafo | vkr_percent | float64
44 | trafo | pfe_kw | float64
45 | trafo | i0_percent | float64
46 | trafo | shift_degree | float64
47 | trafo | tap_side | object
48 | trafo | tap_neutral | int32
49 | trafo | tap_min | int32
50 | trafo | tap_max | int32
51 | trafo | tap_step_percent | float64
52 | trafo | tap_step_degree | float64
53 | trafo | tap_pos | int32
54 | trafo | tap_phase_shifter | bool
55 | trafo | parallel | uint32
56 | trafo | df | float64
57 | trafo | in_service | bool
58 | line_geodata | coords | object
59 | bus_geodata | x | float64
60 | bus_geodata | y | float64
61 | bus_geodata | coords | object
62 | res_bus | vm_pu | float64
63 | res_bus | va_degree | float64
64 | res_bus | p_mw | float64
65 | res_bus | q_mvar | float64
66 | res_line | p_from_mw | float64
67 | res_line | q_from_mvar | float64
68 | res_line | p_to_mw | float64
69 | res_line | q_to_mvar | float64
70 | res_line | pl_mw | float64
71 | res_line | ql_mvar | float64
72 | res_line | i_from_ka | float64
73 | res_line | i_to_ka | float64
74 | res_line | i_ka | float64
75 | res_line | vm_from_pu | float64
76 | res_line | va_from_degree | float64
77 | res_line | vm_to_pu | float64
78 | res_line | va_to_degree | float64
79 | res_line | loading_percent | float64
80 | res_trafo | p_hv_mw | float64
81 | res_trafo | q_hv_mvar | float64
82 | res_trafo | p_lv_mw | float64
83 | res_trafo | q_lv_mvar | float64
84 | res_trafo | pl_mw | float64
85 | res_trafo | ql_mvar | float64
86 | res_trafo | i_hv_ka | float64
87 | res_trafo | i_lv_ka | float64
88 | res_trafo | vm_hv_pu | float64
89 | res_trafo | va_hv_degree | float64
90 | res_trafo | vm_lv_pu | float64
91 | res_trafo | va_lv_degree | float64
92 | res_trafo | loading_percent | float64
93 | res_ext_grid | p_mw | float64
94 | res_ext_grid | q_mvar | float64
95 | res_load | p_mw | float64
96 | res_load | q_mvar | float64

## parameters
| version | format_version | converged | OPF_converged | name | f_hz | sn_mva
0 | 2.14.6 | 2.14.0 | TRUE | FALSE |  | 50 | 1