## bus
| name | vn_kv | type | zone | in_service
0 | bus_LV_120-3_0_4_node_0 | 0.4 | n |  | TRUE
1 | bus_LV_120-3_0_4_node_1 | 0.4 | n |  | TRUE
2 | bus_LV_120-3_0_4_node_3 | 0.4 | n |  | TRUE
3 | bus_LV_120-3_0_4_node_4 | 0.4 | n |  | TRUE
4 | bus_LV_120-3_0_4_node_2 | 0.4 | n |  | TRUE
5 | bus_LV_120-3_0_4_node_5 | 0.4 | n |  | TRUE
6 | bus_LV_120-3_0_4_node_6 | 0.4 | n |  | TRUE
7 | bus_LV_120-3_0_4_node_20 | 0.4 | n |  | TRUE
8 | bus_LV_120-3_0_4_node_18 | 0.4 | n |  | TRUE
9 | bus_LV_120-3_0_4_node_15 | 0.4 | n |  | TRUE
10 | bus_LV_120-3_0_4_node_291 | 0.4 | n |  | TRUE
11 | bus_LV_120-3_0_4_node_292 | 0.4 | n |  | TRUE
12 | bus_LV_120-3_0_4_node_7 | 0.4 | n |  | TRUE
13 | bus_LV_120-3_0_4_node_8 | 0.4 | n |  | TRUE
14 | bus_LV_120-3_0_4_node_9 | 0.4 | n |  | TRUE
15 | bus_LV_120-3_0_4_node_10 | 0.4 | n |  | TRUE
16 | bus_LV_120-3_0_4_node_11 | 0.4 | n |  | TRUE
17 | bus_LV_120-3_0_4_node_24 | 0.4 | n |  | TRUE
18 | bus_LV_120-3_0_4_node_23 | 0.4 | n |  | TRUE
19 | bus_LV_120-3_0_4_node_328 | 0.4 | n |  | TRUE
20 | bus_LV_120-3_0_4_node_12 | 0.4 | n |  | TRUE
21 | bus_LV_120-3_0_4_node_14 | 0.4 | n |  | TRUE
22 | bus_LV_120-3_0_4_node_13 | 0.4 | n |  | TRUE
23 | bus_LV_120-3_0_4_node_17 | 0.4 | n |  | TRUE
24 | bus_LV_120-3_0_4_node_16 | 0.4 | n |  | TRUE
25 | bus_LV_120-3_0_4_node_233 | 0.4 | n |  | TRUE
26 | bus_LV_120-3_0_4_node_253 | 0.4 | n |  | TRUE
27 | bus_LV_120-3_0_4_node_269 | 0.4 | n |  | TRUE
28 | bus_LV_120-3_0_4_node_19 | 0.4 | n |  | TRUE
29 | bus_LV_120-3_0_4_node_21 | 0.4 | n |  | TRUE
30 | bus_LV_120-3_0_4_node_22 | 0.4 | n |  | TRUE
31 | bus_LV_120-3_0_4_node_113 | 0.4 | n |  | TRUE
32 | bus_LV_120-3_0_4_node_362 | 0.4 | n |  | TRUE
33 | bus_LV_120-3_0_4_node_25 | 0.4 | n |  | TRUE
34 | bus_LV_120-3_0_4_node_345 | 0.4 | n |  | TRUE
35 | bus_LV_120-3_0_4_node_26 | 0.4 | n |  | TRUE
36 | bus_LV_120-3_0_4_node_27 | 0.4 | n |  | TRUE
37 | bus_LV_120-3_0_4_node_319 | 0.4 | n |  | TRUE
38 | bus_LV_120-3_0_4_node_111 | 0.4 | n |  | TRUE
39 | bus_LV_120-3_0_4_node_112 | 0.4 | n |  | TRUE
40 | bus_LV_120-3_0_4_node_228 | 0.4 | n |  | TRUE
41 | bus_LV_120-3_0_4_node_229 | 0.4 | n |  | TRUE
42 | bus_LV_120-3_0_4_node_230 | 0.4 | n |  | TRUE
43 | bus_LV_120-3_0_4_node_231 | 0.4 | n |  | TRUE
44 | bus_LV_120-3_0_4_node_232 | 0.4 | n |  | TRUE
45 | bus_LV_120-3_0_4_node_254 | 0.4 | n |  | TRUE
46 | bus_LV_120-3_0_4_node_255 | 0.4 | n |  | TRUE
47 | bus_LV_120-3_0_4_node_256 | 0.4 | n |  | TRUE
48 | bus_LV_120-3_0_4_node_267 | 0.4 | n |  | TRUE
49 | bus_LV_120-3_0_4_node_257 | 0.4 | n |  | TRUE
50 | bus_LV_120-3_0_4_node_258 | 0.4 | n |  | TRUE
51 | bus_LV_120-3_0_4_node_259 | 0.4 | n |  | TRUE
52 | bus_LV_120-3_0_4_node_260 | 0.4 | n |  | TRUE
53 | bus_LV_120-3_0_4_node_261 | 0.4 | n |  | TRUE
54 | bus_LV_120-3_0_4_node_263 | 0.4 | n |  | TRUE
55 | bus_LV_120-3_0_4_node_264 | 0.4 | n |  | TRUE
56 | bus_LV_120-3_0_4_node_285 | 0.4 | n |  | TRUE
57 | bus_LV_120-3_0_4_node_262 | 0.4 | n |  | TRUE
58 | bus_LV_120-3_0_4_node_265 | 0.4 | n |  | TRUE
59 | bus_LV_120-3_0_4_node_273 | 0.4 | n |  | TRUE
60 | bus_LV_120-3_0_4_node_266 | 0.4 | n |  | TRUE
61 | bus_LV_120-3_0_4_node_268 | 0.4 | n |  | TRUE
62 | bus_LV_120-3_0_4_node_271 | 0.4 | n |  | TRUE
63 | bus_LV_120-3_0_4_node_270 | 0.4 | n |  | TRUE
64 | bus_LV_120-3_0_4_node_288 | 0.4 | n |  | TRUE
65 | bus_LV_120-3_0_4_node_272 | 0.4 | n |  | TRUE
66 | bus_LV_120-3_0_4_node_275 | 0.4 | n |  | TRUE
67 | bus_LV_120-3_0_4_node_274 | 0.4 | n |  | TRUE
68 | bus_LV_120-3_0_4_node_282 | 0.4 | n |  | TRUE
69 | bus_LV_120-3_0_4_node_276 | 0.4 | n |  | TRUE
70 | bus_LV_120-3_0_4_node_280 | 0.4 | n |  | TRUE
71 | bus_LV_120-3_0_4_node_277 | 0.4 | n |  | TRUE
72 | bus_LV_120-3_0_4_node_278 | 0.4 | n |  | TRUE
73 | bus_LV_120-3_0_4_node_279 | 0.4 | n |  | TRUE
74 | bus_LV_120-3_0_4_node_281 | 0.4 | n |  | TRUE
75 | bus_LV_120-3_0_4_node_283 | 0.4 | n |  | TRUE
76 | bus_LV_120-3_0_4_node_284 | 0.4 | n |  | TRUE
77 | bus_LV_120-3_0_4_node_297 | 0.4 | n |  | TRUE
78 | bus_LV_120-3_0_4_node_286 | 0.4 | n |  | TRUE
79 | bus_LV_120-3_0_4_node_287 | 0.4 | n |  | TRUE
80 | bus_LV_120-3_0_4_node_289 | 0.4 | n |  | TRUE
81 | bus_LV_120-3_0_4_node_290 | 0.4 | n |  | TRUE
82 | bus_LV_120-3_0_4_node_293 | 0.4 | n |  | TRUE
83 | bus_LV_120-3_0_4_node_294 | 0.4 | n |  | TRUE
84 | bus_LV_120-3_0_4_node_295 | 0.4 | n |  | TRUE
85 | bus_LV_120-3_0_4_node_317 | 0.4 | n |  | TRUE
86 | bus_LV_120-3_0_4_node_298 | 0.4 | n |  | TRUE
87 | bus_LV_120-3_0_4_node_296 | 0.4 | n |  | TRUE
88 | bus_LV_120-3_0_4_node_299 | 0.4 | n |  | TRUE
89 | bus_LV_120-3_0_4_node_322 | 0.4 | n |  | TRUE
90 | bus_LV_120-3_0_4_node_313 | 0.4 | n |  | TRUE
91 | bus_LV_120-3_0_4_node_314 | 0.4 | n |  | TRUE
92 | bus_LV_120-3_0_4_node_315 | 0.4 | n |  | TRUE
93 | bus_LV_120-3_0_4_node_316 | 0.4 | n |  | TRUE
94 | bus_LV_120-3_0_4_node_354 | 0.4 | n |  | TRUE
95 | bus_LV_120-3_0_4_node_355 | 0.4 | n |  | TRUE
96 | bus_LV_120-3_0_4_node_318 | 0.4 | n |  | TRUE
97 | bus_LV_120-3_0_4_node_342 | 0.4 | n |  | TRUE
98 | bus_LV_120-3_0_4_node_320 | 0.4 | n |  | TRUE
99 | bus_LV_120-3_0_4_node_347 | 0.4 | n |  | TRUE
100 | bus_LV_120-3_0_4_node_321 | 0.4 | n |  | TRUE
101 | bus_LV_120-3_0_4_node_323 | 0.4 | n |  | TRUE
102 | bus_LV_120-3_0_4_node_324 | 0.4 | n |  | TRUE
103 | bus_LV_120-3_0_4_node_353 | 0.4 | n |  | TRUE
104 | bus_LV_120-3_0_4_node_325 | 0.4 | n |  | TRUE
105 | bus_LV_120-3_0_4_node_326 | 0.4 | n |  | TRUE
106 | bus_LV_120-3_0_4_node_327 | 0.4 | n |  | TRUE
107 | bus_LV_120-3_0_4_node_329 | 0.4 | n |  | TRUE
108 | bus_LV_120-3_0_4_node_330 | 0.4 | n |  | TRUE
109 | bus_LV_120-3_0_4_node_336 | 0.4 | n |  | TRUE
110 | bus_LV_120-3_0_4_node_334 | 0.4 | n |  | TRUE
111 | bus_LV_120-3_0_4_node_331 | 0.4 | n |  | TRUE
112 | bus_LV_120-3_0_4_node_332 | 0.4 | n |  | TRUE
113 | bus_LV_120-3_0_4_node_337 | 0.4 | n |  | TRUE
114 | bus_LV_120-3_0_4_node_338 | 0.4 | n |  | TRUE
115 | bus_LV_120-3_0_4_node_339 | 0.4 | n |  | TRUE
116 | bus_LV_120-3_0_4_node_340 | 0.4 | n |  | TRUE
117 | bus_LV_120-3_0_4_node_341 | 0.4 | n |  | TRUE
118 | bus_LV_120-3_0_4_node_343 | 0.4 | n |  | TRUE
119 | bus_LV_120-3_0_4_node_344 | 0.4 | n |  | TRUE
120 | bus_LV_120-3_0_4_node_346 | 0.4 | n |  | TRUE
121 | bus_LV_120-3_0_4_node_348 | 0.4 | n |  | TRUE
122 | bus_LV_120-3_0_4_node_349 | 0.4 | n |  | TRUE
123 | bus_LV_120-3_0_4_node_350 | 0.4 | n |  | TRUE
124 | bus_LV_120-3_0_4_node_351 | 0.4 | n |  | TRUE
125 | bus_LV_120-3_0_4_node_352 | 0.4 | n |  | TRUE
126 | bus_LV_120-3_0_4_node_356 | 0.4 | n |  | TRUE
127 | bus_LV_120-3_0_4_node_359 | 0.4 | n |  | TRUE
128 | bus_LV_120-3_0_4_node_357 | 0.4 | n |  | TRUE
129 | bus_LV_120-3_0_4_node_358 | 0.4 | n |  | TRUE
130 | bus_LV_120-3_0_4_node_360 | 0.4 | n |  | TRUE
131 | bus_LV_120-3_0_4_node_361 | 0.4 | n |  | TRUE
132 | bus_MV_10_0_node_39 | 20 | n |  | TRUE

## load
| name | bus | p_mw | q_mvar | const_z_percent | const_i_percent | sn_mva | scaling | in_service | type
0 | LV_120-3_0_4_load_0 | 0 | 0.00080792 | 0.00020248 | 0 | 0 |  | 1 | TRUE | wye
1 | LV_120-3_0_4_load_4 | 3 | 0.00075286 | 0.00018868 | 0 | 0 |  | 1 | TRUE | wye
2 | LV_120-3_0_4_load_5 | 5 | 0.0013662 | 0.0003424 | 0 | 0 |  | 1 | TRUE | wye
3 | LV_120-3_0_4_load_6 | 6 | 0.013526 | 0.0033899 | 0 | 0 |  | 1 | TRUE | wye
4 | LV_120-3_0_4_load_20 | 7 | 0.0027215 | 0.00068206 | 0 | 0 |  | 1 | TRUE | wye
5 | LV_120-3_0_4_load_18 | 8 | 0.0027212 | 0.00068199 | 0 | 0 |  | 1 | TRUE | wye
6 | LV_120-3_0_4_load_15 | 9 | 0.0027471 | 0.00068848 | 0 | 0 |  | 1 | TRUE | wye
7 | LV_120-3_0_4_load_291 | 10 | 0.001685 | 0.0004223 | 0 | 0 |  | 1 | TRUE | wye
8 | LV_120-3_0_4_load_292 | 11 | 0.0034845 | 0.00087329 | 0 | 0 |  | 1 | TRUE | wye
9 | LV_120-3_0_4_load_7 | 12 | 0.0026206 | 0.00065678 | 0 | 0 |  | 1 | TRUE | wye
10 | LV_120-3_0_4_load_8 | 13 | 0.00272 | 0.0006817 | 0 | 0 |  | 1 | TRUE | wye
11 | LV_120-3_0_4_load_9 | 14 | 0.0031461 | 0.00078849 | 0 | 0 |  | 1 | TRUE | wye
12 | LV_120-3_0_4_load_11 | 16 | 0.0068029 | 0.001705 | 0 | 0 |  | 1 | TRUE | wye
13 | LV_120-3_0_4_load_24 | 17 | 0.0027195 | 0.00068156 | 0 | 0 |  | 1 | TRUE | wye
14 | LV_120-3_0_4_load_23 | 18 | 0.0022105 | 0.000554 | 0 | 0 |  | 1 | TRUE | wye
15 | LV_120-3_0_4_load_328 | 19 | 0.0042765 | 0.0010718 | 0 | 0 |  | 1 | TRUE | wye
16 | LV_120-3_0_4_load_12 | 20 | 0.0011531 | 0.000289 | 0 | 0 |  | 1 | TRUE | wye
17 | LV_120-3_0_4_load_13 | 22 | 0.0006659 | 0.00016689 | 0 | 0 |  | 1 | TRUE | wye
18 | LV_120-3_0_4_load_17 | 23 | 0.0050176 | 0.0012575 | 0 | 0 |  | 1 | TRUE | wye
19 | LV_120-3_0_4_load_253 | 26 | 0.0052004 | 0.0013033 | 0 | 0 |  | 1 | TRUE | wye
20 | LV_120-3_0_4_load_269 | 27 | 0.0020646 | 0.00051744 | 0 | 0 |  | 1 | TRUE | wye
21 | LV_120-3_0_4_load_22 | 30 | 0.0025641 | 0.00064262 | 0 | 0 |  | 1 | TRUE | wye
22 | LV_120-3_0_4_load_362 | 32 | 0.0041652 | 0.0010439 | 0 | 0 |  | 1 | TRUE | wye
23 | LV_120-3_0_4_load_25 | 33 | 0.0068499 | 0.0017167 | 0 | 0 |  | 1 | TRUE | wye
24 | LV_120-3_0_4_load_26 | 35 | 0.0060523 | 0.0015169 | 0 | 0 |  | 1 | TRUE | wye
25 | LV_120-3_0_4_load_27 | 36 | 0.0045045 | 0.0011289 | 0 | 0 |  | 1 | TRUE | wye
26 | LV_120-3_0_4_load_319 | 37 | 0.0025936 | 0.00065001 | 0 | 0 |  | 1 | TRUE | wye
27 | LV_120-3_0_4_load_111 | 38 | 0.001268 | 0.0003178 | 0 | 0 |  | 1 | TRUE | wye
28 | LV_120-3_0_4_load_112 | 39 | 0.0021426 | 0.00053699 | 0 | 0 |  | 1 | TRUE | wye
29 | LV_120-3_0_4_load_228 | 40 | 0.00024835 | 6.2241e-05 | 0 | 0 |  | 1 | TRUE | wye
30 | LV_120-3_0_4_load_229 | 41 | 0.000912 | 0.00022857 | 0 | 0 |  | 1 | TRUE | wye
31 | LV_120-3_0_4_load_231 | 43 | 0.0023775 | 0.00059587 | 0 | 0 |  | 1 | TRUE | wye
32 | LV_120-3_0_4_load_232 | 44 | 0.0025194 | 0.00063142 | 0 | 0 |  | 1 | TRUE | wye
33 | LV_120-3_0_4_load_254 | 45 | 0.0043529 | 0.0010909 | 0 | 0 |  | 1 | TRUE | wye
34 | LV_120-3_0_4_load_255 | 46 | 0.012629 | 0.0031652 | 0 | 0 |  | 1 | TRUE | wye
35 | LV_120-3_0_4_load_256 | 47 | 0.0063094 | 0.0015813 | 0 | 0 |  | 1 | TRUE | wye
36 | LV_120-3_0_4_load_257 | 49 | 0.0074323 | 0.0018627 | 0 | 0 |  | 1 | TRUE | wye
37 | LV_120-3_0_4_load_258 | 50 | 0.0013026 | 0.00032645 | 0 | 0 |  | 1 | TRUE | wye
38 | LV_120-3_0_4_load_260 | 52 | 0.001057 | 0.00026492 | 0 | 0 |  | 1 | TRUE | wye
39 | LV_120-3_0_4_load_263 | 54 | 0.0016191 | 0.00040578 | 0 | 0 |  | 1 | TRUE | wye
40 | LV_120-3_0_4_load_264 | 55 | 0.001609 | 0.00040326 | 0 | 0 |  | 1 | TRUE | wye
41 | LV_120-3_0_4_load_285 | 56 | 0.00069572 | 0.00017436 | 0 | 0 |  | 1 | TRUE | wye
42 | LV_120-3_0_4_load_262 | 57 | 0.00071019 | 0.00017799 | 0 | 0 |  | 1 | TRUE | wye
43 | LV_120-3_0_4_load_265 | 58 | 0.0015131 | 0.00037922 | 0 | 0 |  | 1 | TRUE | wye
44 | LV_120-3_0_4_load_273 | 59 | 0.0031327 | 0.00078514 | 0 | 0 |  | 1 | TRUE | wye
45 | LV_120-3_0_4_load_266 | 60 | 0.0066514 | 0.001667 | 0 | 0 |  | 1 | TRUE | wye
46 | LV_120-3_0_4_load_268 | 61 | 0.0013247 | 0.00033199 | 0 | 0 |  | 1 | TRUE | wye
47 | LV_120-3_0_4_load_271 | 62 | 0.001422 | 0.00035638 | 0 | 0 |  | 1 | TRUE | wye
48 | LV_120-3_0_4_load_270 | 63 | 0.0016441 | 0.00041205 | 0 | 0 |  | 1 | TRUE | wye
49 | LV_120-3_0_4_load_288 | 64 | 0.0020066 | 0.00050291 | 0 | 0 |  | 1 | TRUE | wye
50 | LV_120-3_0_4_load_272 | 65 | 0.0018618 | 0.00046661 | 0 | 0 |  | 1 | TRUE | wye
51 | LV_120-3_0_4_load_275 | 66 | 0.0020566 | 0.00051544 | 0 | 0 |  | 1 | TRUE | wye
52 | LV_120-3_0_4_load_274 | 67 | 0.00038213 | 9.5771e-05 | 0 | 0 |  | 1 | TRUE | wye
53 | LV_120-3_0_4_load_282 | 68 | 0.00070825 | 0.00017751 | 0 | 0 |  | 1 | TRUE | wye
54 | LV_120-3_0_4_load_276 | 69 | 0.0020001 | 0.00050127 | 0 | 0 |  | 1 | TRUE | wye
55 | LV_120-3_0_4_load_280 | 70 | 0.0023506 | 0.00058912 | 0 | 0 |  | 1 | TRUE | wye
56 | LV_120-3_0_4_load_277 | 71 | 0.0004617 | 0.00011571 | 0 | 0 |  | 1 | TRUE | wye
57 | LV_120-3_0_4_load_278 | 72 | 0.002052 | 0.00051427 | 0 | 0 |  | 1 | TRUE | wye
58 | LV_120-3_0_4_load_279 | 73 | 0.0012361 | 0.00030979 | 0 | 0 |  | 1 | TRUE | wye
59 | LV_120-3_0_4_load_281 | 74 | 0.00037644 | 9.4344e-05 | 0 | 0 |  | 1 | TRUE | wye
60 | LV_120-3_0_4_load_284 | 76 | 0.00035424 | 8.8782e-05 | 0 | 0 |  | 1 | TRUE | wye
61 | LV_120-3_0_4_load_297 | 77 | 0.0015267 | 0.00038262 | 0 | 0 |  | 1 | TRUE | wye
62 | LV_120-3_0_4_load_286 | 78 | 0.0013081 | 0.00032784 | 0 | 0 |  | 1 | TRUE | wye
63 | LV_120-3_0_4_load_287 | 79 | 0.0081962 | 0.0020542 | 0 | 0 |  | 1 | TRUE | wye
64 | LV_120-3_0_4_load_289 | 80 | 0.0014101 | 0.0003534 | 0 | 0 |  | 1 | TRUE | wye
65 | LV_120-3_0_4_load_290 | 81 | 0.003258 | 0.00081654 | 0 | 0 |  | 1 | TRUE | wye
66 | LV_120-3_0_4_load_294 | 83 | 0.0019496 | 0.00048862 | 0 | 0 |  | 1 | TRUE | wye
67 | LV_120-3_0_4_load_295 | 84 | 0.0019139 | 0.00047967 | 0 | 0 |  | 1 | TRUE | wye
68 | LV_120-3_0_4_load_317 | 85 | 0.0015717 | 0.0003939 | 0 | 0 |  | 1 | TRUE | wye
69 | LV_120-3_0_4_load_296 | 87 | 0.001734 | 0.00043459 | 0 | 0 |  | 1 | TRUE | wye
70 | LV_120-3_0_4_load_299 | 88 | 0.0008824 | 0.00022115 | 0 | 0 |  | 1 | TRUE | wye
71 | LV_120-3_0_4_load_322 | 89 | 0.001988 | 0.00049824 | 0 | 0 |  | 1 | TRUE | wye
72 | LV_120-3_0_4_load_313 | 90 | 0.0026181 | 0.00065616 | 0 | 0 |  | 1 | TRUE | wye
73 | LV_120-3_0_4_load_314 | 91 | 0.0042923 | 0.0010758 | 0 | 0 |  | 1 | TRUE | wye
74 | LV_120-3_0_4_load_315 | 92 | 0.004137 | 0.0010368 | 0 | 0 |  | 1 | TRUE | wye
75 | LV_120-3_0_4_load_316 | 93 | 0.0015554 | 0.00038981 | 0 | 0 |  | 1 | TRUE | wye
76 | LV_120-3_0_4_load_354 | 94 | 0.0016081 | 0.00040303 | 0 | 0 |  | 1 | TRUE | wye
77 | LV_120-3_0_4_load_355 | 95 | 0.0012906 | 0.00032346 | 0 | 0 |  | 1 | TRUE | wye
78 | LV_120-3_0_4_load_342 | 97 | 0.0022582 | 0.00056596 | 0 | 0 |  | 1 | TRUE | wye
79 | LV_120-3_0_4_load_320 | 98 | 0.0030414 | 0.00076225 | 0 | 0 |  | 1 | TRUE | wye
80 | LV_120-3_0_4_load_347 | 99 | 0.0028628 | 0.00071749 | 0 | 0 |  | 1 | TRUE | wye
81 | LV_120-3_0_4_load_321 | 100 | 0.00085542 | 0.00021439 | 0 | 0 |  | 1 | TRUE | wye
82 | LV_120-3_0_4_load_323 | 101 | 0.0017995 | 0.000451 | 0 | 0 |  | 1 | TRUE | wye
83 | LV_120-3_0_4_load_324 | 102 | 0.0043383 | 0.0010873 | 0 | 0 |  | 1 | TRUE | wye
84 | LV_120-3_0_4_load_353 | 103 | 0.0023181 | 0.00058097 | 0 | 0 |  | 1 | TRUE | wye
85 | LV_120-3_0_4_load_325 | 104 | 0.0037123 | 0.00093038 | 0 | 0 |  | 1 | TRUE | wye
86 | LV_120-3_0_4_load_326 | 105 | 0.0072855 | 0.0018259 | 0 | 0 |  | 1 | TRUE | wye
87 | LV_120-3_0_4_load_329 | 107 | 0.0054638 | 0.0013694 | 0 | 0 |  | 1 | TRUE | wye
88 | LV_120-3_0_4_load_330 | 108 | 0.0023945 | 0.00060013 | 0 | 0 |  | 1 | TRUE | wye
89 | LV_120-3_0_4_load_336 | 109 | 0.0045369 | 0.0011371 | 0 | 0 |  | 1 | TRUE | wye
90 | LV_120-3_0_4_load_334 | 110 | 0.0016652 | 0.00041734 | 0 | 0 |  | 1 | TRUE | wye
91 | LV_120-3_0_4_load_331 | 111 | 0.0017289 | 0.00043331 | 0 | 0 |  | 1 | TRUE | wye
92 | LV_120-3_0_4_load_332 | 112 | 0.0063525 | 0.0015921 | 0 | 0 |  | 1 | TRUE | wye
93 | LV_120-3_0_4_load_337 | 113 | 0.0047108 | 0.0011806 | 0 | 0 |  | 1 | TRUE | wye
94 | LV_120-3_0_4_load_338 | 114 | 0.0036185 | 0.00090688 | 0 | 0 |  | 1 | TRUE | wye
95 | LV_120-3_0_4_load_339 | 115 | 0.0037015 | 0.00092769 | 0 | 0 |  | 1 | TRUE | wye
96 | LV_120-3_0_4_load_340 | 116 | 0.0036768 | 0.00092149 | 0 | 0 |  | 1 | TRUE | wye
97 | LV_120-3_0_4_load_341 | 117 | 0.002405 | 0.00060276 | 0 | 0 |  | 1 | TRUE | wye
98 | LV_120-3_0_4_load_343 | 118 | 0.0084392 | 0.0021151 | 0 | 0 |  | 1 | TRUE | wye
99 | LV_120-3_0_4_load_344 | 119 | 0.0014056 | 0.00035229 | 0 | 0 |  | 1 | TRUE | wye
100 | LV_120-3_0_4_load_346 | 120 | 0.0068066 | 0.0017059 | 0 | 0 |  | 1 | TRUE | wye
101 | LV_120-3_0_4_load_348 | 121 | 0.0038476 | 0.00096431 | 0 | 0 |  | 1 | TRUE | wye
102 | LV_120-3_0_4_load_349 | 122 | 0.0035597 | 0.00089215 | 0 | 0 |  | 1 | TRUE | wye
103 | LV_120-3_0_4_load_350 | 123 | 0.0037425 | 0.00093795 | 0 | 0 |  | 1 | TRUE | wye
104 | LV_120-3_0_4_load_351 | 124 | 0.0035681 | 0.00089426 | 0 | 0 |  | 1 | TRUE | wye
105 | LV_120-3_0_4_load_352 | 125 | 0.0037196 | 0.00093223 | 0 | 0 |  | 1 | TRUE | wye
106 | LV_120-3_0_4_load_356 | 126 | 0.018761 | 0.004702 | 0 | 0 |  | 1 | TRUE | wye
107 | LV_120-3_0_4_load_359 | 127 | 0.0029489 | 0.00073907 | 0 | 0 |  | 1 | TRUE | wye
108 | LV_120-3_0_4_load_357 | 128 | 0.006024 | 0.0015097 | 0 | 0 |  | 1 | TRUE | wye
109 | LV_120-3_0_4_load_360 | 130 | 0.0039661 | 0.00099399 | 0 | 0 |  | 1 | TRUE | wye
110 | LV_120-3_0_4_load_361 | 131 | 0.0015899 | 0.00039847 | 0 | 0 |  | 1 | TRUE | wye

## ext_grid
| name | bus | vm_pu | va_degree | slack_weight | in_service
0 |  | 83 | 1 | 0 | 1 | TRUE

## line
| name | std_type | from_bus | to_bus | length_km | r_ohm_per_km | x_ohm_per_km | c_nf_per_km | g_us_per_km | max_i_ka | df | parallel | type | in_service
0 | LV_120-3_0_4_line_0 |  | 0 | 1 | 0.0017452 | 0.125 | 0.08 | 261 | 0 | 0.364 | 1 | 1 | cs | TRUE
1 | LV_120-3_0_4_line_1 |  | 1 | 2 | 0.030113 | 0.125 | 0.08 | 261 | 0 | 0.364 | 1 | 1 | cs | TRUE
2 | LV_120-3_0_4_line_2 |  | 1 | 3 | 0.011142 | 0.125 | 0.08 | 261 | 0 | 0.364 | 1 | 1 | cs | TRUE
3 | LV_120-3_0_4_line_3 |  | 2 | 7 | 0.019719 | 0.125 | 0.08 | 261 | 0 | 0.364 | 1 | 1 | cs | TRUE
4 | LV_120-3_0_4_line_4 |  | 2 | 8 | 0.015443 | 0.125 | 0.08 | 261 | 0 | 0.364 | 1 | 1 | cs | TRUE
5 | LV_120-3_0_4_line_5 |  | 3 | 9 | 0.020375 | 0.125 | 0.08 | 261 | 0 | 0.364 | 1 | 1 | cs | TRUE
6 | LV_120-3_0_4_line_6 |  | 4 | 5 | 0.012669 | 0.125 | 0.08 | 261 | 0 | 0.364 | 1 | 1 | cs | TRUE
7 | LV_120-3_0_4_line_7 |  | 4 | 6 | 0.011739 | 0.125 | 0.08 | 261 | 0 | 0.364 | 1 | 1 | cs | TRUE
8 | LV_120-3_0_4_line_8 |  | 5 | 10 | 0.012807 | 0.125 | 0.08 | 261 | 0 | 0.364 | 1 | 1 | cs | TRUE
9 | LV_120-3_0_4_line_9 |  | 6 | 11 | 0.0054889 | 0.125 | 0.08 | 261 | 0 | 0.364 | 1 | 1 | cs | TRUE
10 | LV_120-3_0_4_line_10 |  | 7 | 18 | 0.0039927 | 0.125 | 0.08 | 261 | 0 | 0.364 | 1 | 1 | cs | TRUE
11 | LV_120-3_0_4_line_11 |  | 8 | 28 | 0.019175 | 0.125 | 0.08 | 261 | 0 | 0.364 | 1 | 1 | cs | TRUE
12 | LV_120-3_0_4_line_12 |  | 9 | 22 | 0.0039824 | 0.125 | 0.08 | 261 | 0 | 0.364 | 1 | 1 | cs | TRUE
13 | LV_120-3_0_4_line_13 |  | 10 | 81 | 0.0069068 | 0.125 | 0.08 | 261 | 0 | 0.364 | 1 | 1 | cs | TRUE
14 | LV_120-3_0_4_line_14 |  | 11 | 82 | 0.035152 | 0.125 | 0.08 | 261 | 0 | 0.364 | 1 | 1 | cs | TRUE
15 | LV_120-3_0_4_line_15 |  | 12 | 13 | 0.032123 | 0.125 | 0.08 | 261 | 0 | 0.364 | 1 | 1 | cs | TRUE
16 | LV_120-3_0_4_line_16 |  | 12 | 14 | 0.012346 | 0.125 | 0.08 | 261 | 0 | 0.364 | 1 | 1 | cs | TRUE
17 | LV_120-3_0_4_line_17 |  | 13 | 15 | 0.01169 | 0.125 | 0.08 | 261 | 0 | 0.364 | 1 | 1 | cs | TRUE
18 | LV_120-3_0_4_line_18 |  | 14 | 16 | 0.029686 | 0.125 | 0.08 | 261 | 0 | 0.364 | 1 | 1 | cs | TRUE
19 | LV_120-3_0_4_line_19 |  | 15 | 17 | 0.01689 | 0.125 | 0.08 | 261 | 0 | 0.364 | 1 | 1 | cs | TRUE
20 | LV_120-3_0_4_line_20 |  | 15 | 18 | 0.0096778 | 0.125 | 0.08 | 261 | 0 | 0.364 | 1 | 1 | cs | TRUE
21 | LV_120-3_0_4_line_21 |  | 16 | 19 | 0.026414 | 0.125 | 0.08 | 261 | 0 | 0.364 | 1 | 1 | cs | TRUE
22 | LV_120-3_0_4_line_22 |  | 17 | 34 | 0.025662 | 0.125 | 0.08 | 261 | 0 | 0.364 | 1 | 1 | cs | TRUE
23 | LV_120-3_0_4_line_23 |  | 20 | 21 | 0.02082 | 0.125 | 0.08 | 261 | 0 | 0.364 | 1 | 1 | cs | TRUE
24 | LV_120-3_0_4_line_24 |  | 21 | 23 | 0.026247 | 0.125 | 0.08 | 261 | 0 | 0.364 | 1 | 1 | cs | TRUE
25 | LV_120-3_0_4_line_25 |  | 23 | 27 | 0.013687 | 0.125 | 0.08 | 261 | 0 | 0.364 | 1 | 1 | cs | TRUE
26 | LV_120-3_0_4_line_26 |  | 24 | 25 | 0.20886 | 0.125 | 0.08 | 261 | 0 | 0.364 | 1 | 1 | cs | TRUE
27 | LV_120-3_0_4_line_27 |  | 24 | 26 | 0.0096293 | 0.125 | 0.08 | 261 | 0 | 0.364 | 1 | 1 | cs | TRUE
28 | LV_120-3_0_4_line_28 |  | 25 | 44 | 0.12408 | 0.125 | 0.08 | 261 | 0 | 0.364 | 1 | 1 | cs | TRUE
29 | LV_120-3_0_4_line_29 |  | 26 | 45 | 0.0026256 | 0.125 | 0.08 | 261 | 0 | 0.364 | 1 | 1 | cs | TRUE
30 | LV_120-3_0_4_line_30 |  | 27 | 63 | 0.0078582 | 0.125 | 0.08 | 261 | 0 | 0.364 | 1 | 1 | cs | TRUE
31 | LV_120-3_0_4_line_31 |  | 28 | 29 | 0.081776 | 0.125 | 0.08 | 261 | 0 | 0.364 | 1 | 1 | cs | TRUE
32 | LV_120-3_0_4_line_32 |  | 28 | 30 | 0.0089789 | 0.125 | 0.08 | 261 | 0 | 0.364 | 1 | 1 | cs | TRUE
33 | LV_120-3_0_4_line_33 |  | 29 | 31 | 0.044753 | 0.125 | 0.08 | 261 | 0 | 0.364 | 1 | 1 | cs | TRUE
34 | LV_120-3_0_4_line_34 |  | 29 | 32 | 0.075274 | 0.125 | 0.08 | 261 | 0 | 0.364 | 1 | 1 | cs | TRUE
35 | LV_120-3_0_4_line_35 |  | 30 | 33 | 0.023408 | 0.125 | 0.08 | 261 | 0 | 0.364 | 1 | 1 | cs | TRUE
36 | LV_120-3_0_4_line_36 |  | 31 | 38 | 0.0050727 | 0.125 | 0.08 | 261 | 0 | 0.364 | 1 | 1 | cs | TRUE
37 | LV_120-3_0_4_line_37 |  | 33 | 35 | 0.028818 | 0.125 | 0.08 | 261 | 0 | 0.364 | 1 | 1 | cs | TRUE
38 | LV_120-3_0_4_line_38 |  | 34 | 96 | 0.017147 | 0.125 | 0.08 | 261 | 0 | 0.364 | 1 | 1 | cs | TRUE
39 | LV_120-3_0_4_line_39 |  | 34 | 117 | 0.013442 | 0.125 | 0.08 | 261 | 0 | 0.364 | 1 | 1 | cs | TRUE
40 | LV_120-3_0_4_line_40 |  | 35 | 36 | 0.020645 | 0.125 | 0.08 | 261 | 0 | 0.364 | 1 | 1 | cs | TRUE
41 | LV_120-3_0_4_line_41 |  | 36 | 37 | 0.020333 | 0.125 | 0.08 | 261 | 0 | 0.364 | 1 | 1 | cs | TRUE
42 | LV_120-3_0_4_line_42 |  | 37 | 98 | 0.019006 | 0.125 | 0.08 | 261 | 0 | 0.364 | 1 | 1 | cs | TRUE
43 | LV_120-3_0_4_line_43 |  | 38 | 39 | 0.015969 | 0.125 | 0.08 | 261 | 0 | 0.364 | 1 | 1 | cs | TRUE
44 | LV_120-3_0_4_line_44 |  | 40 | 41 | 0.19576 | 0.125 | 0.08 | 261 | 0 | 0.364 | 1 | 1 | cs | TRUE
45 | LV_120-3_0_4_line_45 |  | 41 | 42 | 0.14966 | 0.125 | 0.08 | 261 | 0 | 0.364 | 1 | 1 | cs | TRUE
46 | LV_120-3_0_4_line_46 |  | 42 | 43 | 0.022907 | 0.125 | 0.08 | 261 | 0 | 0.364 | 1 | 1 | cs | TRUE
47 | LV_120-3_0_4_line_47 |  | 43 | 44 | 0.072127 | 0.125 | 0.08 | 261 | 0 | 0.364 | 1 | 1 | cs | TRUE
48 | LV_120-3_0_4_line_48 |  | 45 | 46 | 0.022826 | 0.125 | 0.08 | 261 | 0 | 0.364 | 1 | 1 | cs | TRUE
49 | LV_120-3_0_4_line_49 |  | 46 | 47 | 0.0095444 | 0.125 | 0.08 | 261 | 0 | 0.364 | 1 | 1 | cs | TRUE
50 | LV_120-3_0_4_line_50 |  | 47 | 48 | 0.027243 | 0.125 | 0.08 | 261 | 0 | 0.364 | 1 | 1 | cs | TRUE
51 | LV_120-3_0_4_line_51 |  | 48 | 61 | 0.027873 | 0.125 | 0.08 | 261 | 0 | 0.364 | 1 | 1 | cs | TRUE
52 | LV_120-3_0_4_line_52 |  | 48 | 60 | 0.014519 | 0.125 | 0.08 | 261 | 0 | 0.364 | 1 | 1 | cs | TRUE
53 | LV_120-3_0_4_line_53 |  | 49 | 50 | 0.020378 | 0.125 | 0.08 | 261 | 0 | 0.364 | 1 | 1 | cs | TRUE
54 | LV_120-3_0_4_line_54 |  | 49 | 51 | 0.094527 | 0.125 | 0.08 | 261 | 0 | 0.364 | 1 | 1 | cs | TRUE
55 | LV_120-3_0_4_line_55 |  | 50 | 52 | 0.0046057 | 0.125 | 0.08 | 261 | 0 | 0.364 | 1 | 1 | cs | TRUE
56 | LV_120-3_0_4_line_56 |  | 51 | 53 | 0.060162 | 0.125 | 0.08 | 261 | 0 | 0.364 | 1 | 1 | cs | TRUE
57 | LV_120-3_0_4_line_57 |  | 51 | 54 | 0.015448 | 0.125 | 0.08 | 261 | 0 | 0.364 | 1 | 1 | cs | TRUE
58 | LV_120-3_0_4_line_58 |  | 52 | 55 | 0.036033 | 0.125 | 0.08 | 261 | 0 | 0.364 | 1 | 1 | cs | TRUE
59 | LV_120-3_0_4_line_59 |  | 53 | 56 | 0.042444 | 0.125 | 0.08 | 261 | 0 | 0.364 | 1 | 1 | cs | TRUE
60 | LV_120-3_0_4_line_60 |  | 54 | 59 | 0.0056053 | 0.125 | 0.08 | 261 | 0 | 0.364 | 1 | 1 | cs | TRUE
61 | LV_120-3_0_4_line_61 |  | 56 | 78 | 0.015577 | 0.125 | 0.08 | 261 | 0 | 0.364 | 1 | 1 | cs | TRUE
62 | LV_120-3_0_4_line_62 |  | 57 | 58 | 0.015306 | 0.125 | 0.08 | 261 | 0 | 0.364 | 1 | 1 | cs | TRUE
63 | LV_120-3_0_4_line_63 |  | 58 | 60 | 0.017526 | 0.125 | 0.08 | 261 | 0 | 0.364 | 1 | 1 | cs | TRUE
64 | LV_120-3_0_4_line_64 |  | 59 | 67 | 0.026521 | 0.125 | 0.08 | 261 | 0 | 0.364 | 1 | 1 | cs | TRUE
65 | LV_120-3_0_4_line_65 |  | 61 | 62 | 0.026355 | 0.125 | 0.08 | 261 | 0 | 0.364 | 1 | 1 | cs | TRUE
66 | LV_120-3_0_4_line_66 |  | 62 | 65 | 0.011551 | 0.125 | 0.08 | 261 | 0 | 0.364 | 1 | 1 | cs | TRUE
67 | LV_120-3_0_4_line_67 |  | 63 | 64 | 0.023957 | 0.125 | 0.08 | 261 | 0 | 0.364 | 1 | 1 | cs | TRUE
68 | LV_120-3_0_4_line_68 |  | 64 | 80 | 0.010369 | 0.125 | 0.08 | 261 | 0 | 0.364 | 1 | 1 | cs | TRUE
69 | LV_120-3_0_4_line_69 |  | 65 | 66 | 0.014116 | 0.125 | 0.08 | 261 | 0 | 0.364 | 1 | 1 | cs | TRUE
70 | LV_120-3_0_4_line_70 |  | 66 | 69 | 0.0042155 | 0.125 | 0.08 | 261 | 0 | 0.364 | 1 | 1 | cs | TRUE
71 | LV_120-3_0_4_line_71 |  | 67 | 68 | 0.01995 | 0.125 | 0.08 | 261 | 0 | 0.364 | 1 | 1 | cs | TRUE
72 | LV_120-3_0_4_line_72 |  | 68 | 75 | 0.039048 | 0.125 | 0.08 | 261 | 0 | 0.364 | 1 | 1 | cs | TRUE
73 | LV_120-3_0_4_line_73 |  | 69 | 70 | 0.018374 | 0.125 | 0.08 | 261 | 0 | 0.364 | 1 | 1 | cs | TRUE
74 | LV_120-3_0_4_line_74 |  | 70 | 72 | 0.0018399 | 0.125 | 0.08 | 261 | 0 | 0.364 | 1 | 1 | cs | TRUE
75 | LV_120-3_0_4_line_75 |  | 71 | 72 | 0.0023687 | 0.125 | 0.08 | 261 | 0 | 0.364 | 1 | 1 | cs | TRUE
76 | LV_120-3_0_4_line_76 |  | 71 | 73 | 0.018029 | 0.125 | 0.08 | 261 | 0 | 0.364 | 1 | 1 | cs | TRUE
77 | LV_120-3_0_4_line_77 |  | 73 | 74 | 0.015483 | 0.125 | 0.08 | 261 | 0 | 0.364 | 1 | 1 | cs | TRUE
78 | LV_120-3_0_4_line_78 |  | 74 | 75 | 0.011403 | 0.125 | 0.08 | 261 | 0 | 0.364 | 1 | 1 | cs | TRUE
79 | LV_120-3_0_4_line_79 |  | 75 | 76 | 0.018246 | 0.125 | 0.08 | 261 | 0 | 0.364 | 1 | 1 | cs | TRUE
80 | LV_120-3_0_4_line_80 |  | 76 | 77 | 0.022086 | 0.125 | 0.08 | 261 | 0 | 0.364 | 1 | 1 | cs | TRUE
81 | LV_120-3_0_4_line_81 |  | 77 | 87 | 0.0083858 | 0.125 | 0.08 | 261 | 0 | 0.364 | 1 | 1 | cs | TRUE
82 | LV_120-3_0_4_line_82 |  | 78 | 79 | 0.12313 | 0.125 | 0.08 | 261 | 0 | 0.364 | 1 | 1 | cs | TRUE
83 | LV_120-3_0_4_line_83 |  | 80 | 81 | 0.0095327 | 0.125 | 0.08 | 261 | 0 | 0.364 | 1 | 1 | cs | TRUE
84 | LV_120-3_0_4_line_84 |  | 82 | 83 | 0.0033248 | 0.125 | 0.08 | 261 | 0 | 0.364 | 1 | 2 | cs | TRUE
85 | LV_120-3_0_4_line_85 |  | 82 | 84 | 0.0048572 | 0.125 | 0.08 | 261 | 0 | 0.364 | 1 | 2 | cs | TRUE
86 | LV_120-3_0_4_line_86 |  | 83 | 85 | 0.015613 | 0.125 | 0.08 | 261 | 0 | 0.364 | 1 | 2 | cs | TRUE
87 | LV_120-3_0_4_line_87 |  | 84 | 86 | 0.02345 | 0.125 | 0.08 | 261 | 0 | 0.364 | 1 | 2 | cs | TRUE
88 | LV_120-3_0_4_line_88 |  | 85 | 96 | 0.02425 | 0.125 | 0.08 | 261 | 0 | 0.364 | 1 | 2 | cs | TRUE
89 | LV_120-3_0_4_line_89 |  | 86 | 88 | 0.018085 | 0.125 | 0.08 | 261 | 0 | 0.364 | 1 | 1 | cs | TRUE
90 | LV_120-3_0_4_line_90 |  | 86 | 87 | 0.0032537 | 0.125 | 0.08 | 261 | 0 | 0.364 | 1 | 1 | cs | TRUE
91 | LV_120-3_0_4_line_91 |  | 88 | 89 | 0.0077426 | 0.125 | 0.08 | 261 | 0 | 0.364 | 1 | 1 | cs | TRUE
92 | LV_120-3_0_4_line_92 |  | 89 | 100 | 0.012856 | 0.125 | 0.08 | 261 | 0 | 0.364 | 1 | 1 | cs | TRUE
93 | LV_120-3_0_4_line_93 |  | 90 | 91 | 0.0063526 | 0.125 | 0.08 | 261 | 0 | 0.364 | 1 | 1 | cs | TRUE
94 | LV_120-3_0_4_line_94 |  | 90 | 92 | 0.022272 | 0.125 | 0.08 | 261 | 0 | 0.364 | 1 | 1 | cs | TRUE
95 | LV_120-3_0_4_line_95 |  | 91 | 93 | 0.027503 | 0.125 | 0.08 | 261 | 0 | 0.364 | 1 | 1 | cs | TRUE
96 | LV_120-3_0_4_line_96 |  | 93 | 94 | 0.023363 | 0.125 | 0.08 | 261 | 0 | 0.364 | 1 | 1 | cs | TRUE
97 | LV_120-3_0_4_line_97 |  | 93 | 95 | 0.0070665 | 0.125 | 0.08 | 261 | 0 | 0.364 | 1 | 1 | cs | TRUE
98 | LV_120-3_0_4_line_98 |  | 94 | 127 | 0.027608 | 0.125 | 0.08 | 261 | 0 | 0.364 | 1 | 1 | cs | TRUE
99 | LV_120-3_0_4_line_99 |  | 95 | 120 | 0.021922 | 0.125 | 0.08 | 261 | 0 | 0.364 | 1 | 1 | cs | TRUE
100 | LV_120-3_0_4_line_100 |  | 96 | 97 | 0.020077 | 0.125 | 0.08 | 261 | 0 | 0.364 | 1 | 1 | cs | TRUE
101 | LV_120-3_0_4_line_101 |  | 97 | 118 | 0.0044073 | 0.125 | 0.08 | 261 | 0 | 0.364 | 1 | 1 | cs | TRUE
102 | LV_120-3_0_4_line_102 |  | 98 | 99 | 0.0026959 | 0.125 | 0.08 | 261 | 0 | 0.364 | 1 | 1 | cs | TRUE
103 | LV_120-3_0_4_line_103 |  | 100 | 101 | 0.00039421 | 0.125 | 0.08 | 261 | 0 | 0.364 | 1 | 1 | cs | TRUE
104 | LV_120-3_0_4_line_104 |  | 101 | 102 | 0.019421 | 0.125 | 0.08 | 261 | 0 | 0.364 | 1 | 1 | cs | TRUE
105 | LV_120-3_0_4_line_105 |  | 102 | 103 | 0.0014643 | 0.125 | 0.08 | 261 | 0 | 0.364 | 1 | 1 | cs | TRUE
106 | LV_120-3_0_4_line_106 |  | 103 | 125 | 0.0017197 | 0.125 | 0.08 | 261 | 0 | 0.364 | 1 | 1 | cs | TRUE
107 | LV_120-3_0_4_line_107 |  | 104 | 105 | 0.0084343 | 0.125 | 0.08 | 261 | 0 | 0.364 | 1 | 1 | cs | TRUE
108 | LV_120-3_0_4_line_108 |  | 104 | 106 | 0.013835 | 0.125 | 0.08 | 261 | 0 | 0.364 | 1 | 1 | cs | TRUE
109 | LV_120-3_0_4_line_109 |  | 106 | 107 | 0.036237 | 0.125 | 0.08 | 261 | 0 | 0.364 | 1 | 1 | cs | TRUE
110 | LV_120-3_0_4_line_110 |  | 106 | 108 | 0.0034679 | 0.125 | 0.08 | 261 | 0 | 0.364 | 1 | 1 | cs | TRUE
111 | LV_120-3_0_4_line_111 |  | 107 | 109 | 0.032569 | 0.125 | 0.08 | 261 | 0 | 0.364 | 1 | 1 | cs | TRUE
112 | LV_120-3_0_4_line_112 |  | 108 | 110 | 0.018711 | 0.125 | 0.08 | 261 | 0 | 0.364 | 1 | 1 | cs | TRUE
113 | LV_120-3_0_4_line_113 |  | 109 | 113 | 0.034521 | 0.125 | 0.08 | 261 | 0 | 0.364 | 1 | 1 | cs | TRUE
114 | LV_120-3_0_4_line_114 |  | 110 | 112 | 0.0066848 | 0.125 | 0.08 | 261 | 0 | 0.364 | 1 | 1 | cs | TRUE
115 | LV_120-3_0_4_line_115 |  | 111 | 112 | 0.011734 | 0.125 | 0.08 | 261 | 0 | 0.364 | 1 | 1 | cs | TRUE
116 | LV_120-3_0_4_line_116 |  | 113 | 114 | 0.018305 | 0.125 | 0.08 | 261 | 0 | 0.364 | 1 | 1 | cs | TRUE
117 | LV_120-3_0_4_line_117 |  | 114 | 115 | 0.012299 | 0.125 | 0.08 | 261 | 0 | 0.364 | 1 | 1 | cs | TRUE
118 | LV_120-3_0_4_line_118 |  | 115 | 116 | 0.037229 | 0.125 | 0.08 | 261 | 0 | 0.364 | 1 | 1 | cs | TRUE
119 | LV_120-3_0_4_line_119 |  | 116 | 117 | 0.00056495 | 0.125 | 0.08 | 261 | 0 | 0.364 | 1 | 1 | cs | TRUE
120 | LV_120-3_0_4_line_120 |  | 118 | 119 | 0.042305 | 0.125 | 0.08 | 261 | 0 | 0.364 | 1 | 1 | cs | TRUE
121 | LV_120-3_0_4_line_121 |  | 119 | 120 | 0.0043564 | 0.125 | 0.08 | 261 | 0 | 0.364 | 1 | 1 | cs | TRUE
122 | LV_120-3_0_4_line_122 |  | 121 | 122 | 0.015361 | 0.125 | 0.08 | 261 | 0 | 0.364 | 1 | 1 | cs | TRUE
123 | LV_120-3_0_4_line_123 |  | 121 | 123 | 0.0037394 | 0.125 | 0.08 | 261 | 0 | 0.364 | 1 | 1 | cs | TRUE
124 | LV_120-3_0_4_line_124 |  | 122 | 124 | 0.016403 | 0.125 | 0.08 | 261 | 0 | 0.364 | 1 | 1 | cs | TRUE
125 | LV_120-3_0_4_line_125 |  | 123 | 125 | 0.023041 | 0.125 | 0.08 | 261 | 0 | 0.364 | 1 | 1 | cs | TRUE
126 | LV_120-3_0_4_line_126 |  | 124 | 126 | 0.035873 | 0.125 | 0.08 | 261 | 0 | 0.364 | 1 | 1 | cs | TRUE
127 | LV_120-3_0_4_line_127 |  | 126 | 128 | 0.014405 | 0.125 | 0.08 | 261 | 0 | 0.364 | 1 | 1 | cs | TRUE
128 | LV_120-3_0_4_line_128 |  | 128 | 129 | 0.0050128 | 0.125 | 0.08 | 261 | 0 | 0.364 | 1 | 1 | cs | TRUE
129 | LV_120-3_0_4_line_129 |  | 129 | 130 | 0.036945 | 0.125 | 0.08 | 261 | 0 | 0.364 | 1 | 1 | cs | TRUE
130 | LV_120-3_0_4_line_130 |  | 130 | 131 | 0.036955 | 0.125 | 0.08 | 261 | 0 | 0.364 | 1 | 1 | cs | TRUE

## trafo
| name | std_type | hv_bus | lv_bus | sn_mva | vn_hv_kv | vn_lv_kv | vk_percent | vkr_percent | pfe_kw | i0_percent | shift_degree | tap_side | tap_neutral | tap_min | tap_max | tap_step_percent | tap_step_degree | tap_pos | tap_phase_shifter | parallel | df | in_service
0 | LV_120-3_0_4_trafo_294 | 0.63 MVA 20/0.4 kV | 132 | 83 | 0.63 | 20 | 0.4 | 6 | 1.206 | 1.65 | 0.2619 | 150 | hv | 0 | -2 | 2 | 2.5 | 0 | 0 | FALSE | 1 | 1 | TRUE

## line_geodata
| x0 | y0 | x1 | y1 | x2 | y2 | x3 | y3 | x4 | y4 | x5 | y5 | x6 | y6 | x7 | y7 | x8 | y8 | x9 | y9 | x10 | y10 | x11 | y11 | x12 | y12 | x13 | y13 | x14 | y14
0 | 2711489.6318 | 1236623.2363 | 2711489.7216 | 1236621.4934
1 | 2711503.2303 | 1236648.3334 | 2711494.5402 | 1236641.9653 | 2711489.6318 | 1236623.2363
2 | 2711489.6318 | 1236623.2363 | 2711478.5464 | 1236624.3552
3 | 2711503.2303 | 1236648.3334 | 2711512.2334 | 1236636.0261 | 2711514.2233 | 1236632.0236
4 | 2711503.2303 | 1236648.3334 | 2711516.0576 | 1236656.933
5 | 2711478.5464 | 1236624.3552 | 2711458.274 | 1236626.4014
6 | 2711491.8468 | 1236580.2552 | 2711479.1783 | 1236580.2495
7 | 2711491.8468 | 1236580.2552 | 2711491.7649 | 1236568.5169
8 | 2711479.1783 | 1236580.2495 | 2711466.3711 | 1236580.2438 | 2711466.3711 | 1236580.2438
9 | 2711491.7649 | 1236568.5169 | 2711491.7266 | 1236563.0281
10 | 2711514.2233 | 1236632.0236 | 2711514.3257 | 1236631.8176 | 2711516.0036 | 1236628.4497
11 | 2711531.9842 | 1236667.6105 | 2711516.0576 | 1236656.933
12 | 2711454.3118 | 1236626.8013 | 2711458.274 | 1236626.4014
13 | 2711459.4812 | 1236580.7266 | 2711466.3711 | 1236580.2438
14 | 2711508.4102 | 1236536.1648 | 2711493.5672 | 1236545.8827 | 2711491.654 | 1236552.641 | 2711491.7266 | 1236563.0281
15 | 2711562.5783 | 1236624.2807 | 2711556.4224 | 1236626.1591 | 2711543.2121 | 1236627.134 | 2711531.0985 | 1236624.3
16 | 2711562.5783 | 1236624.2807 | 2711574.387 | 1236620.6775
17 | 2711520.319 | 1236619.7873 | 2711530.8088 | 1236624.2322 | 2711531.0985 | 1236624.3
18 | 2711602.7809 | 1236612.0137 | 2711574.387 | 1236620.6775
19 | 2711520.319 | 1236619.7873 | 2711526.0371 | 1236603.895
20 | 2711520.319 | 1236619.7873 | 2711516.0036 | 1236628.4497
21 | 2711628.0451 | 1236604.3048 | 2711602.7809 | 1236612.0137
22 | 2711534.725 | 1236579.7486 | 2711526.0371 | 1236603.895
23 | 2711394.0524 | 1236625.445 | 2711405.7567 | 1236629.3008 | 2711414.2427 | 1236628.8678
24 | 2711394.0524 | 1236625.445 | 2711392.5397 | 1236619.3452 | 2711393.0849 | 1236612.0719 | 2711396.8608 | 1236605.6599 | 2711399.8436 | 1236601.3665
25 | 2711399.8436 | 1236601.3665 | 2711402.2981 | 1236597.8335 | 2711410.528 | 1236593.3221
26 | 2711141.008 | 1236560.6436 | 2711145.9829 | 1236586.7905 | 2711149.7903 | 1236598.4931 | 2711154.5672 | 1236604.8986 | 2711162.2435 | 1236610.0574 | 2711181.4525 | 1236622.1819 | 2711196.544 | 1236631.0825 | 2711221.4752 | 1236646.4057 | 2711236.5848 | 1236637.3704 | 2711271.4577 | 1236615.3173 | 2711289.0072 | 1236598.4661
27 | 2711289.0072 | 1236598.4661 | 2711295.9525 | 1236591.7964
28 | 2711141.008 | 1236560.6436 | 2711143.3547 | 1236555.3611 | 2711148.4999 | 1236540.8905 | 2711152.064 | 1236523.955 | 2711152.7604 | 1236508.5893 | 2711153.1544 | 1236487.5469 | 2711158.4891 | 1236462.9608 | 2711164.9967 | 1236440.4093 | 2711165.1901 | 1236439.8649
29 | 2711295.9525 | 1236591.7964 | 2711297.8463 | 1236589.9777
30 | 2711417.4187 | 1236589.5448 | 2711410.528 | 1236593.3221
31 | 2711531.9842 | 1236667.6105 | 2711587.0812 | 1236710.3788 | 2711593.8619 | 1236720.4808
32 | 2711531.9842 | 1236667.6105 | 2711540.6972 | 1236665.4413
33 | 2711593.8619 | 1236720.4808 | 2711616.081 | 1236734.2646 | 2711634.7837 | 1236735.0055
34 | 2711593.8619 | 1236720.4808 | 2711579.4651 | 1236720.566 | 2711529.0726 | 1236686.4098
35 | 2711540.6972 | 1236665.4413 | 2711563.412 | 1236659.7862
36 | 2711634.7837 | 1236735.0055 | 2711639.8559 | 1236734.9268
37 | 2711590.6586 | 1236650.7743 | 2711580.0345 | 1236655.6479 | 2711563.412 | 1236659.7862
38 | 2711541.2219 | 1236563.8803 | 2711537.0512 | 1236573.5652 | 2711534.725 | 1236579.7486
39 | 2711534.725 | 1236579.7486 | 2711547.3893 | 1236584.2558
40 | 2711608.3197 | 1236640.1545 | 2711594.891 | 1236648.8327 | 2711590.6586 | 1236650.7743
41 | 2711608.3197 | 1236640.1545 | 2711611.7619 | 1236637.93 | 2711626.4412 | 1236630.9968
42 | 2711626.4412 | 1236630.9968 | 2711643.6268 | 1236622.8799
43 | 2711639.8559 | 1236734.9268 | 2711655.8225 | 1236734.6789
44 | 2711230.0524 | 1236017.4256 | 2711230.5352 | 1236019.8622 | 2711225.4273 | 1236032.3097 | 2711224.8215 | 1236042.8288 | 2711225.419 | 1236054.5714 | 2711231.4334 | 1236080.1929 | 2711233.7107 | 1236088.7312 | 2711233.1427 | 1236097.2272 | 2711228.4435 | 1236109.6823 | 2711228.2767 | 1236118.5861 | 2711233.1706 | 1236160.7774 | 2711236.2423 | 1236170.1423 | 2711236.8243 | 1236182.7075 | 2711235.1285 | 1236208.1734 | 2711235.0138 | 1236209.3795
45 | 2711207.9978 | 1236355.8145 | 2711210.2606 | 1236343.3026 | 2711212.9023 | 1236310.5709 | 2711215.6117 | 1236296.0435 | 2711222.0739 | 1236276.338 | 2711228.0445 | 1236261.06 | 2711232.5929 | 1236234.8357 | 2711235.0138 | 1236209.3795
46 | 2711207.9978 | 1236355.8145 | 2711200.507 | 1236365.3818 | 2711193.8857 | 1236373.8584
47 | 2711193.8857 | 1236373.8584 | 2711191.7751 | 1236376.5604 | 2711180.758 | 1236401.0401 | 2711170.9971 | 1236423.5195 | 2711165.1901 | 1236439.8649
48 | 2711297.8463 | 1236589.9777 | 2711305.7708 | 1236582.3676 | 2711313.8982 | 1236573.7592
49 | 2711320.4505 | 1236566.8192 | 2711313.8982 | 1236573.7592
50 | 2711339.153 | 1236547.0098 | 2711320.4505 | 1236566.8192
51 | 2711339.153 | 1236547.0098 | 2711352.2168 | 1236551.4359 | 2711366.2673 | 1236550.5299
52 | 2711339.153 | 1236547.0098 | 2711344.12 | 1236533.3665
53 | 2711288.0436 | 1236500.0932 | 2711288.0436 | 1236500.0932 | 2711290.6333 | 1236479.8805
54 | 2711356.8184 | 1236453.8012 | 2711336.9746 | 1236478.3374 | 2711317.9334 | 1236497.6179 | 2711303.9622 | 1236506.4631 | 2711294.0015 | 1236507.2882 | 2711288.0436 | 1236500.0932
55 | 2711290.6333 | 1236479.8805 | 2711291.2186 | 1236475.3122
56 | 2711356.8184 | 1236453.8012 | 2711348.7188 | 1236444.5755 | 2711346.5948 | 1236431.9146 | 2711353.7126 | 1236411.5765 | 2711359.7149 | 1236399.4573
57 | 2711356.8184 | 1236453.8012 | 2711371.1981 | 1236455.8724 | 2711372.1127 | 1236455.771
58 | 2711295.6674 | 1236439.5617 | 2711295.6418 | 1236440.789 | 2711291.2186 | 1236475.3122
59 | 2711359.7149 | 1236399.4573 | 2711384.4157 | 1236383.5301 | 2711396.4143 | 1236378.3889
60 | 2711372.1127 | 1236455.771 | 2711377.684 | 1236455.1536
61 | 2711396.4143 | 1236378.3889 | 2711406.5434 | 1236374.0487 | 2711410.7321 | 1236372.2527
62 | 2711350.6885 | 1236501.3866 | 2711348.7676 | 1236516.5718
63 | 2711344.12 | 1236533.3665 | 2711347.9867 | 1236522.7453 | 2711348.7676 | 1236516.5718
64 | 2711404.0676 | 1236452.4883 | 2711397.1979 | 1236452.9909 | 2711377.684 | 1236455.1536
65 | 2711366.2673 | 1236550.5299 | 2711375.8595 | 1236549.9113 | 2711388.4084 | 1236549.1015 | 2711392.1206 | 1236547.2076
66 | 2711402.4101 | 1236541.958 | 2711392.1206 | 1236547.2076
67 | 2711417.4187 | 1236589.5448 | 2711429.6983 | 1236582.8134 | 2711439.6278 | 1236582.1176
68 | 2711439.6278 | 1236582.1176 | 2711449.9718 | 1236581.3929
69 | 2711402.4101 | 1236541.958 | 2711410.5239 | 1236537.8185 | 2711414.1278 | 1236534.3424
70 | 2711414.1278 | 1236534.3424 | 2711417.162 | 1236531.416
71 | 2711404.0676 | 1236452.4883 | 2711414.6148 | 1236451.7165 | 2711423.6589 | 1236454.1843
72 | 2711454.8644 | 1236476.3686 | 2711438.2396 | 1236460.0439 | 2711427.3936 | 1236455.2034 | 2711423.6589 | 1236454.1843
73 | 2711417.162 | 1236531.416 | 2711424.9768 | 1236523.8786 | 2711428.5443 | 1236517.2625
74 | 2711429.4176 | 1236515.643 | 2711428.5443 | 1236517.2625
75 | 2711430.5418 | 1236513.5581 | 2711429.4176 | 1236515.643
76 | 2711430.5418 | 1236513.5581 | 2711439.0988 | 1236497.6891
77 | 2711446.4474 | 1236484.0612 | 2711439.0988 | 1236497.6891
78 | 2711454.8644 | 1236476.3686 | 2711446.4474 | 1236484.0612
79 | 2711454.8644 | 1236476.3686 | 2711466.8564 | 1236490.1205
80 | 2711481.3711 | 1236506.7674 | 2711471.298 | 1236495.214 | 2711466.8564 | 1236490.1205
81 | 2711486.882 | 1236513.0882 | 2711486.4867 | 1236512.6349 | 2711481.3711 | 1236506.7674
82 | 2711483.111 | 1236274.4514 | 2711466.3198 | 1236292.7618 | 2711457.6102 | 1236302.7173 | 2711433.0581 | 1236344.9676 | 2711423.5951 | 1236362.4038 | 2711414.2957 | 1236370.7248 | 2711410.7321 | 1236372.2527
83 | 2711459.4812 | 1236580.7266 | 2711449.9718 | 1236581.3929
84 | 2711508.4102 | 1236536.1648 | 2711510.8179 | 1236538.4577
85 | 2711508.4102 | 1236536.1648 | 2711505.0832 | 1236532.6259
86 | 2711510.8179 | 1236538.4577 | 2711522.124 | 1236549.2251
87 | 2711489.0206 | 1236515.5403 | 2711505.0832 | 1236532.6259
88 | 2711541.2219 | 1236563.8803 | 2711532.0183 | 1236558.6479 | 2711522.124 | 1236549.2251
89 | 2711489.0206 | 1236515.5403 | 2711495.9785 | 1236507.7647 | 2711500.3843 | 1236501.5101
90 | 2711489.0206 | 1236515.5403 | 2711486.882 | 1236513.0882
91 | 2711504.8431 | 1236495.1802 | 2711500.3843 | 1236501.5101
92 | 2711512.2468 | 1236484.6695 | 2711504.8431 | 1236495.1802
93 | 2711635.4489 | 1236494.7773 | 2711629.2071 | 1236493.5961
94 | 2711635.4489 | 1236494.7773 | 2711657.3324 | 1236498.9188
95 | 2711603.0976 | 1236485.6699 | 2711613.638 | 1236490.6496 | 2711629.2071 | 1236493.5961
96 | 2711603.0976 | 1236485.6699 | 2711620.3688 | 1236469.9359
97 | 2711603.0976 | 1236485.6699 | 2711598.2889 | 1236490.8479
98 | 2711620.3688 | 1236469.9359 | 2711640.7776 | 1236451.3435
99 | 2711583.3709 | 1236506.9115 | 2711598.2889 | 1236490.8479
100 | 2711541.2219 | 1236563.8803 | 2711551.5166 | 1236546.6436
101 | 2711551.5166 | 1236546.6436 | 2711553.7764 | 1236542.8599
102 | 2711646.0645 | 1236621.7285 | 2711643.6268 | 1236622.8799
103 | 2711512.4738 | 1236484.3473 | 2711512.2468 | 1236484.6695
104 | 2711523.6577 | 1236468.4701 | 2711512.4738 | 1236484.3473
105 | 2711523.6577 | 1236468.4701 | 2711524.5009 | 1236467.2729
106 | 2711524.5009 | 1236467.2729 | 2711525.4913 | 1236465.867
107 | 2711673.428 | 1236590.4571 | 2711665.361 | 1236592.9186
108 | 2711686.6607 | 1236586.4194 | 2711673.428 | 1236590.4571
109 | 2711686.6607 | 1236586.4194 | 2711675.8944 | 1236557.65 | 2711670.3823 | 1236557.369
110 | 2711686.6607 | 1236586.4194 | 2711689.9775 | 1236585.4071
111 | 2711638.422 | 1236561.6396 | 2711658.2612 | 1236556.7512 | 2711670.3823 | 1236557.369
112 | 2711689.9775 | 1236585.4071 | 2711701.4514 | 1236581.9051 | 2711707.6627 | 1236579.3544
113 | 2711638.422 | 1236561.6396 | 2711637.3809 | 1236561.8961 | 2711624.1509 | 1236568.7418 | 2711606.2409 | 1236573.5824
114 | 2711707.6627 | 1236579.3544 | 2711713.8464 | 1236576.8151
115 | 2711724.2711 | 1236571.5916 | 2711721.3365 | 1236573.7393 | 2711713.8464 | 1236576.8151
116 | 2711588.5701 | 1236578.3584 | 2711606.2409 | 1236573.5824
117 | 2711579.8836 | 1236586.3394 | 2711585.3765 | 1236579.2216 | 2711588.5701 | 1236578.3584
118 | 2711579.8836 | 1236586.3394 | 2711574.1436 | 1236593.7776 | 2711547.9215 | 1236584.4452
119 | 2711547.9215 | 1236584.4452 | 2711547.3893 | 1236584.2558
120 | 2711553.7764 | 1236542.8599 | 2711557.2338 | 1236537.071 | 2711575.3182 | 1236515.5827 | 2711580.4064 | 1236510.1037
121 | 2711583.3709 | 1236506.9115 | 2711580.4064 | 1236510.1037
122 | 2711540.9133 | 1236443.9731 | 2711549.7594 | 1236431.4148
123 | 2711540.9133 | 1236443.9731 | 2711538.7599 | 1236447.0302
124 | 2711559.2057 | 1236418.0044 | 2711549.7594 | 1236431.4148
125 | 2711538.7599 | 1236447.0302 | 2711525.4913 | 1236465.867
126 | 2711580.9956 | 1236389.5285 | 2711567.0218 | 1236406.9083 | 2711559.2057 | 1236418.0044
127 | 2711580.9956 | 1236389.5285 | 2711590.0216 | 1236378.3026
128 | 2711593.1627 | 1236374.3959 | 2711590.0216 | 1236378.3026
129 | 2711593.1627 | 1236374.3959 | 2711609.0995 | 1236387.45 | 2711615.6842 | 1236402.4091
130 | 2711604.9409 | 1236433.5191 | 2711620.1256 | 1236412.499 | 2711615.6842 | 1236402.4091

## bus_geodata
| x | y | coords
0 | 2711489.7216 | 1236621.4934
1 | 2711489.6318 | 1236623.2363
2 | 2711503.2303 | 1236648.3334
3 | 2711478.5464 | 1236624.3552
4 | 2711491.8468 | 1236580.2552
5 | 2711479.1783 | 1236580.2495
6 | 2711491.7649 | 1236568.5169
7 | 2711514.2233 | 1236632.0236
8 | 2711516.0576 | 1236656.933
9 | 2711458.274 | 1236626.4014
10 | 2711466.3711 | 1236580.2438
11 | 2711491.7266 | 1236563.0281
12 | 2711562.5783 | 1236624.2807
13 | 2711531.0985 | 1236624.3
14 | 2711574.387 | 1236620.6775
15 | 2711520.319 | 1236619.7873
16 | 2711602.7809 | 1236612.0137
17 | 2711526.0371 | 1236603.895
18 | 2711516.0036 | 1236628.4497
19 | 2711628.0451 | 1236604.3048
20 | 2711414.2427 | 1236628.8678
21 | 2711394.0524 | 1236625.445
22 | 2711454.3118 | 1236626.8013
23 | 2711399.8436 | 1236601.3665
24 | 2711289.0072 | 1236598.4661
25 | 2711141.008 | 1236560.6436
26 | 2711295.9525 | 1236591.7964
27 | 2711410.528 | 1236593.3221
28 | 2711531.9842 | 1236667.6105
29 | 2711593.8619 | 1236720.4808
30 | 2711540.6972 | 1236665.4413
31 | 2711634.7837 | 1236735.0055
32 | 2711529.0726 | 1236686.4098
33 | 2711563.4121 | 1236659.7862
34 | 2711534.725 | 1236579.7486
35 | 2711590.6586 | 1236650.7743
36 | 2711608.3197 | 1236640.1545
37 | 2711626.4412 | 1236630.9968
38 | 2711639.8559 | 1236734.9268
39 | 2711655.8225 | 1236734.6789
40 | 2711230.0524 | 1236017.4256
41 | 2711235.0138 | 1236209.3795
42 | 2711207.9978 | 1236355.8145
43 | 2711193.8857 | 1236373.8584
44 | 2711165.1901 | 1236439.8649
45 | 2711297.8463 | 1236589.9777
46 | 2711313.8982 | 1236573.7592
47 | 2711320.4505 | 1236566.8192
48 | 2711339.153 | 1236547.0098
49 | 2711288.0436 | 1236500.0932
50 | 2711290.6333 | 1236479.8805
51 | 2711356.8184 | 1236453.8012
52 | 2711291.2186 | 1236475.3122
53 | 2711359.7149 | 1236399.4573
54 | 2711372.1127 | 1236455.771
55 | 2711295.6674 | 1236439.5617
56 | 2711396.4143 | 1236378.3889
57 | 2711350.6885 | 1236501.3866
58 | 2711348.7676 | 1236516.5718
59 | 2711377.684 | 1236455.1536
60 | 2711344.12 | 1236533.3665
61 | 2711366.2673 | 1236550.5299
62 | 2711392.1206 | 1236547.2076
63 | 2711417.4187 | 1236589.5448
64 | 2711439.6278 | 1236582.1176
65 | 2711402.4101 | 1236541.958
66 | 2711414.1278 | 1236534.3424
67 | 2711404.0676 | 1236452.4883
68 | 2711423.6589 | 1236454.1843
69 | 2711417.162 | 1236531.416
70 | 2711428.5443 | 1236517.2625
71 | 2711430.5418 | 1236513.5581
72 | 2711429.4176 | 1236515.643
73 | 2711439.0988 | 1236497.6891
74 | 2711446.4474 | 1236484.0612
75 | 2711454.8644 | 1236476.3686
76 | 2711466.8564 | 1236490.1205
77 | 2711481.3711 | 1236506.7674
78 | 2711410.7321 | 1236372.2527
79 | 2711483.111 | 1236274.4514
80 | 2711449.9718 | 1236581.3929
81 | 2711459.4812 | 1236580.7266
82 | 2711508.4102 | 1236536.1648
83 | 2711510.8179 | 1236538.4577
84 | 2711505.0832 | 1236532.6259
85 | 2711522.124 | 1236549.2251
86 | 2711489.0206 | 1236515.5403
87 | 2711486.882 | 1236513.0882
88 | 2711500.3843 | 1236501.5101
89 | 2711504.8431 | 1236495.1802
90 | 2711635.4489 | 1236494.7773
91 | 2711629.2071 | 1236493.5961
92 | 2711657.3324 | 1236498.9188
93 | 2711603.0976 | 1236485.6699
94 | 2711620.3688 | 1236469.9359
95 | 2711598.2889 | 1236490.8479
96 | 2711541.2219 | 1236563.8803
97 | 2711551.5166 | 1236546.6436
98 | 2711643.6268 | 1236622.8799
99 | 2711646.0645 | 1236621.7285
100 | 2711512.2468 | 1236484.6695
101 | 2711512.4738 | 1236484.3473
102 | 2711523.6577 | 1236468.4701
103 | 2711524.5009 | 1236467.2729
104 | 2711673.428 | 1236590.4571
105 | 2711665.361 | 1236592.9186
106 | 2711686.6607 | 1236586.4194
107 | 2711670.3823 | 1236557.369
108 | 2711689.9775 | 1236585.4071
109 | 2711638.422 | 1236561.6396
110 | 2711707.6627 | 1236579.3544
111 | 2711724.2711 | 1236571.5916
112 | 2711713.8464 | 1236576.8151
113 | 2711606.2409 | 1236573.5824
114 | 2711588.5701 | 1236578.3584
115 | 2711579.8836 | 1236586.3394
116 | 2711547.9215 | 1236584.4452
117 | 2711547.3893 | 1236584.2558
118 | 2711553.7764 | 1236542.8599
119 | 2711580.4064 | 1236510.1037
120 | 2711583.3709 | 1236506.9115
121 | 2711540.9133 | 1236443.9731
122 | 2711549.7594 | 1236431.4148
123 | 2711538.7599 | 1236447.0302
124 | 2711559.2057 | 1236418.0044
125 | 2711525.4913 | 1236465.867
126 | 2711580.9956 | 1236389.5285
127 | 2711640.7776 | 1236451.3435
128 | 2711590.0216 | 1236378.3026
129 | 2711593.1627 | 1236374.3959
130 | 2711615.6842 | 1236402.4091
131 | 2711604.9409 | 1236433.5191
132 | 2711508.4102 | 1236536.1648

## line_std_types
| c_nf_per_km | r_ohm_per_km | x_ohm_per_km | max_i_ka | type | q_mm2 | alpha | voltage_rating
NAYY 4x50 SE | 210 | 0.642 | 0.083 | 0.142 | cs | 50 | 0.00403 | LV
NAYY 4x120 SE | 264 | 0.225 | 0.08 | 0.242 | cs | 120 | 0.00403 | LV
NAYY 4x150 SE | 261 | 0.208 | 0.08 | 0.27 | cs | 150 | 0.00403 | LV
NA2XS2Y 1x95 RM/25 12/20 kV | 216 | 0.313 | 0.132 | 0.252 | cs | 95 | 0.00403 | MV
NA2XS2Y 1x185 RM/25 12/20 kV | 273 | 0.161 | 0.117 | 0.362 | cs | 185 | 0.00403 | MV
NA2XS2Y 1x240 RM/25 12/20 kV | 304 | 0.122 | 0.112 | 0.421 | cs | 240 | 0.00403 | MV
NA2XS2Y 1x95 RM/25 6/10 kV | 315 | 0.313 | 0.123 | 0.249 | cs | 95 | 0.00403 | MV
NA2XS2Y 1x185 RM/25 6/10 kV | 406 | 0.161 | 0.11 | 0.358 | cs | 185 | 0.00403 | MV
NA2XS2Y 1x240 RM/25 6/10 kV | 456 | 0.122 | 0.105 | 0.416 | cs | 240 | 0.00403 | MV
NA2XS2Y 1x150 RM/25 12/20 kV | 250 | 0.206 | 0.116 | 0.319 | cs | 150 | 0.00403 | MV
NA2XS2Y 1x120 RM/25 12/20 kV | 230 | 0.253 | 0.119 | 0.283 | cs | 120 | 0.00403 | MV
NA2XS2Y 1x70 RM/25 12/20 kV | 190 | 0.443 | 0.132 | 0.22 | cs | 70 | 0.00403 | MV
NA2XS2Y 1x150 RM/25 6/10 kV | 360 | 0.206 | 0.11 | 0.315 | cs | 150 | 0.00403 | MV
NA2XS2Y 1x120 RM/25 6/10 kV | 340 | 0.253 | 0.113 | 0.28 | cs | 120 | 0.00403 | MV
NA2XS2Y 1x70 RM/25 6/10 kV | 280 | 0.443 | 0.123 | 0.217 | cs | 70 | 0.00403 | MV
N2XS(FL)2Y 1x120 RM/35 64/110 kV | 112 | 0.153 | 0.166 | 0.366 | cs | 120 | 0.00393 | HV
N2XS(FL)2Y 1x185 RM/35 64/110 kV | 125 | 0.099 | 0.156 | 0.457 | cs | 185 | 0.00393 | HV
N2XS(FL)2Y 1x240 RM/35 64/110 kV | 135 | 0.075 | 0.149 | 0.526 | cs | 240 | 0.00393 | HV
N2XS(FL)2Y 1x300 RM/35 64/110 kV | 144 | 0.06 | 0.144 | 0.588 | cs | 300 | 0.00393 | HV
15-AL1/3-ST1A 0.4 | 11 | 1.8769 | 0.35 | 0.105 | ol | 16 | 0.00403 | LV
24-AL1/4-ST1A 0.4 | 11.25 | 1.2012 | 0.335 | 0.14 | ol | 24 | 0.00403 | LV
48-AL1/8-ST1A 0.4 | 12.2 | 0.5939 | 0.3 | 0.21 | ol | 48 | 0.00403 | LV
94-AL1/15-ST1A 0.4 | 13.2 | 0.306 | 0.29 | 0.35 | ol | 94 | 0.00403 | LV
34-AL1/6-ST1A 10.0 | 9.7 | 0.8342 | 0.36 | 0.17 | ol | 34 | 0.00403 | MV
48-AL1/8-ST1A 10.0 | 10.1 | 0.5939 | 0.35 | 0.21 | ol | 48 | 0.00403 | MV
70-AL1/11-ST1A 10.0 | 10.4 | 0.4132 | 0.339 | 0.29 | ol | 70 | 0.00403 | MV
94-AL1/15-ST1A 10.0 | 10.75 | 0.306 | 0.33 | 0.35 | ol | 94 | 0.00403 | MV
122-AL1/20-ST1A 10.0 | 11.1 | 0.2376 | 0.323 | 0.41 | ol | 122 | 0.00403 | MV
149-AL1/24-ST1A 10.0 | 11.25 | 0.194 | 0.315 | 0.47 | ol | 149 | 0.00403 | MV
34-AL1/6-ST1A 20.0 | 9.15 | 0.8342 | 0.382 | 0.17 | ol | 34 | 0.00403 | MV
48-AL1/8-ST1A 20.0 | 9.5 | 0.5939 | 0.372 | 0.21 | ol | 48 | 0.00403 | MV
70-AL1/11-ST1A 20.0 | 9.7 | 0.4132 | 0.36 | 0.29 | ol | 70 | 0.00403 | MV
94-AL1/15-ST1A 20.0 | 10 | 0.306 | 0.35 | 0.35 | ol | 94 | 0.00403 | MV
122-AL1/20-ST1A 20.0 | 10.3 | 0.2376 | 0.344 | 0.41 | ol | 122 | 0.00403 | MV
149-AL1/24-ST1A 20.0 | 10.5 | 0.194 | 0.337 | 0.47 | ol | 149 | 0.00403 | MV
184-AL1/30-ST1A 20.0 | 10.75 | 0.1571 | 0.33 | 0.535 | ol | 184 | 0.00403 | MV
243-AL1/39-ST1A 20.0 | 11 | 0.1188 | 0.32 | 0.645 | ol | 243 | 0.00403 | MV
48-AL1/8-ST1A 110.0 | 8 | 0.5939 | 0.46 | 0.21 | ol | 48 | 0.00403 | HV
70-AL1/11-ST1A 110.0 | 8.4 | 0.4132 | 0.45 | 0.29 | ol | 70 | 0.00403 | HV
94-AL1/15-ST1A 110.0 | 8.65 | 0.306 | 0.44 | 0.35 | ol | 94 | 0.00403 | HV
122-AL1/20-ST1A 110.0 | 8.5 | 0.2376 | 0.43 | 0.41 | ol | 122 | 0.00403 | HV
149-AL1/24-ST1A 110.0 | 8.75 | 0.194 | 0.41 | 0.47 | ol | 149 | 0.00403 | HV
184-AL1/30-ST1A 110.0 | 8.8 | 0.1571 | 0.4 | 0.535 | ol | 184 | 0.00403 | HV
243-AL1/39-ST1A 110.0 | 9 | 0.1188 | 0.39 | 0.645 | ol | 243 | 0.00403 | HV
305-AL1/39-ST1A 110.0 | 9.2 | 0.0949 | 0.38 | 0.74 | ol | 305 | 0.00403 | HV
490-AL1/64-ST1A 110.0 | 9.75 | 0.059 | 0.37 | 0.96 | ol | 490 | 0.00403 | HV
679-AL1/86-ST1A 110.0 | 9.95 | 0.042 | 0.36 | 1.15 | ol | 679 | 0.00403 | HV
490-AL1/64-ST1A 220.0 | 10 | 0.059 | 0.285 | 0.96 | ol | 490 | 0.00403 | HV
679-AL1/86-ST1A 220.0 | 11.7 | 0.042 | 0.275 | 1.15 | ol | 679 | 0.00403 | HV
490-AL1/64-ST1A 380.0 | 11 | 0.059 | 0.253 | 0.96 | ol | 490 | 0.00403 | HV
679-AL1/86-ST1A 380.0 | 14.6 | 0.042 | 0.25 | 1.15 | ol | 679 | 0.00403 | HV

## trafo_std_types
| i0_percent | pfe_kw | vkr_percent | sn_mva | vn_lv_kv | vn_hv_kv | vk_percent | shift_degree | vector_group | tap_side | tap_neutral | tap_min | tap_max | tap_step_degree | tap_step_percent | tap_phase_shifter
160 MVA 380/110 kV | 0.06 | 60 | 0.25 | 160 | 110 | 380 | 12.2 | 0 | Yy0 | hv | 0 | -9 | 9 | 0 | 1.5 | FALSE
100 MVA 220/110 kV | 0.06 | 55 | 0.26 | 100 | 110 | 220 | 12 | 0 | Yy0 | hv | 0 | -9 | 9 | 0 | 1.5 | FALSE
63 MVA 110/20 kV | 0.04 | 22 | 0.32 | 63 | 20 | 110 | 18 | 150 | YNd5 | hv | 0 | -9 | 9 | 0 | 1.5 | FALSE
40 MVA 110/20 kV | 0.05 | 18 | 0.34 | 40 | 20 | 110 | 16.2 | 150 | YNd5 | hv | 0 | -9 | 9 | 0 | 1.5 | FALSE
25 MVA 110/20 kV | 0.07 | 14 | 0.41 | 25 | 20 | 110 | 12 | 150 | YNd5 | hv | 0 | -9 | 9 | 0 | 1.5 | FALSE
63 MVA 110/10 kV | 0.04 | 22 | 0.32 | 63 | 10 | 110 | 18 | 150 | YNd5 | hv | 0 | -9 | 9 | 0 | 1.5 | FALSE
40 MVA 110/10 kV | 0.05 | 18 | 0.34 | 40 | 10 | 110 | 16.2 | 150 | YNd5 | hv | 0 | -9 | 9 | 0 | 1.5 | FALSE
25 MVA 110/10 kV | 0.07 | 14 | 0.41 | 25 | 10 | 110 | 12 | 150 | YNd5 | hv | 0 | -9 | 9 | 0 | 1.5 | FALSE
0.25 MVA 20/0.4 kV | 0.32 | 0.8 | 1.44 | 0.25 | 0.4 | 20 | 6 | 150 | Yzn5 | hv | 0 | -2 | 2 | 0 | 2.5 | FALSE
0.4 MVA 20/0.4 kV | 0.3375 | 1.35 | 1.425 | 0.4 | 0.4 | 20 | 6 | 150 | Dyn5 | hv | 0 | -2 | 2 | 0 | 2.5 | FALSE
0.63 MVA 20/0.4 kV | 0.2619 | 1.65 | 1.206 | 0.63 | 0.4 | 20 | 6 | 150 | Dyn5 | hv | 0 | -2 | 2 | 0 | 2.5 | FALSE
0.25 MVA 10/0.4 kV | 0.24 | 0.6 | 1.2 | 0.25 | 0.4 | 10 | 4 | 150 | Dyn5 | hv | 0 | -2 | 2 | 0 | 2.5 | FALSE
0.4 MVA 10/0.4 kV | 0.2375 | 0.95 | 1.325 | 0.4 | 0.4 | 10 | 4 | 150 | Dyn5 | hv | 0 | -2 | 2 | 0 | 2.5 | FALSE
0.63 MVA 10/0.4 kV | 0.1873 | 1.18 | 1.0794 | 0.63 | 0.4 | 10 | 4 | 150 | Dyn5 | hv | 0 | -2 | 2 | 0 | 2.5 | FALSE

## trafo3w_std_types
| sn_hv_mva | sn_mv_mva | sn_lv_mva | vn_hv_kv | vn_mv_kv | vn_lv_kv | vk_hv_percent | vk_mv_percent | vk_lv_percent | vkr_hv_percent | vkr_mv_percent | vkr_lv_percent | pfe_kw | i0_percent | shift_mv_degree | shift_lv_degree | vector_group | tap_side | tap_neutral | tap_min | tap_max | tap_step_percent
63/25/38 MVA 110/20/10 kV | 63 | 25 | 38 | 110 | 20 | 10 | 10.4 | 10.4 | 10.4 | 0.28 | 0.32 | 0.35 | 35 | 0.89 | 0 | 0 | YN0yn0yn0 | hv | 0 | -10 | 10 | 1.2
63/25/38 MVA 110/10/10 kV | 63 | 25 | 38 | 110 | 10 | 10 | 10.4 | 10.4 | 10.4 | 0.28 | 0.32 | 0.35 | 35 | 0.89 | 0 | 0 | YN0yn0yn0 | hv | 0 | -10 | 10 | 1.2

## fuse_std_types
| fuse_type | i_rated_a | t_avg | t_min | t_total | x_avg | x_min | x_total
HV 100A | HV 100A | 100 | 0 | [10.0, 3.64, 0.854, 0.281, 0.1, 0.0531, 0.022, 0.01] | [10.0, 4.267, 1.21, 0.403, 0.1, 0.058, 0.022, 0.01] | 0 | [300.0, 350.0, 450.0, 550.0, 700.0, 850.0, 1200.0, 1752.0] | [600.0, 700.0, 900.0, 1150.0, 1665.0, 2000.0, 3000.0, 4313.0]
HV 10A | HV 10A | 10 | 0 | [10.0, 1675.0, 0.344, 0.156, 0.1, 0.0417, 0.0171, 0.01] | [10.0, 1.3, 0.3, 0.155, 0.1, 0.0555, 0.023, 0.01] | 0 | [30.0, 32.0, 35.0, 37.0, 39.0, 50.0, 70.0, 88.0] | [60.0, 70.0, 80.0, 87.0, 94.0, 110.0, 150.0, 216.0]
HV 125A | HV 125A | 125 | 0 | [10.0, 1.82, 0.344, 0.1, 0.0467, 0.0269, 0.01] | [10.0, 2.478, 0.426, 0.1, 0.0427, 0.0211, 0.01] | 0 | [375.0, 500.0, 700.0, 925.0, 1200.0, 1500.0, 2341.0] | [750.0, 1000.0, 1500.0, 2200.0, 3000.0, 4000.0, 5765.0]
HV 160A | HV 160A | 160 | 0 | [10.0, 4.15, 1.03, 0.198, 0.1, 0.051, 0.0172, 0.01] | [10.0, 2.3, 0.734, 0.274, 0.1, 0.046, 0.0177, 0.01] | 0 | [480.0, 550.0, 700.0, 1000.0, 1260.0, 1600.0, 2500.0, 3227.0] | [960.0, 1300.0, 1700.0, 2200.0, 2996.0, 4000.0, 6000.0, 7946.0]
HV 16A | HV 16A | 16 | 0 | [10.0, 0.352, 0.164, 0.1, 0.0649, 0.0342, 0.01] | [10.0, 2.34, 0.722, 0.181, 0.1, 0.055, 0.0296, 0.01] | 0 | [48.0, 60.0, 65.0, 71.0, 80.0, 100.0, 162.0] | [96.0, 110.0, 125.0, 150.0, 168.0, 200.0, 250.0, 398.0]
HV 200A | HV 200A | 200 | 0 | [10.0, 4.267, 1.21, 0.403, 0.1, 0.058, 0.022, 0.01] | [10.0, 3.73, 1.654, 0.328, 0.1, 0.0531, 0.019, 0.01] | 0 | [600.0, 700.0, 900.0, 1150.0, 1665.0, 2000.0, 3000.0, 4313.0] | [1200.0, 1500.0, 1800.0, 2700.0, 3960.0, 5000.0, 7500.0, 10620.0]
HV 20A | HV 20A | 20 | 0 | [10.0, 1.3, 0.3, 0.155, 0.1, 0.0555, 0.023, 0.01] | [10.0, 1.3, 0.161, 0.1, 0.0611, 0.0399, 0.0141, 0.01] | 0 | [60.0, 70.0, 80.0, 87.0, 94.0, 110.0, 150.0, 216.0] | [120.0, 150.0, 200.0, 223.0, 260.0, 300.0, 450.0, 532.0]
HV 25A | HV 25A | 25 | 0 | [10.0, 2.512, 0.833, 0.299, 0.1, 0.0372, 0.0223, 0.01] | [10.0, 3.125, 0.597, 0.198, 0.1, 0.0378, 0.022, 0.01] | 0 | [75.0, 82.0, 90.0, 100.0, 124.0, 170.0, 200.0, 289.0] | [150.0, 170.0, 210.0, 250.0, 294.0, 400.0, 500.0, 711.0]
HV 31.5A | HV 31.5A | 31.5 | 0 | [10.0, 2.34, 0.722, 0.181, 0.1, 0.055, 0.0296, 0.01] | [10.0, 2.84, 0.368, 0.164, 0.1, 0.0621, 0.0378, 0.0195, 0.01] | 0 | [95.0, 110.0, 125.0, 150.0, 165.0, 200.0, 250.0, 390.0] | [189.0, 220.0, 300.0, 350.0, 393.0, 450.0, 530.0, 700.0, 960.0]
HV 40A | HV 40A | 40 | 0 | [10.0, 1.3, 0.161, 0.1, 0.0611, 0.0399, 0.0141, 0.01] | [10.0, 2.05, 0.369, 0.198, 0.1, 0.051, 0.0298, 0.01] | 0 | [120.0, 150.0, 200.0, 223.0, 260.0, 300.0, 450.0, 532.0] | [240.0, 300.0, 400.0, 450.0, 530.0, 650.0, 800.0, 1311.0]
HV 50A | HV 50A | 50 | 0 | [10.0, 3.215, 0.597, 0.198, 0.1, 0.0378, 0.022, 0.01] | [10.0, 3.64, 0.854, 0.281, 0.1, 0.0531, 0.022, 0.01] | 0 | [150.0, 170.0, 210.0, 250.0, 294.0, 400.0, 500.0, 711.0] | [300.0, 350.0, 450.0, 550.0, 700.0, 850.0, 1200.0, 1752.0]
HV 6.3A | HV 6.3A | 6.3 | 0 | [10.0, 1.39, 0.344, 0.168, 0.1, 0.056, 0.0263, 0.01] | [10.0, 1.711, 0.516, 0.198, 0.1, 0.0634, 0.0303, 0.01] | 0 | [19.0, 19.5, 20.4, 20.8, 22.0, 25.0, 32.0, 48.0] | [38.0, 40.0, 43.0, 48.0, 53.0, 60.0, 75.0, 118.0]
HV 63A | HV 63A | 63 | 0 | [10.0, 2.84, 0.368, 0.164, 0.1, 0.0621, 0.0378, 0.0195, 0.01] | [10.0, 1.82, 0.344, 0.1, 0.0467, 0.0269, 0.01] | 0 | [189.0, 220.0, 300.0, 350.0, 393.0, 450.0, 530.0, 700.0, 961.0] | [378.0, 500.0, 700.0, 934.0, 1200.0, 1500.0, 2366.0]
HV 80A | HV 80A | 80 | 0 | [10.0, 2.05, 0.369, 0.198, 0.1, 0.051, 0.0298, 0.01] | [10.0, 4.15, 1.03, 0.198, 0.1, 0.051, 0.0172, 0.01] | 0 | [240.0, 300.0, 400.0, 450.0, 530.0, 650.0, 800.0, 1311.0] | [480.0, 550.0, 700.0, 1000.0, 1260.0, 1600.0, 2500.0, 3227.0]
Siemens NH-1-100 | Siemens NH-1-100 | 100 | [5400.0, 2000.0, 400.0, 20.0, 1.0, 0.2, 0.012, 0.004] | 0 | 0 | [150.0, 190.0, 250.0, 430.0, 900.0, 1250.0, 2700.0, 3600.0] | 0 | 0
Siemens NH-1-125 | Siemens NH-1-125 | 125 | [4800.0, 120.0, 7.0, 0.1, 0.004] | 0 | 0 | [180.0, 400.0, 740.0, 2000.0, 4250.0] | 0 | 0
Siemens NH-1-16 | Siemens NH-1-16 | 16 | [4000.0, 400.0, 2.0, 0.1, 0.04, 0.01] | 0 | 0 | [26.0, 35.0, 75.0, 150.0, 200.0, 300.0] | 0 | 0
Siemens NH-1-160 | Siemens NH-1-160 | 160 | [4800.0, 120.0, 7.0, 0.1, 0.004] | 0 | 0 | [210.0, 500.0, 900.0, 2300.0, 5000.0] | 0 | 0
Siemens NH-1-25 | Siemens NH-1-25 | 25 | [4000.0, 1000.0, 10.0, 0.2, 0.02, 0.01] | 0 | 0 | [40.0, 50.0, 100.0, 210.0, 400.0, 500.0] | 0 | 0
Siemens NH-1-50 | Siemens NH-1-50 | 50 | [4000.0, 40.0, 4.0, 1.0, 0.02, 0.01] | 0 | 0 | [86.0, 200.0, 300.0, 400.0, 1000.0, 1280.0] | 0 | 0
Siemens NH-1-63 | Siemens NH-1-63 | 63 | [4000.0, 100.0, 10.0, 2.0, 0.04, 0.01] | 0 | 0 | [100.0, 200.0, 300.0, 400.0, 1000.0, 1500.0] | 0 | 0
Siemens NH-1-80 | Siemens NH-1-80 | 80 | [4800.0, 120.0, 7.0, 0.1, 0.01] | 0 | 0 | [150.58, 250.0, 450.0, 1150.0, 2470.0] | 0 | 0
Siemens NH-2-1000 | Siemens NH-2-1000 | 1000 | [4800.0, 120.0, 7.0, 0.1, 0.004] | 0 | 0 | [1900.0, 3500.0, 8400.0, 24000.0, 52000.0] | 0 | 0
Siemens NH-2-200 | Siemens NH-2-200 | 200 | [4800.0, 120.0, 7.0, 0.1, 0.004] | 0 | 0 | [280.0, 650.0, 1200.0, 3000.0, 7000.0] | 0 | 0
Siemens NH-2-224 | Siemens NH-2-224 | 224 | [4800.0, 120.0, 7.0, 0.2, 0.04, 0.004] | 0 | 0 | [400.0, 750.0, 1453.0, 3025.0, 4315.0, 7600.0] | 0 | 0
Siemens NH-2-250 | Siemens NH-2-250 | 250 | [4800.0, 120.0, 7.0, 0.1, 0.004] | 0 | 0 | [450.0, 800.0, 1650.0, 4000.0, 8500.0] | 0 | 0
Siemens NH-2-315 | Siemens NH-2-315 | 315 | [4800.0, 120.0, 7.0, 0.1, 0.004] | 0 | 0 | [550.0, 920.0, 1900.0, 5000.0, 11000.0] | 0 | 0
Siemens NH-2-355 | Siemens NH-2-355 | 355 | [4800.0, 120.0, 6.0, 0.1, 0.004] | 0 | 0 | [650.0, 1116.27, 2350.0, 5840.0, 12790.0] | 0 | 0
Siemens NH-2-400 | Siemens NH-2-400 | 400 | [4800.0, 120.0, 7.0, 0.1, 0.004] | 0 | 0 | [720.0, 1350.0, 2800.0, 6500.0, 15000.0] | 0 | 0
Siemens NH-2-425 | Siemens NH-2-425 | 425 | [4800.0, 120.0, 7.0, 0.1, 0.004] | 0 | 0 | [850.0, 1500.0, 3050.0, 7500.0, 16500.0] | 0 | 0
Siemens NH-2-630 | Siemens NH-2-630 | 630 | [4800.0, 120.0, 7.0, 0.1, 0.004] | 0 | 0 | [1200.0, 2000.0, 4800.0, 12000.0, 26000.0] | 0 | 0

## res_bus
| vm_pu | va_degree | p_mw | q_mvar
0 | 0.9909 | -0.17474 | 0.00080792 | 0.00020248
1 | 0.99091 | -0.17472 | 0 | 0
2 | 0.99104 | -0.17206 | 0 | 0
3 | 0.99086 | -0.17554 | 0.00075286 | 0.00018868
4 | 0.99817 | -0.035166 | 0 | 0
5 | 0.99794 | -0.039513 | 0.0013662 | 0.0003424
6 | 0.99838 | -0.03114 | 0.013526 | 0.0033899
7 | 0.99183 | -0.15676 | 0.0027215 | 0.00068206
8 | 0.99049 | -0.18269 | 0.0027212 | 0.00068199
9 | 0.9908 | -0.17678 | 0.0027471 | 0.00068848
10 | 0.99773 | -0.043603 | 0.001685 | 0.0004223
11 | 0.99854 | -0.02796 | 0.0034845 | 0.00087329
12 | 0.99173 | -0.15877 | 0.0026206 | 0.00065678
13 | 0.99223 | -0.14918 | 0.00272 | 0.0006817
14 | 0.99157 | -0.16188 | 0.0031461 | 0.00078849
15 | 0.99244 | -0.14513 | 0 | 0
16 | 0.99127 | -0.16771 | 0.0068029 | 0.001705
17 | 0.99349 | -0.12475 | 0.0027195 | 0.00068156
18 | 0.992 | -0.15347 | 0.0022105 | 0.000554
19 | 0.99117 | -0.16972 | 0.0042765 | 0.0010718
20 | 0.997 | -0.057703 | 0.0011531 | 0.000289
21 | 0.99702 | -0.057281 | 0 | 0
22 | 0.9908 | -0.17682 | 0.0006659 | 0.00016689
23 | 0.99705 | -0.05675 | 0.0050176 | 0.0012575
24 | 0.9851 | -0.28698 | 0 | 0
25 | 0.98394 | -0.30981 | 0 | 0
26 | 0.98516 | -0.28592 | 0.0052004 | 0.0013033
27 | 0.99713 | -0.055269 | 0.0020646 | 0.00051744
28 | 0.98986 | -0.19498 | 0 | 0
29 | 0.98929 | -0.20602 | 0 | 0
30 | 0.98963 | -0.19953 | 0.0025641 | 0.00064262
31 | 0.98915 | -0.20874 | 0 | 0
32 | 0.98901 | -0.2116 | 0.0041652 | 0.0010439
33 | 0.98907 | -0.21033 | 0.0068499 | 0.0017167
34 | 0.99516 | -0.092642 | 0 | 0
35 | 0.98857 | -0.22012 | 0.0060523 | 0.0015169
36 | 0.98832 | -0.22491 | 0.0045045 | 0.0011289
37 | 0.98816 | -0.22799 | 0.0025936 | 0.00065001
38 | 0.98914 | -0.20904 | 0.001268 | 0.0003178
39 | 0.98911 | -0.20965 | 0.0021426 | 0.00053699
40 | 0.98278 | -0.33253 | 0.00024835 | 6.2241e-05
41 | 0.98283 | -0.33164 | 0.000912 | 0.00022857
42 | 0.98299 | -0.32849 | 0 | 0
43 | 0.98301 | -0.328 | 0.0023775 | 0.00059587
44 | 0.98324 | -0.32338 | 0.0025194 | 0.00063142
45 | 0.98518 | -0.28539 | 0.0043529 | 0.0010909
46 | 0.98551 | -0.27898 | 0.012629 | 0.0031652
47 | 0.98576 | -0.27414 | 0.0063094 | 0.0015813
48 | 0.98663 | -0.25726 | 0 | 0
49 | 0.99009 | -0.19024 | 0.0074323 | 0.0018627
50 | 0.99002 | -0.19168 | 0.0013026 | 0.00032645
51 | 0.99108 | -0.17109 | 0 | 0
52 | 0.99001 | -0.1919 | 0.001057 | 0.00026492
53 | 0.99052 | -0.182 | 0 | 0
54 | 0.99139 | -0.16517 | 0.0016191 | 0.00040578
55 | 0.98996 | -0.19293 | 0.001609 | 0.00040326
56 | 0.99012 | -0.18969 | 0.00069572 | 0.00017436
57 | 0.98646 | -0.26046 | 0.00071019 | 0.00017799
58 | 0.98647 | -0.26027 | 0.0015131 | 0.00037922
59 | 0.99151 | -0.16286 | 0.0031327 | 0.00078514
60 | 0.98651 | -0.25957 | 0.0066514 | 0.001667
61 | 0.98774 | -0.2356 | 0.0013247 | 0.00033199
62 | 0.98883 | -0.21454 | 0.001422 | 0.00035638
63 | 0.99718 | -0.054134 | 0.0016441 | 0.00041205
64 | 0.9974 | -0.049986 | 0.0020066 | 0.00050291
65 | 0.98932 | -0.20503 | 0.0018618 | 0.00046661
66 | 0.98994 | -0.19296 | 0.0020566 | 0.00051544
67 | 0.99215 | -0.15047 | 0.00038213 | 9.5771e-05
68 | 0.99263 | -0.14103 | 0.00070825 | 0.00017751
69 | 0.99013 | -0.1892 | 0.0020001 | 0.00050127
70 | 0.99101 | -0.17219 | 0.0023506 | 0.00058912
71 | 0.99123 | -0.16804 | 0.0004617 | 0.00011571
72 | 0.99111 | -0.17041 | 0.002052 | 0.00051427
73 | 0.99217 | -0.14983 | 0.0012361 | 0.00030979
74 | 0.993 | -0.13388 | 0.00037644 | 9.4344e-05
75 | 0.99362 | -0.12208 | 0 | 0
76 | 0.99506 | -0.094397 | 0.00035424 | 8.8782e-05
77 | 0.99681 | -0.060859 | 0.0015267 | 0.00038262
78 | 0.98999 | -0.19233 | 0.0013081 | 0.00032784
79 | 0.98906 | -0.2103 | 0.0081962 | 0.0020542
80 | 0.99751 | -0.047826 | 0.0014101 | 0.0003534
81 | 0.99763 | -0.045605 | 0.003258 | 0.00081654
82 | 0.99971 | -0.0054831 | 0 | 0
83 | 1 | 0 | -0.35464 | -0.08949
84 | 0.99937 | -0.011947 | 0.0019139 | 0.00047967
85 | 0.99885 | -0.021956 | 0.0015717 | 0.0003939
86 | 0.99775 | -0.042822 | 0 | 0
87 | 0.99749 | -0.047932 | 0.001734 | 0.00043459
88 | 0.99675 | -0.062146 | 0.0008824 | 0.00022115
89 | 0.99632 | -0.070311 | 0.001988 | 0.00049824
90 | 0.99433 | -0.10884 | 0.0026181 | 0.00065616
91 | 0.99437 | -0.10809 | 0.0042923 | 0.0010758
92 | 0.99425 | -0.11047 | 0.004137 | 0.0010368
93 | 0.99465 | -0.10273 | 0.0015554 | 0.00038981
94 | 0.99455 | -0.10461 | 0.0016081 | 0.00040303
95 | 0.99476 | -0.10059 | 0.0012906 | 0.00032346
96 | 0.99708 | -0.055824 | 0 | 0
97 | 0.9964 | -0.068985 | 0.0022582 | 0.00056596
98 | 0.98806 | -0.23 | 0.0030414 | 0.00076225
99 | 0.98805 | -0.23013 | 0.0028628 | 0.00071749
100 | 0.99564 | -0.083435 | 0.00085542 | 0.00021439
101 | 0.99562 | -0.083831 | 0.0017995 | 0.000451
102 | 0.99464 | -0.10278 | 0.0043383 | 0.0010873
103 | 0.99457 | -0.1041 | 0.0023181 | 0.00058097
104 | 0.98905 | -0.21072 | 0.0037123 | 0.00093038
105 | 0.98899 | -0.21182 | 0.0072855 | 0.0018259
106 | 0.98919 | -0.20801 | 0 | 0
107 | 0.98996 | -0.19309 | 0.0054638 | 0.0013694
108 | 0.98915 | -0.20876 | 0.0023945 | 0.00060013
109 | 0.99081 | -0.17653 | 0.0045369 | 0.0011371
110 | 0.98898 | -0.21201 | 0.0016652 | 0.00041734
111 | 0.98892 | -0.21334 | 0.0017289 | 0.00043331
112 | 0.98893 | -0.21297 | 0.0063525 | 0.0015921
113 | 0.99186 | -0.15624 | 0.0047108 | 0.0011806
114 | 0.9925 | -0.14397 | 0.0036185 | 0.00090688
115 | 0.99296 | -0.13495 | 0.0037015 | 0.00092769
116 | 0.9945 | -0.10526 | 0.0036768 | 0.00092149
117 | 0.99453 | -0.10478 | 0.002405 | 0.00060276
118 | 0.99625 | -0.071702 | 0.0084392 | 0.0021151
119 | 0.99523 | -0.091535 | 0.0014056 | 0.00035229
120 | 0.99513 | -0.093471 | 0.0068066 | 0.0017059
121 | 0.9934 | -0.12662 | 0.0038476 | 0.00096431
122 | 0.99287 | -0.1368 | 0.0035597 | 0.00089215
123 | 0.99354 | -0.1239 | 0.0037425 | 0.00093795
124 | 0.99236 | -0.14664 | 0.0035681 | 0.00089426
125 | 0.99449 | -0.10558 | 0.0037196 | 0.00093223
126 | 0.99137 | -0.16592 | 0.018761 | 0.004702
127 | 0.99448 | -0.10604 | 0.0029489 | 0.00073907
128 | 0.99122 | -0.16888 | 0.006024 | 0.0015097
129 | 0.99119 | -0.16938 | 0 | 0
130 | 0.991 | -0.17302 | 0.0039661 | 0.00099399
131 | 0.99095 | -0.17406 | 0.0015899 | 0.00039847
132 | 0.99998 | 149.9956 | 0 | 0

## res_line
| p_from_mw | q_from_mvar | p_to_mw | q_to_mvar | pl_mw | ql_mvar | i_from_ka | i_to_ka | i_ka | vm_from_pu | va_from_degree | vm_to_pu | va_to_degree | loading_percent
0 | -0.00080792 | -0.00020248 | 0.00080792 | 0.00020246 | 9.6333e-10 | -2.1864e-08 | 0.0012132 | 0.0012132 | 0.0012132 | 0.9909 | -0.17474 | 0.99091 | -0.17472 | 0.33331
1 | -0.0049741 | -0.0012463 | 0.0049747 | 0.0012463 | 6.3e-07 | 1.524e-08 | 0.0074693 | 0.0074692 | 0.0074693 | 0.99091 | -0.17472 | 0.99104 | -0.17206 | 2.052
2 | 0.0041662 | 0.0010438 | -0.004166 | -0.0010439 | 1.6353e-07 | -3.8859e-08 | 0.0062561 | 0.0062562 | 0.0062562 | 0.99091 | -0.17472 | 0.99086 | -0.17554 | 1.7187
3 | -0.04382 | -0.011008 | 0.043852 | 0.011028 | 3.2019e-05 | 2.0238e-05 | 0.065803 | 0.065803 | 0.065803 | 0.99104 | -0.17206 | 0.99183 | -0.15676 | 18.0779
4 | 0.038845 | 0.0097617 | -0.038826 | -0.0097493 | 1.9707e-05 | 1.2413e-05 | 0.058334 | 0.058334 | 0.058334 | 0.99104 | -0.17206 | 0.99049 | -0.18269 | 16.0259
5 | 0.0034132 | 0.00085518 | -0.003413 | -0.00085532 | 2.0074e-07 | -1.3396e-07 | 0.0051256 | 0.0051257 | 0.0051257 | 0.99086 | -0.17554 | 0.9908 | -0.17678 | 1.4082
6 | 0.01962 | 0.0049211 | -0.019616 | -0.0049187 | 4.0645e-06 | 2.4357e-06 | 0.02925 | 0.02925 | 0.02925 | 0.99817 | -0.035166 | 0.99794 | -0.039513 | 8.0357
7 | -0.01962 | -0.0049211 | 0.019624 | 0.0049234 | 3.7662e-06 | 2.2569e-06 | 0.02925 | 0.02925 | 0.02925 | 0.99817 | -0.035166 | 0.99838 | -0.03114 | 8.0357
8 | 0.01825 | 0.0045763 | -0.018246 | -0.0045742 | 3.5566e-06 | 2.1089e-06 | 0.027213 | 0.027213 | 0.027213 | 0.99794 | -0.039513 | 0.99773 | -0.043603 | 7.4761
9 | -0.03315 | -0.0083132 | 0.033155 | 0.0083164 | 5.0249e-06 | 3.1442e-06 | 0.049409 | 0.049409 | 0.049409 | 0.99838 | -0.03114 | 0.99854 | -0.02796 | 13.5739
10 | -0.046574 | -0.01171 | 0.046581 | 0.011715 | 7.3128e-06 | 4.6287e-06 | 0.069886 | 0.069886 | 0.069886 | 0.99183 | -0.15676 | 0.992 | -0.15347 | 19.1995
11 | 0.036105 | 0.0090673 | -0.036083 | -0.009054 | 2.1159e-05 | 1.3295e-05 | 0.054246 | 0.054246 | 0.054246 | 0.99049 | -0.18269 | 0.98986 | -0.19498 | 14.9029
12 | 0.0006659 | 0.00016684 | -0.0006659 | -0.00016689 | 1.4936e-09 | -5.0333e-08 | 0.0010001 | 0.0010001 | 0.0010001 | 0.9908 | -0.17678 | 0.9908 | -0.17682 | 0.27475
13 | 0.016561 | 0.0041519 | -0.01656 | -0.0041509 | 1.5802e-06 | 9.2111e-07 | 0.0247 | 0.0247 | 0.0247 | 0.99773 | -0.043603 | 0.99763 | -0.045605 | 6.7857
14 | -0.036639 | -0.0091897 | 0.036678 | 0.0092144 | 3.93e-05 | 2.4692e-05 | 0.054602 | 0.054601 | 0.054602 | 0.99854 | -0.02796 | 0.99971 | -0.0054831 | 15.0004
15 | -0.016852 | -0.0042247 | 0.016859 | 0.0042292 | 7.7015e-06 | 4.5142e-06 | 0.025285 | 0.025285 | 0.025285 | 0.99173 | -0.15877 | 0.99223 | -0.14918 | 6.9465
16 | 0.014231 | 0.0035679 | -0.014229 | -0.0035668 | 2.111e-06 | 1.1918e-06 | 0.021353 | 0.021353 | 0.021353 | 0.99173 | -0.15877 | 0.99157 | -0.16188 | 5.8663
17 | -0.019579 | -0.0049109 | 0.019583 | 0.0049132 | 3.7799e-06 | 2.2681e-06 | 0.029364 | 0.029364 | 0.029364 | 0.99223 | -0.14918 | 0.99244 | -0.14513 | 8.067
18 | 0.011083 | 0.0027783 | -0.01108 | -0.0027767 | 3.0795e-06 | 1.5881e-06 | 0.016632 | 0.016632 | 0.016632 | 0.99157 | -0.16188 | 0.99127 | -0.16771 | 4.5692
19 | -0.068394 | -0.017194 | 0.068461 | 0.017237 | 6.6628e-05 | 4.2424e-05 | 0.10257 | 0.10257 | 0.10257 | 0.99244 | -0.14513 | 0.99349 | -0.12475 | 28.1775
20 | 0.048811 | 0.012281 | -0.048791 | -0.012269 | 1.9447e-05 | 1.2321e-05 | 0.073202 | 0.073202 | 0.073202 | 0.99244 | -0.14513 | 0.992 | -0.15347 | 20.1104
21 | 0.0042769 | 0.0010717 | -0.0042765 | -0.0010718 | 4.0829e-07 | -7.9172e-08 | 0.0064201 | 0.0064203 | 0.0064203 | 0.99127 | -0.16771 | 0.99117 | -0.16972 | 1.7638
22 | -0.07118 | -0.017918 | 0.07129 | 0.017988 | 0.00010943 | 6.9705e-05 | 0.10664 | 0.10664 | 0.10664 | 0.99349 | -0.12475 | 0.99516 | -0.092642 | 29.2964
23 | -0.0011531 | -0.000289 | 0.0011532 | 0.00028874 | 2.3124e-08 | -2.5671e-07 | 0.001721 | 0.0017209 | 0.001721 | 0.997 | -0.057703 | 0.99702 | -0.057281 | 0.47281
24 | -0.0011532 | -0.00028874 | 0.0011532 | 0.00028842 | 2.9149e-08 | -3.2365e-07 | 0.0017209 | 0.0017208 | 0.0017209 | 0.99702 | -0.057281 | 0.99705 | -0.05675 | 0.47279
25 | -0.0061708 | -0.0015459 | 0.0061712 | 0.001546 | 4.3529e-07 | 1.0007e-07 | 0.0092092 | 0.0092091 | 0.0092092 | 0.99705 | -0.05675 | 0.99713 | -0.055269 | 2.53
26 | 0.0060688 | 0.0015156 | -0.0060622 | -0.0015141 | 6.5795e-06 | 1.555e-06 | 0.0091651 | 0.009166 | 0.009166 | 0.9851 | -0.28698 | 0.98394 | -0.30981 | 2.5181
27 | -0.0060688 | -0.0015156 | 0.0060691 | 0.0015157 | 3.0331e-07 | 7.1521e-08 | 0.0091651 | 0.009165 | 0.0091651 | 0.9851 | -0.28698 | 0.98516 | -0.28592 | 2.5179
28 | 0.0060622 | 0.0015141 | -0.0060583 | -0.0015131 | 3.9095e-06 | 9.2721e-07 | 0.009166 | 0.0091666 | 0.0091666 | 0.98394 | -0.30981 | 0.98324 | -0.32338 | 2.5183
29 | -0.011269 | -0.002819 | 0.01127 | 0.0028192 | 2.8522e-07 | 1.4911e-07 | 0.01702 | 0.01702 | 0.01702 | 0.98516 | -0.28592 | 0.98518 | -0.28539 | 4.6758
30 | -0.0082358 | -0.0020635 | 0.0082362 | 0.0020637 | 4.4511e-07 | 1.8236e-07 | 0.01229 | 0.01229 | 0.01229 | 0.99713 | -0.055269 | 0.99718 | -0.054134 | 3.3764
31 | 0.0075815 | 0.0018994 | -0.0075775 | -0.0018979 | 3.9832e-06 | 1.4986e-06 | 0.011397 | 0.011397 | 0.011397 | 0.98986 | -0.19498 | 0.98929 | -0.20602 | 3.1311
32 | 0.028502 | 0.0071546 | -0.028496 | -0.0071507 | 6.1823e-06 | 3.8413e-06 | 0.04285 | 0.04285 | 0.04285 | 0.98986 | -0.19498 | 0.98963 | -0.19953 | 11.7719
33 | 0.0034112 | 0.0008543 | -0.0034108 | -0.00085459 | 4.4179e-07 | -2.918e-07 | 0.0051306 | 0.0051308 | 0.0051308 | 0.98929 | -0.20602 | 0.98915 | -0.20874 | 1.4096
34 | 0.0041663 | 0.0010436 | -0.0041652 | -0.0010439 | 1.1085e-06 | -2.5678e-07 | 0.0062664 | 0.0062668 | 0.0062668 | 0.98929 | -0.20602 | 0.98901 | -0.2116 | 1.7216
35 | 0.025932 | 0.0065081 | -0.025918 | -0.0064999 | 1.3348e-05 | 8.2419e-06 | 0.038994 | 0.038994 | 0.038994 | 0.98963 | -0.19953 | 0.98907 | -0.21033 | 10.7128
36 | 0.0034108 | 0.00085459 | -0.0034107 | -0.00085462 | 5.0079e-08 | -3.3063e-08 | 0.0051308 | 0.0051309 | 0.0051309 | 0.98915 | -0.20874 | 0.98914 | -0.20904 | 1.4096
37 | 0.019068 | 0.0047831 | -0.019059 | -0.0047778 | 8.8948e-06 | 5.323e-06 | 0.028689 | 0.028689 | 0.028689 | 0.98907 | -0.21033 | 0.98857 | -0.22012 | 7.8817
38 | -0.12275 | -0.030965 | 0.12297 | 0.031103 | 0.00021679 | 0.00013852 | 0.18362 | 0.18362 | 0.18362 | 0.99516 | -0.092642 | 0.99708 | -0.055824 | 50.4443
39 | 0.051463 | 0.012977 | -0.051433 | -0.012958 | 2.9871e-05 | 1.8943e-05 | 0.076978 | 0.076978 | 0.076978 | 0.99516 | -0.092642 | 0.99453 | -0.10478 | 21.1479
40 | 0.013007 | 0.003261 | -0.013004 | -0.0032593 | 2.9678e-06 | 1.6348e-06 | 0.019579 | 0.019579 | 0.019579 | 0.98857 | -0.22012 | 0.98832 | -0.22491 | 5.3789
41 | 0.0084997 | 0.0021304 | -0.0084984 | -0.0021298 | 1.2487e-06 | 5.3865e-07 | 0.012797 | 0.012797 | 0.012797 | 0.98832 | -0.22491 | 0.98816 | -0.22799 | 3.5157
42 | 0.0059048 | 0.0014798 | -0.0059043 | -0.0014797 | 5.6351e-07 | 1.1719e-07 | 0.0088917 | 0.0088918 | 0.0088918 | 0.98816 | -0.22799 | 0.98806 | -0.23 | 2.4428
43 | 0.0021427 | 0.00053682 | -0.0021426 | -0.00053699 | 6.2216e-08 | -1.6514e-07 | 0.0032233 | 0.0032233 | 0.0032233 | 0.98914 | -0.20904 | 0.98911 | -0.20965 | 0.88553
44 | -0.00024835 | -6.2241e-05 | 0.00024836 | 5.9767e-05 | 1.0355e-08 | -2.4741e-06 | 0.00037602 | 0.00037515 | 0.00037602 | 0.98278 | -0.33253 | 0.98283 | -0.33164 | 0.1033
45 | -0.0011604 | -0.00028834 | 0.0011605 | 0.00028655 | 1.7297e-07 | -1.7862e-06 | 0.0017559 | 0.0017552 | 0.0017559 | 0.98283 | -0.33164 | 0.98299 | -0.32849 | 0.48239
46 | -0.0011605 | -0.00028655 | 0.0011606 | 0.00028628 | 2.6464e-08 | -2.7345e-07 | 0.0017552 | 0.0017551 | 0.0017552 | 0.98299 | -0.32849 | 0.98301 | -0.328 | 0.48221
47 | -0.0035381 | -0.00088214 | 0.0035389 | 0.00088172 | 7.7531e-07 | -4.1839e-07 | 0.0053541 | 0.0053538 | 0.0053541 | 0.98301 | -0.328 | 0.98324 | -0.32338 | 1.4709
48 | -0.015623 | -0.0039101 | 0.015627 | 0.0039129 | 4.7651e-06 | 2.7589e-06 | 0.023594 | 0.023594 | 0.023594 | 0.98518 | -0.28539 | 0.98551 | -0.27898 | 6.482
49 | -0.028256 | -0.007078 | 0.028263 | 0.0070821 | 6.5145e-06 | 4.0476e-06 | 0.042663 | 0.042663 | 0.042663 | 0.98551 | -0.27898 | 0.98576 | -0.27414 | 11.7206
50 | -0.034572 | -0.0086634 | 0.0346 | 0.0086808 | 2.7824e-05 | 1.746e-05 | 0.052187 | 0.052187 | 0.052187 | 0.98576 | -0.27414 | 0.98663 | -0.25726 | 14.3371
51 | -0.043476 | -0.010905 | 0.043521 | 0.010934 | 4.4943e-05 | 2.8407e-05 | 0.065573 | 0.065573 | 0.065573 | 0.98663 | -0.25726 | 0.98774 | -0.2356 | 18.0146
52 | 0.0088758 | 0.0022243 | -0.0088748 | -0.0022238 | 9.7566e-07 | 4.3902e-07 | 0.013386 | 0.013386 | 0.013386 | 0.98663 | -0.25726 | 0.98651 | -0.25957 | 3.6776
53 | 0.003969 | 0.0009941 | -0.0039688 | -0.00099418 | 2.7189e-07 | -8.8044e-08 | 0.0059648 | 0.0059649 | 0.0059649 | 0.99009 | -0.19024 | 0.99002 | -0.19168 | 1.6387
54 | -0.011401 | -0.0028568 | 0.011412 | 0.0028623 | 1.0407e-05 | 5.4438e-06 | 0.017135 | 0.017134 | 0.017135 | 0.99009 | -0.19024 | 0.99108 | -0.17109 | 4.7074
55 | 0.0026662 | 0.00066773 | -0.0026662 | -0.00066777 | 2.7733e-08 | -4.1474e-08 | 0.0040072 | 0.0040072 | 0.0040072 | 0.99002 | -0.19168 | 0.99001 | -0.1919 | 1.1009
56 | 0.010217 | 0.0025643 | -0.010212 | -0.0025617 | 5.3101e-06 | 2.6236e-06 | 0.015342 | 0.015342 | 0.015342 | 0.99108 | -0.17109 | 0.99052 | -0.182 | 4.2148
57 | -0.021629 | -0.0054266 | 0.021635 | 0.0054303 | 6.1099e-06 | 3.7112e-06 | 0.032476 | 0.032476 | 0.032476 | 0.99108 | -0.17109 | 0.99139 | -0.16517 | 8.922
58 | 0.0016091 | 0.00040285 | -0.001609 | -0.00040326 | 7.9035e-08 | -4.1272e-07 | 0.0024184 | 0.0024186 | 0.0024186 | 0.99001 | -0.1919 | 0.98996 | -0.19293 | 0.66444
59 | 0.010212 | 0.0025617 | -0.010208 | -0.0025598 | 3.7464e-06 | 1.8516e-06 | 0.015342 | 0.015342 | 0.015342 | 0.99052 | -0.182 | 0.99012 | -0.18969 | 4.2148
60 | -0.023254 | -0.0058361 | 0.023257 | 0.0058376 | 2.5612e-06 | 1.5669e-06 | 0.034906 | 0.034906 | 0.034906 | 0.99139 | -0.16517 | 0.99151 | -0.16286 | 9.5896
61 | 0.0095125 | 0.0023855 | -0.0095113 | -0.0023849 | 1.1939e-06 | 5.6381e-07 | 0.014296 | 0.014297 | 0.014297 | 0.99012 | -0.18969 | 0.98999 | -0.19233 | 3.9276
62 | -0.00071019 | -0.00017799 | 0.00071019 | 0.0001778 | 6.5867e-09 | -1.9119e-07 | 0.0010713 | 0.0010712 | 0.0010713 | 0.98646 | -0.26046 | 0.98647 | -0.26027 | 0.29431
63 | -0.0022233 | -0.00055702 | 0.0022234 | 0.00055684 | 7.3913e-08 | -1.7645e-07 | 0.0033536 | 0.0033535 | 0.0033536 | 0.98647 | -0.26027 | 0.98651 | -0.25957 | 0.92132
64 | -0.02639 | -0.0066228 | 0.026405 | 0.0066324 | 1.5602e-05 | 9.6431e-06 | 0.039608 | 0.039607 | 0.039608 | 0.99151 | -0.16286 | 0.99215 | -0.15047 | 10.8812
65 | -0.044846 | -0.011266 | 0.044891 | 0.011294 | 4.5121e-05 | 2.854e-05 | 0.067569 | 0.067568 | 0.067569 | 0.98774 | -0.2356 | 0.98883 | -0.21454 | 18.5628
66 | -0.046313 | -0.01165 | 0.046334 | 0.011664 | 2.1049e-05 | 1.3323e-05 | 0.069708 | 0.069708 | 0.069708 | 0.98883 | -0.21454 | 0.98932 | -0.20503 | 19.1506
67 | -0.0098804 | -0.0024757 | 0.0098823 | 0.0024767 | 1.9528e-06 | 9.3721e-07 | 0.014743 | 0.014743 | 0.014743 | 0.99718 | -0.054134 | 0.9974 | -0.049986 | 4.0504
68 | -0.011889 | -0.0029796 | 0.01189 | 0.0029802 | 1.2233e-06 | 6.4759e-07 | 0.017737 | 0.017737 | 0.017737 | 0.9974 | -0.049986 | 0.99751 | -0.047826 | 4.8728
69 | -0.048196 | -0.01213 | 0.048223 | 0.012148 | 2.783e-05 | 1.763e-05 | 0.072509 | 0.072508 | 0.072509 | 0.98932 | -0.20503 | 0.98994 | -0.19296 | 19.9199
70 | -0.05028 | -0.012663 | 0.050289 | 0.012669 | 9.0349e-06 | 5.7281e-06 | 0.0756 | 0.0756 | 0.0756 | 0.98994 | -0.19296 | 0.99013 | -0.1892 | 20.7692
71 | -0.026787 | -0.0067282 | 0.026799 | 0.0067356 | 1.2078e-05 | 7.4724e-06 | 0.040181 | 0.04018 | 0.040181 | 0.99215 | -0.15047 | 0.99263 | -0.14103 | 11.0386
72 | -0.027508 | -0.0069132 | 0.027532 | 0.0069286 | 2.4907e-05 | 1.5435e-05 | 0.041242 | 0.041242 | 0.041242 | 0.99263 | -0.14103 | 0.99362 | -0.12208 | 11.3303
73 | -0.052289 | -0.01317 | 0.052332 | 0.013197 | 4.2574e-05 | 2.7011e-05 | 0.078606 | 0.078606 | 0.078606 | 0.99013 | -0.1892 | 0.99101 | -0.17219 | 21.595
74 | -0.054682 | -0.013787 | 0.054687 | 0.01379 | 4.6547e-06 | 2.9553e-06 | 0.082135 | 0.082135 | 0.082135 | 0.99101 | -0.17219 | 0.99111 | -0.17041 | 22.5646
75 | 0.056745 | 0.014308 | -0.056739 | -0.014304 | 6.4503e-06 | 4.0977e-06 | 0.085216 | 0.085216 | 0.085216 | 0.99123 | -0.16804 | 0.99111 | -0.17041 | 23.4109
76 | -0.057207 | -0.014424 | 0.057257 | 0.014455 | 4.9898e-05 | 3.1702e-05 | 0.085909 | 0.085909 | 0.085909 | 0.99123 | -0.16804 | 0.99217 | -0.14983 | 23.6013
77 | -0.058493 | -0.014765 | 0.058538 | 0.014794 | 4.472e-05 | 2.8421e-05 | 0.087763 | 0.087763 | 0.087763 | 0.99217 | -0.14983 | 0.993 | -0.13388 | 24.1106
78 | -0.058914 | -0.014888 | 0.058948 | 0.014909 | 3.336e-05 | 2.1203e-05 | 0.088327 | 0.088327 | 0.088327 | 0.993 | -0.13388 | 0.99362 | -0.12208 | 24.2655
79 | -0.08648 | -0.021838 | 0.086595 | 0.021911 | 0.00011487 | 7.3279e-05 | 0.12957 | 0.12957 | 0.12957 | 0.99362 | -0.12208 | 0.99506 | -0.094397 | 35.5958
80 | -0.086949 | -0.022 | 0.087089 | 0.022089 | 0.00014018 | 8.9429e-05 | 0.1301 | 0.1301 | 0.1301 | 0.99506 | -0.094397 | 0.99681 | -0.060859 | 35.7413
81 | -0.088616 | -0.022472 | 0.088671 | 0.022507 | 5.5106e-05 | 3.5159e-05 | 0.13238 | 0.13238 | 0.13238 | 0.99681 | -0.060859 | 0.99749 | -0.047932 | 36.3673
82 | 0.0082032 | 0.0020571 | -0.0081962 | -0.0020542 | 7.0206e-06 | 2.9114e-06 | 0.01233 | 0.012331 | 0.012331 | 0.98999 | -0.19233 | 0.98906 | -0.2103 | 3.3876
83 | -0.0133 | -0.0033336 | 0.013302 | 0.0033344 | 1.4072e-06 | 7.7614e-07 | 0.01984 | 0.01984 | 0.01984 | 0.99751 | -0.047826 | 0.99763 | -0.045605 | 5.4507
84 | -0.19054 | -0.048281 | 0.19059 | 0.048313 | 5.0207e-05 | 3.2045e-05 | 0.28379 | 0.28379 | 0.28379 | 0.99971 | -0.0054831 | 1 | 0 | 38.9823
85 | 0.15386 | 0.039066 | -0.15381 | -0.039036 | 4.7839e-05 | 3.049e-05 | 0.22919 | 0.22919 | 0.22919 | 0.99971 | -0.0054831 | 0.99937 | -0.011947 | 31.4822
86 | 0.1624 | 0.041177 | -0.16223 | -0.041068 | 0.00017119 | 0.00010915 | 0.24182 | 0.24182 | 0.24182 | 1 | 0 | 0.99885 | -0.021956 | 33.2174
87 | 0.1519 | 0.038556 | -0.15167 | -0.038413 | 0.00022526 | 0.00014355 | 0.22634 | 0.22634 | 0.22634 | 0.99937 | -0.011947 | 0.99775 | -0.042822 | 31.0907
88 | 0.16066 | 0.040674 | -0.1604 | -0.040507 | 0.00026077 | 0.00016626 | 0.23948 | 0.23948 | 0.23948 | 0.99885 | -0.021956 | 0.99708 | -0.055824 | 32.8958
89 | 0.061245 | 0.015457 | -0.061189 | -0.015421 | 5.6626e-05 | 3.6005e-05 | 0.091377 | 0.091377 | 0.091377 | 0.99775 | -0.042822 | 0.99675 | -0.062146 | 25.1036
90 | 0.090427 | 0.022956 | -0.090405 | -0.022942 | 2.2225e-05 | 1.4182e-05 | 0.13496 | 0.13496 | 0.13496 | 0.99775 | -0.042822 | 0.99749 | -0.047932 | 37.078
91 | 0.060306 | 0.0152 | -0.060283 | -0.015185 | 2.3549e-05 | 1.4971e-05 | 0.09006 | 0.09006 | 0.09006 | 0.99675 | -0.062146 | 0.99632 | -0.070311 | 24.7417
92 | 0.058295 | 0.014687 | -0.058258 | -0.014663 | 3.6568e-05 | 2.3236e-05 | 0.087091 | 0.087091 | 0.087091 | 0.99632 | -0.070311 | 0.99564 | -0.083435 | 23.926
93 | -0.0067554 | -0.0016929 | 0.0067557 | 0.001693 | 2.4346e-07 | 7.3415e-08 | 0.010109 | 0.010109 | 0.010109 | 0.99433 | -0.10884 | 0.99437 | -0.10809 | 2.7773
94 | 0.0041373 | 0.0010367 | -0.004137 | -0.0010368 | 3.2017e-07 | -8.3955e-08 | 0.0061915 | 0.0061916 | 0.0061916 | 0.99433 | -0.10884 | 0.99425 | -0.11047 | 1.701
95 | -0.011048 | -0.0027687 | 0.011051 | 0.0027702 | 2.819e-06 | 1.4473e-06 | 0.016533 | 0.016533 | 0.016533 | 0.99437 | -0.10809 | 0.99465 | -0.10273 | 4.5419
96 | 0.0045576 | 0.0011418 | -0.0045572 | -0.0011419 | 4.073e-07 | -4.2538e-08 | 0.0068182 | 0.0068183 | 0.0068183 | 0.99465 | -0.10273 | 0.99455 | -0.10461 | 1.8732
97 | -0.017164 | -0.0043018 | 0.017166 | 0.0043029 | 1.7472e-06 | 1.0265e-06 | 0.025678 | 0.025678 | 0.025678 | 0.99465 | -0.10273 | 0.99476 | -0.10059 | 7.0543
98 | 0.0029491 | 0.00073884 | -0.0029489 | -0.00073907 | 2.0156e-07 | -2.2923e-07 | 0.0044123 | 0.0044124 | 0.0044124 | 0.99455 | -0.10461 | 0.99448 | -0.10604 | 1.2122
99 | -0.018456 | -0.0046263 | 0.018462 | 0.00463 | 6.266e-06 | 3.7255e-06 | 0.027608 | 0.027608 | 0.027608 | 0.99476 | -0.10059 | 0.99513 | -0.093471 | 7.5847
100 | 0.037428 | 0.0094039 | -0.037404 | -0.0093891 | 2.3496e-05 | 1.4776e-05 | 0.055865 | 0.055865 | 0.055865 | 0.99708 | -0.055824 | 0.9964 | -0.068985 | 15.3474
101 | 0.035146 | 0.0088232 | -0.035141 | -0.0088203 | 4.554e-06 | 2.8571e-06 | 0.052492 | 0.052492 | 0.052492 | 0.9964 | -0.068985 | 0.99625 | -0.071702 | 14.4209
102 | 0.0028628 | 0.00071747 | -0.0028628 | -0.00071749 | 1.8792e-08 | -2.2501e-08 | 0.0043114 | 0.0043114 | 0.0043114 | 0.98806 | -0.23 | 0.98805 | -0.23013 | 1.1845
103 | 0.057403 | 0.014449 | -0.057402 | -0.014448 | 1.0886e-06 | 6.9155e-07 | 0.085812 | 0.085812 | 0.085812 | 0.99564 | -0.083435 | 0.99562 | -0.083831 | 23.5748
104 | 0.055602 | 0.013997 | -0.055552 | -0.013965 | 5.032e-05 | 3.1952e-05 | 0.083123 | 0.083123 | 0.083123 | 0.99562 | -0.083831 | 0.99464 | -0.10278 | 22.8359
105 | 0.051213 | 0.012878 | -0.05121 | -0.012876 | 3.2247e-06 | 2.0448e-06 | 0.076633 | 0.076633 | 0.076633 | 0.99464 | -0.10278 | 0.99457 | -0.1041 | 21.0529
106 | 0.048892 | 0.012295 | -0.048889 | -0.012293 | 3.4521e-06 | 2.187e-06 | 0.073164 | 0.073164 | 0.073164 | 0.99457 | -0.1041 | 0.99449 | -0.10558 | 20.1001
107 | 0.0072858 | 0.001826 | -0.0072855 | -0.0018259 | 3.8003e-07 | 1.3498e-07 | 0.010961 | 0.010962 | 0.010962 | 0.98905 | -0.21072 | 0.98899 | -0.21182 | 3.0114
108 | -0.010998 | -0.0027564 | 0.011 | 0.0027572 | 1.4204e-06 | 7.315e-07 | 0.016547 | 0.016547 | 0.016547 | 0.98905 | -0.21072 | 0.98919 | -0.20801 | 4.5458
109 | -0.023143 | -0.005801 | 0.023159 | 0.0058111 | 1.647e-05 | 1.0075e-05 | 0.034814 | 0.034814 | 0.034814 | 0.98919 | -0.20801 | 0.98996 | -0.19309 | 9.5642
110 | 0.012143 | 0.0030438 | -0.012143 | -0.0030436 | 4.3396e-07 | 2.3322e-07 | 0.018267 | 0.018267 | 0.018267 | 0.98919 | -0.20801 | 0.98915 | -0.20876 | 5.0185
111 | -0.028623 | -0.0071804 | 0.028646 | 0.0071945 | 2.261e-05 | 1.4052e-05 | 0.043026 | 0.043026 | 0.043026 | 0.98996 | -0.19309 | 0.99081 | -0.17653 | 11.8204
112 | 0.0097485 | 0.0024435 | -0.009747 | -0.0024428 | 1.509e-06 | 7.2565e-07 | 0.014665 | 0.014665 | 0.014665 | 0.98915 | -0.20876 | 0.98898 | -0.21201 | 4.0289
113 | -0.033183 | -0.0083315 | 0.033215 | 0.0083517 | 3.2156e-05 | 2.0135e-05 | 0.04984 | 0.04984 | 0.04984 | 0.99081 | -0.17653 | 0.99186 | -0.15624 | 13.6922
114 | 0.0080818 | 0.0020254 | -0.0080814 | -0.0020253 | 3.7066e-07 | 1.5145e-07 | 0.01216 | 0.01216 | 0.01216 | 0.98898 | -0.21201 | 0.98893 | -0.21297 | 3.3406
115 | -0.0017289 | -0.00043331 | 0.0017289 | 0.00043317 | 2.9778e-08 | -1.3149e-07 | 0.0026015 | 0.0026014 | 0.0026015 | 0.98892 | -0.21334 | 0.98893 | -0.21297 | 0.71469
116 | -0.037926 | -0.0095323 | 0.037948 | 0.0095463 | 2.2229e-05 | 1.399e-05 | 0.056907 | 0.056907 | 0.056907 | 0.99186 | -0.15624 | 0.9925 | -0.14397 | 15.6337
117 | -0.041566 | -0.010453 | 0.041584 | 0.010464 | 1.7919e-05 | 1.1309e-05 | 0.062332 | 0.062332 | 0.062332 | 0.9925 | -0.14397 | 0.99296 | -0.13495 | 17.1241
118 | -0.045286 | -0.011392 | 0.04535 | 0.011433 | 6.4324e-05 | 4.0685e-05 | 0.067879 | 0.067879 | 0.067879 | 0.99296 | -0.13495 | 0.9945 | -0.10526 | 18.648
119 | -0.049027 | -0.012354 | 0.049028 | 0.012355 | 1.1408e-06 | 7.2276e-07 | 0.07338 | 0.07338 | 0.07338 | 0.9945 | -0.10526 | 0.99453 | -0.10478 | 20.1593
120 | 0.026702 | 0.0067053 | -0.026677 | -0.0066897 | 2.5241e-05 | 1.5604e-05 | 0.039887 | 0.039888 | 0.039888 | 0.99625 | -0.071702 | 0.99523 | -0.091535 | 10.9581
121 | 0.025271 | 0.0063374 | -0.025269 | -0.0063359 | 2.3325e-06 | 1.4362e-06 | 0.037786 | 0.037786 | 0.037786 | 0.99523 | -0.091535 | 0.99513 | -0.093471 | 10.3808
122 | 0.037534 | 0.0094301 | -0.037516 | -0.0094186 | 1.8214e-05 | 1.1458e-05 | 0.05623 | 0.056231 | 0.056231 | 0.9934 | -0.12662 | 0.99287 | -0.1368 | 15.448
123 | -0.041382 | -0.010394 | 0.041387 | 0.010398 | 5.3893e-06 | 3.4007e-06 | 0.061994 | 0.061994 | 0.061994 | 0.9934 | -0.12662 | 0.99354 | -0.1239 | 17.0313
124 | 0.033956 | 0.0085265 | -0.03394 | -0.0085165 | 1.5934e-05 | 9.9858e-06 | 0.050896 | 0.050896 | 0.050896 | 0.99287 | -0.1368 | 0.99236 | -0.14664 | 13.9823
125 | -0.04513 | -0.011336 | 0.045169 | 0.011361 | 3.9483e-05 | 2.497e-05 | 0.067599 | 0.067599 | 0.067599 | 0.99354 | -0.1239 | 0.99449 | -0.10558 | 18.5711
126 | 0.030372 | 0.0076222 | -0.030344 | -0.0076048 | 2.7906e-05 | 1.7397e-05 | 0.045545 | 0.045546 | 0.045546 | 0.99236 | -0.14664 | 0.99137 | -0.16592 | 12.5125
127 | 0.011583 | 0.0029028 | -0.011581 | -0.0029019 | 1.6327e-06 | 8.592e-07 | 0.017385 | 0.017385 | 0.017385 | 0.99137 | -0.16592 | 0.99122 | -0.16888 | 4.7762
128 | 0.0055571 | 0.0013922 | -0.005557 | -0.0013922 | 1.3082e-07 | 1.9112e-08 | 0.0083422 | 0.0083422 | 0.0083422 | 0.99122 | -0.16888 | 0.99119 | -0.16938 | 2.2918
129 | 0.005557 | 0.0013922 | -0.005556 | -0.001392 | 9.6418e-07 | 1.4098e-07 | 0.0083422 | 0.0083424 | 0.0083424 | 0.99119 | -0.16938 | 0.991 | -0.17302 | 2.2919
130 | 0.00159 | 0.00039804 | -0.0015899 | -0.00039847 | 7.8982e-08 | -4.2557e-07 | 0.0023872 | 0.0023874 | 0.0023874 | 0.991 | -0.17302 | 0.99095 | -0.17406 | 0.65588

## res_trafo
| p_hv_mw | q_hv_mvar | p_lv_mw | q_lv_mvar | pl_mw | ql_mvar | i_hv_ka | i_lv_ka | vm_hv_pu | va_hv_degree | vm_lv_pu | va_lv_degree | loading_percent
0 | -1.2729e-15 | -1.3162e-15 | 0.00165 | 1.2699e-07 | 0.00165 | 1.2699e-07 | 5.2857e-17 | 0.0023815 | 0.99998 | 149.9956 | 1 | 0 | 0.2619

## res_ext_grid
| p_mw | q_mvar
0 | 0.35659 | 0.089978

## res_load
| p_mw | q_mvar
0 | 0.00080792 | 0.00020248
1 | 0.00075286 | 0.00018868
2 | 0.0013662 | 0.0003424
3 | 0.013526 | 0.0033899
4 | 0.0027215 | 0.00068206
5 | 0.0027212 | 0.00068199
6 | 0.0027471 | 0.00068848
7 | 0.001685 | 0.0004223
8 | 0.0034845 | 0.00087329
9 | 0.0026206 | 0.00065678
10 | 0.00272 | 0.0006817
11 | 0.0031461 | 0.00078849
12 | 0.0068029 | 0.001705
13 | 0.0027195 | 0.00068156
14 | 0.0022105 | 0.000554
15 | 0.0042765 | 0.0010718
16 | 0.0011531 | 0.000289
17 | 0.0006659 | 0.00016689
18 | 0.0050176 | 0.0012575
19 | 0.0052004 | 0.0013033
20 | 0.0020646 | 0.00051744
21 | 0.0025641 | 0.00064262
22 | 0.0041652 | 0.0010439
23 | 0.0068499 | 0.0017167
24 | 0.0060523 | 0.0015169
25 | 0.0045045 | 0.0011289
26 | 0.0025936 | 0.00065001
27 | 0.001268 | 0.0003178
28 | 0.0021426 | 0.00053699
29 | 0.00024835 | 6.2241e-05
30 | 0.000912 | 0.00022857
31 | 0.0023775 | 0.00059587
32 | 0.0025194 | 0.00063142
33 | 0.0043529 | 0.0010909
34 | 0.012629 | 0.0031652
35 | 0.0063094 | 0.0015813
36 | 0.0074323 | 0.0018627
37 | 0.0013026 | 0.00032645
38 | 0.001057 | 0.00026492
39 | 0.0016191 | 0.00040578
40 | 0.001609 | 0.00040326
41 | 0.00069572 | 0.00017436
42 | 0.00071019 | 0.00017799
43 | 0.0015131 | 0.00037922
44 | 0.0031327 | 0.00078514
45 | 0.0066514 | 0.001667
46 | 0.0013247 | 0.00033199
47 | 0.001422 | 0.00035638
48 | 0.0016441 | 0.00041205
49 | 0.0020066 | 0.00050291
50 | 0.0018618 | 0.00046661
51 | 0.0020566 | 0.00051544
52 | 0.00038213 | 9.5771e-05
53 | 0.00070825 | 0.00017751
54 | 0.0020001 | 0.00050127
55 | 0.0023506 | 0.00058912
56 | 0.0004617 | 0.00011571
57 | 0.002052 | 0.00051427
58 | 0.0012361 | 0.00030979
59 | 0.00037644 | 9.4344e-05
60 | 0.00035424 | 8.8782e-05
61 | 0.0015267 | 0.00038262
62 | 0.0013081 | 0.00032784
63 | 0.0081962 | 0.0020542
64 | 0.0014101 | 0.0003534
65 | 0.003258 | 0.00081654
66 | 0.0019496 | 0.00048862
67 | 0.0019139 | 0.00047967
68 | 0.0015717 | 0.0003939
69 | 0.001734 | 0.00043459
70 | 0.0008824 | 0.00022115
71 | 0.001988 | 0.00049824
72 | 0.0026181 | 0.00065616
73 | 0.0042923 | 0.0010758
74 | 0.004137 | 0.0010368
75 | 0.0015554 | 0.00038981
76 | 0.0016081 | 0.00040303
77 | 0.0012906 | 0.00032346
78 | 0.0022582 | 0.00056596
79 | 0.0030414 | 0.00076225
80 | 0.0028628 | 0.00071749
81 | 0.00085542 | 0.00021439
82 | 0.0017995 | 0.000451
83 | 0.0043383 | 0.0010873
84 | 0.0023181 | 0.00058097
85 | 0.0037123 | 0.00093038
86 | 0.0072855 | 0.0018259
87 | 0.0054638 | 0.0013694
88 | 0.0023945 | 0.00060013
89 | 0.0045369 | 0.0011371
90 | 0.0016652 | 0.00041734
91 | 0.0017289 | 0.00043331
92 | 0.0063525 | 0.0015921
93 | 0.0047108 | 0.0011806
94 | 0.0036185 | 0.00090688
95 | 0.0037015 | 0.00092769
96 | 0.0036768 | 0.00092149
97 | 0.002405 | 0.00060276
98 | 0.0084392 | 0.0021151
99 | 0.0014056 | 0.00035229
100 | 0.0068066 | 0.0017059
101 | 0.0038476 | 0.00096431
102 | 0.0035597 | 0.00089215
103 | 0.0037425 | 0.00093795
104 | 0.0035681 | 0.00089426
105 | 0.0037196 | 0.00093223
106 | 0.018761 | 0.004702
107 | 0.0029489 | 0.00073907
108 | 0.006024 | 0.0015097
109 | 0.0039661 | 0.00099399
110 | 0.0015899 | 0.00039847

## dtypes
| element | column | dtype
0 | bus | name | object
1 | bus | vn_kv | float64
2 | bus | type | object
3 | bus | zone | object
4 | bus | in_service | bool
5 | load | name | object
6 | load | bus | uint32
7 | load | p_mw | float64
8 | load | q_mvar | float64
9 | load | const_z_percent | float64
10 | load | const_i_percent | float64
11 | load | sn_mva | float64
12 | load | scaling | float64
13 | load | in_service | bool
14 | load | type | object
15 | ext_grid | name | object
16 | ext_grid | bus | uint32
17 | ext_grid | vm_pu | float64
18 | ext_grid | va_degree | float64
19 | ext_grid | slack_weight | float64
20 | ext_grid | in_service | bool
21 | line | name | object
22 | line | std_type | object
23 | line | from_bus | uint32
24 | line | to_bus | uint32
25 | line | length_km | float64
26 | line | r_ohm_per_km | float64
27 | line | x_ohm_per_km | float64
28 | line | c_nf_per_km | float64
29 | line | g_us_per_km | float64
30 | line | max_i_ka | float64
31 | line | df | float64
32 | line | parallel | uint32
33 | line | type | object
34 | line | in_service | bool
35 | trafo | name | object
36 | trafo | std_type | object
37 | trafo | hv_bus | uint32
38 | trafo | lv_bus | uint32
39 | trafo | sn_mva | float64
40 | trafo | vn_hv_kv | float64
41 | trafo | vn_lv_kv | float64
42 | trafo | vk_percent | float64
43 | trafo | vkr_percent | float64
44 | trafo | pfe_kw | float64
45 | trafo | i0_percent | float64
46 | trafo | shift_degree | float64
47 | trafo | tap_side | object
48 | trafo | tap_neutral | int32
49 | trafo | tap_min | int32
50 | trafo | tap_max | int32
51 | trafo | tap_step_percent | float64
52 | trafo | tap_step_degree | float64
53 | trafo | tap_pos | int32
54 | trafo | tap_phase_shifter | bool
55 | trafo | parallel | uint32
56 | trafo | df | float64
57 | trafo | in_service | bool
58 | line_geodata | coords | object
59 | bus_geodata | x | float64
60 | bus_geodata | y | float64
61 | bus_geodata | coords | object
62 | res_bus | vm_pu | float64
63 | res_bus | va_degree | float64
64 | res_bus | p_mw | float64
65 | res_bus | q_mvar | float64
66 | res_line | p_from_mw | float64
67 | res_line | q_from_mvar | float64
68 | res_line | p_to_mw | float64
69 | res_line | q_to_mvar | float64
70 | res_line | pl_mw | float64
71 | res_line | ql_mvar | float64
72 | res_line | i_from_ka | float64
73 | res_line | i_to_ka | float64
74 | res_line | i_ka | float64
75 | res_line | vm_from_pu | float64
76 | res_line | va_from_degree | float64
77 | res_line | vm_to_pu | float64
78 | res_line | va_to_degree | float64
79 | res_line | loading_percent | float64
80 | res_trafo | p_hv_mw | float64
81 | res_trafo | q_hv_mvar | float64
82 | res_trafo | p_lv_mw | float64
83 | res_trafo | q_lv_mvar | float64
84 | res_trafo | pl_mw | float64
85 | res_trafo | ql_mvar | float64
86 | res_trafo | i_hv_ka | float64
87 | res_trafo | i_lv_ka | float64
88 | res_trafo | vm_hv_pu | float64
89 | res_trafo | va_hv_degree | float64
90 | res_trafo | vm_lv_pu | float64
91 | res_trafo | va_lv_degree | float64
92 | res_trafo | loading_percent | float64
93 | res_ext_grid | p_mw | float64
94 | res_ext_grid | q_mvar | float64
95 | res_load | p_mw | float64
96 | res_load | q_mvar | float64

## parameters
| version | format_version | converged | OPF_converged | name | f_hz | sn_mva
0 | 2.14.6 | 2.14.0 | TRUE | FALSE |  | 50 | 1