## bus
| name | vn_kv | type | zone | in_service
0 | bus_LV_1206-10_0_4_node_0 | 0.4 | n |  | TRUE
1 | bus_LV_1206-10_0_4_node_1 | 0.4 | n |  | TRUE
2 | bus_LV_1206-10_0_4_node_2 | 0.4 | n |  | TRUE
3 | bus_LV_1206-10_0_4_node_3 | 0.4 | n |  | TRUE
4 | bus_LV_1206-10_0_4_node_4 | 0.4 | n |  | TRUE
5 | bus_LV_1206-10_0_4_node_5 | 0.4 | n |  | TRUE
6 | bus_LV_1206-10_0_4_node_41 | 0.4 | n |  | TRUE
7 | bus_LV_1206-10_0_4_node_40 | 0.4 | n |  | TRUE
8 | bus_LV_1206-10_0_4_node_16 | 0.4 | n |  | TRUE
9 | bus_LV_1206-10_0_4_node_64 | 0.4 | n |  | TRUE
10 | bus_LV_1206-10_0_4_node_120 | 0.4 | n |  | TRUE
11 | bus_LV_1206-10_0_4_node_30 | 0.4 | n |  | TRUE
12 | bus_LV_1206-10_0_4_node_14 | 0.4 | n |  | TRUE
13 | bus_LV_1206-10_0_4_node_42 | 0.4 | n |  | TRUE
14 | bus_LV_1206-10_0_4_node_43 | 0.4 | n |  | TRUE
15 | bus_LV_1206-10_0_4_node_44 | 0.4 | n |  | TRUE
16 | bus_LV_1206-10_0_4_node_6 | 0.4 | n |  | TRUE
17 | bus_LV_1206-10_0_4_node_7 | 0.4 | n |  | TRUE
18 | bus_LV_1206-10_0_4_node_8 | 0.4 | n |  | TRUE
19 | bus_LV_1206-10_0_4_node_9 | 0.4 | n |  | TRUE
20 | bus_LV_1206-10_0_4_node_10 | 0.4 | n |  | TRUE
21 | bus_LV_1206-10_0_4_node_103 | 0.4 | n |  | TRUE
22 | bus_LV_1206-10_0_4_node_11 | 0.4 | n |  | TRUE
23 | bus_LV_1206-10_0_4_node_19 | 0.4 | n |  | TRUE
24 | bus_LV_1206-10_0_4_node_100 | 0.4 | n |  | TRUE
25 | bus_LV_1206-10_0_4_node_20 | 0.4 | n |  | TRUE
26 | bus_LV_1206-10_0_4_node_83 | 0.4 | n |  | TRUE
27 | bus_LV_1206-10_0_4_node_81 | 0.4 | n |  | TRUE
28 | bus_LV_1206-10_0_4_node_13 | 0.4 | n |  | TRUE
29 | bus_LV_1206-10_0_4_node_15 | 0.4 | n |  | TRUE
30 | bus_LV_1206-10_0_4_node_17 | 0.4 | n |  | TRUE
31 | bus_LV_1206-10_0_4_node_18 | 0.4 | n |  | TRUE
32 | bus_LV_1206-10_0_4_node_36 | 0.4 | n |  | TRUE
33 | bus_LV_1206-10_0_4_node_106 | 0.4 | n |  | TRUE
34 | bus_LV_1206-10_0_4_node_104 | 0.4 | n |  | TRUE
35 | bus_LV_1206-10_0_4_node_29 | 0.4 | n |  | TRUE
36 | bus_LV_1206-10_0_4_node_117 | 0.4 | n |  | TRUE
37 | bus_LV_1206-10_0_4_node_105 | 0.4 | n |  | TRUE
38 | bus_LV_1206-10_0_4_node_21 | 0.4 | n |  | TRUE
39 | bus_LV_1206-10_0_4_node_22 | 0.4 | n |  | TRUE
40 | bus_LV_1206-10_0_4_node_23 | 0.4 | n |  | TRUE
41 | bus_LV_1206-10_0_4_node_24 | 0.4 | n |  | TRUE
42 | bus_LV_1206-10_0_4_node_38 | 0.4 | n |  | TRUE
43 | bus_LV_1206-10_0_4_node_25 | 0.4 | n |  | TRUE
44 | bus_LV_1206-10_0_4_node_26 | 0.4 | n |  | TRUE
45 | bus_LV_1206-10_0_4_node_37 | 0.4 | n |  | TRUE
46 | bus_LV_1206-10_0_4_node_27 | 0.4 | n |  | TRUE
47 | bus_LV_1206-10_0_4_node_28 | 0.4 | n |  | TRUE
48 | bus_LV_1206-10_0_4_node_31 | 0.4 | n |  | TRUE
49 | bus_LV_1206-10_0_4_node_32 | 0.4 | n |  | TRUE
50 | bus_LV_1206-10_0_4_node_33 | 0.4 | n |  | TRUE
51 | bus_LV_1206-10_0_4_node_34 | 0.4 | n |  | TRUE
52 | bus_LV_1206-10_0_4_node_35 | 0.4 | n |  | TRUE
53 | bus_LV_1206-10_0_4_node_109 | 0.4 | n |  | TRUE
54 | bus_LV_1206-10_0_4_node_110 | 0.4 | n |  | TRUE
55 | bus_LV_1206-10_0_4_node_111 | 0.4 | n |  | TRUE
56 | bus_LV_1206-10_0_4_node_47 | 0.4 | n |  | TRUE
57 | bus_LV_1206-10_0_4_node_63 | 0.4 | n |  | TRUE
58 | bus_LV_1206-10_0_4_node_46 | 0.4 | n |  | TRUE
59 | bus_LV_1206-10_0_4_node_73 | 0.4 | n |  | TRUE
60 | bus_LV_1206-10_0_4_node_121 | 0.4 | n |  | TRUE
61 | bus_LV_1206-10_0_4_node_48 | 0.4 | n |  | TRUE
62 | bus_LV_1206-10_0_4_node_45 | 0.4 | n |  | TRUE
63 | bus_LV_1206-10_0_4_node_70 | 0.4 | n |  | TRUE
64 | bus_LV_1206-10_0_4_node_54 | 0.4 | n |  | TRUE
65 | bus_LV_1206-10_0_4_node_65 | 0.4 | n |  | TRUE
66 | bus_LV_1206-10_0_4_node_49 | 0.4 | n |  | TRUE
67 | bus_LV_1206-10_0_4_node_50 | 0.4 | n |  | TRUE
68 | bus_LV_1206-10_0_4_node_51 | 0.4 | n |  | TRUE
69 | bus_LV_1206-10_0_4_node_52 | 0.4 | n |  | TRUE
70 | bus_LV_1206-10_0_4_node_53 | 0.4 | n |  | TRUE
71 | bus_LV_1206-10_0_4_node_55 | 0.4 | n |  | TRUE
72 | bus_LV_1206-10_0_4_node_68 | 0.4 | n |  | TRUE
73 | bus_LV_1206-10_0_4_node_108 | 0.4 | n |  | TRUE
74 | bus_LV_1206-10_0_4_node_56 | 0.4 | n |  | TRUE
75 | bus_LV_1206-10_0_4_node_69 | 0.4 | n |  | TRUE
76 | bus_LV_1206-10_0_4_node_107 | 0.4 | n |  | TRUE
77 | bus_LV_1206-10_0_4_node_57 | 0.4 | n |  | TRUE
78 | bus_LV_1206-10_0_4_node_77 | 0.4 | n |  | TRUE
79 | bus_LV_1206-10_0_4_node_75 | 0.4 | n |  | TRUE
80 | bus_LV_1206-10_0_4_node_58 | 0.4 | n |  | TRUE
81 | bus_LV_1206-10_0_4_node_59 | 0.4 | n |  | TRUE
82 | bus_LV_1206-10_0_4_node_60 | 0.4 | n |  | TRUE
83 | bus_LV_1206-10_0_4_node_61 | 0.4 | n |  | TRUE
84 | bus_LV_1206-10_0_4_node_62 | 0.4 | n |  | TRUE
85 | bus_LV_1206-10_0_4_node_74 | 0.4 | n |  | TRUE
86 | bus_LV_1206-10_0_4_node_116 | 0.4 | n |  | TRUE
87 | bus_LV_1206-10_0_4_node_114 | 0.4 | n |  | TRUE
88 | bus_LV_1206-10_0_4_node_72 | 0.4 | n |  | TRUE
89 | bus_LV_1206-10_0_4_node_98 | 0.4 | n |  | TRUE
90 | bus_LV_1206-10_0_4_node_101 | 0.4 | n |  | TRUE
91 | bus_LV_1206-10_0_4_node_97 | 0.4 | n |  | TRUE
92 | bus_LV_1206-10_0_4_node_76 | 0.4 | n |  | TRUE
93 | bus_LV_1206-10_0_4_node_78 | 0.4 | n |  | TRUE
94 | bus_LV_1206-10_0_4_node_118 | 0.4 | n |  | TRUE
95 | bus_LV_1206-10_0_4_node_119 | 0.4 | n |  | TRUE
96 | bus_LV_1206-10_0_4_node_79 | 0.4 | n |  | TRUE
97 | bus_LV_1206-10_0_4_node_80 | 0.4 | n |  | TRUE
98 | bus_LV_1206-10_0_4_node_82 | 0.4 | n |  | TRUE
99 | bus_LV_1206-10_0_4_node_92 | 0.4 | n |  | TRUE
100 | bus_LV_1206-10_0_4_node_91 | 0.4 | n |  | TRUE
101 | bus_LV_1206-10_0_4_node_84 | 0.4 | n |  | TRUE
102 | bus_LV_1206-10_0_4_node_85 | 0.4 | n |  | TRUE
103 | bus_LV_1206-10_0_4_node_86 | 0.4 | n |  | TRUE
104 | bus_LV_1206-10_0_4_node_87 | 0.4 | n |  | TRUE
105 | bus_LV_1206-10_0_4_node_88 | 0.4 | n |  | TRUE
106 | bus_LV_1206-10_0_4_node_90 | 0.4 | n |  | TRUE
107 | bus_LV_1206-10_0_4_node_102 | 0.4 | n |  | TRUE
108 | bus_LV_1206-10_0_4_node_89 | 0.4 | n |  | TRUE
109 | bus_LV_1206-10_0_4_node_99 | 0.4 | n |  | TRUE
110 | bus_LV_1206-10_0_4_node_94 | 0.4 | n |  | TRUE
111 | bus_LV_1206-10_0_4_node_93 | 0.4 | n |  | TRUE
112 | bus_LV_1206-10_0_4_node_95 | 0.4 | n |  | TRUE
113 | bus_LV_1206-10_0_4_node_96 | 0.4 | n |  | TRUE
114 | bus_LV_1206-10_0_4_node_115 | 0.4 | n |  | TRUE
115 | bus_LV_1206-10_0_4_node_112 | 0.4 | n |  | TRUE
116 | bus_LV_1206-10_0_4_node_113 | 0.4 | n |  | TRUE
117 | bus_MV_11_0_node_0 | 20 | n |  | TRUE

## load
| name | bus | p_mw | q_mvar | const_z_percent | const_i_percent | sn_mva | scaling | in_service | type
0 | LV_1206-10_0_4_load_0 | 0 | 0.0075399 | 0.0018897 | 0 | 0 |  | 1 | TRUE | wye
1 | LV_1206-10_0_4_load_1 | 1 | 0.0033428 | 0.0008378 | 0 | 0 |  | 1 | TRUE | wye
2 | LV_1206-10_0_4_load_4 | 4 | 0.0046219 | 0.0011584 | 0 | 0 |  | 1 | TRUE | wye
3 | LV_1206-10_0_4_load_5 | 5 | 0.0027652 | 0.00069301 | 0 | 0 |  | 1 | TRUE | wye
4 | LV_1206-10_0_4_load_16 | 8 | 0.0038846 | 0.00097357 | 0 | 0 |  | 1 | TRUE | wye
5 | LV_1206-10_0_4_load_120 | 10 | 0.0079806 | 0.0020001 | 0 | 0 |  | 1 | TRUE | wye
6 | LV_1206-10_0_4_load_30 | 11 | 0.0080305 | 0.0020126 | 0 | 0 |  | 1 | TRUE | wye
7 | LV_1206-10_0_4_load_14 | 12 | 0.0078535 | 0.0019683 | 0 | 0 |  | 1 | TRUE | wye
8 | LV_1206-10_0_4_load_44 | 15 | 0.0022219 | 0.00055687 | 0 | 0 |  | 1 | TRUE | wye
9 | LV_1206-10_0_4_load_6 | 16 | 0.0022195 | 0.00055625 | 0 | 0 |  | 1 | TRUE | wye
10 | LV_1206-10_0_4_load_7 | 17 | 0.00078883 | 0.0001977 | 0 | 0 |  | 1 | TRUE | wye
11 | LV_1206-10_0_4_load_9 | 19 | 0.0027878 | 0.00069868 | 0 | 0 |  | 1 | TRUE | wye
12 | LV_1206-10_0_4_load_10 | 20 | 0.0019957 | 0.00050016 | 0 | 0 |  | 1 | TRUE | wye
13 | LV_1206-10_0_4_load_103 | 21 | 0.001796 | 0.00045012 | 0 | 0 |  | 1 | TRUE | wye
14 | LV_1206-10_0_4_load_19 | 23 | 0.00162 | 0.00040602 | 0 | 0 |  | 1 | TRUE | wye
15 | LV_1206-10_0_4_load_100 | 24 | 0.0034878 | 0.00087412 | 0 | 0 |  | 1 | TRUE | wye
16 | LV_1206-10_0_4_load_20 | 25 | 0.012879 | 0.0032278 | 0 | 0 |  | 1 | TRUE | wye
17 | LV_1206-10_0_4_load_83 | 26 | 0.0013797 | 0.00034578 | 0 | 0 |  | 1 | TRUE | wye
18 | LV_1206-10_0_4_load_81 | 27 | 0.0037123 | 0.00093039 | 0 | 0 |  | 1 | TRUE | wye
19 | LV_1206-10_0_4_load_13 | 28 | 0.011242 | 0.0028176 | 0 | 0 |  | 1 | TRUE | wye
20 | LV_1206-10_0_4_load_36 | 32 | 0.0072619 | 0.00182 | 0 | 0 |  | 1 | TRUE | wye
21 | LV_1206-10_0_4_load_106 | 33 | 0.0033275 | 0.00083396 | 0 | 0 |  | 1 | TRUE | wye
22 | LV_1206-10_0_4_load_104 | 34 | 0.00118 | 0.00029575 | 0 | 0 |  | 1 | TRUE | wye
23 | LV_1206-10_0_4_load_29 | 35 | 0.005178 | 0.0012977 | 0 | 0 |  | 1 | TRUE | wye
24 | LV_1206-10_0_4_load_105 | 37 | 0.003659 | 0.00091702 | 0 | 0 |  | 1 | TRUE | wye
25 | LV_1206-10_0_4_load_21 | 38 | 0.0034789 | 0.0008719 | 0 | 0 |  | 1 | TRUE | wye
26 | LV_1206-10_0_4_load_22 | 39 | 0.0026196 | 0.00065653 | 0 | 0 |  | 1 | TRUE | wye
27 | LV_1206-10_0_4_load_23 | 40 | 0.0046605 | 0.001168 | 0 | 0 |  | 1 | TRUE | wye
28 | LV_1206-10_0_4_load_24 | 41 | 0.0061563 | 0.0015429 | 0 | 0 |  | 1 | TRUE | wye
29 | LV_1206-10_0_4_load_38 | 42 | 0.0095057 | 0.0023823 | 0 | 0 |  | 1 | TRUE | wye
30 | LV_1206-10_0_4_load_25 | 43 | 0.0041742 | 0.0010461 | 0 | 0 |  | 1 | TRUE | wye
31 | LV_1206-10_0_4_load_37 | 45 | 0.0067612 | 0.0016945 | 0 | 0 |  | 1 | TRUE | wye
32 | LV_1206-10_0_4_load_27 | 46 | 0.0049843 | 0.0012492 | 0 | 0 |  | 1 | TRUE | wye
33 | LV_1206-10_0_4_load_28 | 47 | 0.0032523 | 0.0008151 | 0 | 0 |  | 1 | TRUE | wye
34 | LV_1206-10_0_4_load_31 | 48 | 0.0033276 | 0.00083397 | 0 | 0 |  | 1 | TRUE | wye
35 | LV_1206-10_0_4_load_32 | 49 | 0.0033254 | 0.00083342 | 0 | 0 |  | 1 | TRUE | wye
36 | LV_1206-10_0_4_load_33 | 50 | 0.0027629 | 0.00069245 | 0 | 0 |  | 1 | TRUE | wye
37 | LV_1206-10_0_4_load_34 | 51 | 0.0033275 | 0.00083396 | 0 | 0 |  | 1 | TRUE | wye
38 | LV_1206-10_0_4_load_35 | 52 | 0.0027651 | 0.00069301 | 0 | 0 |  | 1 | TRUE | wye
39 | LV_1206-10_0_4_load_109 | 53 | 0.0033334 | 0.00083544 | 0 | 0 |  | 1 | TRUE | wye
40 | LV_1206-10_0_4_load_110 | 54 | 0.0027656 | 0.00069311 | 0 | 0 |  | 1 | TRUE | wye
41 | LV_1206-10_0_4_load_111 | 55 | 0.0027652 | 0.00069301 | 0 | 0 |  | 1 | TRUE | wye
42 | LV_1206-10_0_4_load_63 | 57 | 0.0053151 | 0.0013321 | 0 | 0 |  | 1 | TRUE | wye
43 | LV_1206-10_0_4_load_46 | 58 | 0.010604 | 0.0026575 | 0 | 0 |  | 1 | TRUE | wye
44 | LV_1206-10_0_4_load_73 | 59 | 0.012409 | 0.0031101 | 0 | 0 |  | 1 | TRUE | wye
45 | LV_1206-10_0_4_load_121 | 60 | 0.008747 | 0.0021922 | 0 | 0 |  | 1 | TRUE | wye
46 | LV_1206-10_0_4_load_48 | 61 | 0.012176 | 0.0030517 | 0 | 0 |  | 1 | TRUE | wye
47 | LV_1206-10_0_4_load_45 | 62 | 0.012801 | 0.0032083 | 0 | 0 |  | 1 | TRUE | wye
48 | LV_1206-10_0_4_load_70 | 63 | 0.0022245 | 0.00055751 | 0 | 0 |  | 1 | TRUE | wye
49 | LV_1206-10_0_4_load_65 | 65 | 0.0057496 | 0.001441 | 0 | 0 |  | 1 | TRUE | wye
50 | LV_1206-10_0_4_load_49 | 66 | 0.002685 | 0.00067293 | 0 | 0 |  | 1 | TRUE | wye
51 | LV_1206-10_0_4_load_50 | 67 | 0.0023079 | 0.00057842 | 0 | 0 |  | 1 | TRUE | wye
52 | LV_1206-10_0_4_load_52 | 69 | 0.0037606 | 0.0009425 | 0 | 0 |  | 1 | TRUE | wye
53 | LV_1206-10_0_4_load_53 | 70 | 0.0035585 | 0.00089185 | 0 | 0 |  | 1 | TRUE | wye
54 | LV_1206-10_0_4_load_55 | 71 | 0.0090748 | 0.0022743 | 0 | 0 |  | 1 | TRUE | wye
55 | LV_1206-10_0_4_load_108 | 73 | 0.0031508 | 0.00078966 | 0 | 0 |  | 1 | TRUE | wye
56 | LV_1206-10_0_4_load_56 | 74 | 0.0036017 | 0.00090268 | 0 | 0 |  | 1 | TRUE | wye
57 | LV_1206-10_0_4_load_69 | 75 | 0.0039497 | 0.00098988 | 0 | 0 |  | 1 | TRUE | wye
58 | LV_1206-10_0_4_load_107 | 76 | 0.0034176 | 0.00085652 | 0 | 0 |  | 1 | TRUE | wye
59 | LV_1206-10_0_4_load_57 | 77 | 0.003357 | 0.00084135 | 0 | 0 |  | 1 | TRUE | wye
60 | LV_1206-10_0_4_load_77 | 78 | 0.0032833 | 0.00082286 | 0 | 0 |  | 1 | TRUE | wye
61 | LV_1206-10_0_4_load_75 | 79 | 0.002567 | 0.00064335 | 0 | 0 |  | 1 | TRUE | wye
62 | LV_1206-10_0_4_load_58 | 80 | 0.0032666 | 0.00081869 | 0 | 0 |  | 1 | TRUE | wye
63 | LV_1206-10_0_4_load_59 | 81 | 0.0034867 | 0.00087384 | 0 | 0 |  | 1 | TRUE | wye
64 | LV_1206-10_0_4_load_60 | 82 | 0.0030952 | 0.00077574 | 0 | 0 |  | 1 | TRUE | wye
65 | LV_1206-10_0_4_load_61 | 83 | 0.0033994 | 0.00085198 | 0 | 0 |  | 1 | TRUE | wye
66 | LV_1206-10_0_4_load_62 | 84 | 0.0033018 | 0.00082752 | 0 | 0 |  | 1 | TRUE | wye
67 | LV_1206-10_0_4_load_74 | 85 | 0.0031326 | 0.00078511 | 0 | 0 |  | 1 | TRUE | wye
68 | LV_1206-10_0_4_load_116 | 86 | 0.0030263 | 0.00075845 | 0 | 0 |  | 1 | TRUE | wye
69 | LV_1206-10_0_4_load_114 | 87 | 0.0034916 | 0.00087508 | 0 | 0 |  | 1 | TRUE | wye
70 | LV_1206-10_0_4_load_72 | 88 | 0.0044493 | 0.0011151 | 0 | 0 |  | 1 | TRUE | wye
71 | LV_1206-10_0_4_load_101 | 90 | 0.00248 | 0.00062155 | 0 | 0 |  | 1 | TRUE | wye
72 | LV_1206-10_0_4_load_76 | 92 | 0.0025556 | 0.00064051 | 0 | 0 |  | 1 | TRUE | wye
73 | LV_1206-10_0_4_load_78 | 93 | 0.0023979 | 0.00060097 | 0 | 0 |  | 1 | TRUE | wye
74 | LV_1206-10_0_4_load_119 | 95 | 0.014052 | 0.0035219 | 0 | 0 |  | 1 | TRUE | wye
75 | LV_1206-10_0_4_load_79 | 96 | 0.0044504 | 0.0011154 | 0 | 0 |  | 1 | TRUE | wye
76 | LV_1206-10_0_4_load_80 | 97 | 0.0047669 | 0.0011947 | 0 | 0 |  | 1 | TRUE | wye
77 | LV_1206-10_0_4_load_82 | 98 | 0.0044894 | 0.0011251 | 0 | 0 |  | 1 | TRUE | wye
78 | LV_1206-10_0_4_load_92 | 99 | 0.0048853 | 0.0012244 | 0 | 0 |  | 1 | TRUE | wye
79 | LV_1206-10_0_4_load_91 | 100 | 0.0044157 | 0.0011067 | 0 | 0 |  | 1 | TRUE | wye
80 | LV_1206-10_0_4_load_84 | 101 | 0.0042015 | 0.001053 | 0 | 0 |  | 1 | TRUE | wye
81 | LV_1206-10_0_4_load_85 | 102 | 0.0047235 | 0.0011838 | 0 | 0 |  | 1 | TRUE | wye
82 | LV_1206-10_0_4_load_86 | 103 | 0.0038207 | 0.00095755 | 0 | 0 |  | 1 | TRUE | wye
83 | LV_1206-10_0_4_load_87 | 104 | 0.0041848 | 0.0010488 | 0 | 0 |  | 1 | TRUE | wye
84 | LV_1206-10_0_4_load_88 | 105 | 0.0064453 | 0.0016153 | 0 | 0 |  | 1 | TRUE | wye
85 | LV_1206-10_0_4_load_90 | 106 | 0.004292 | 0.0010757 | 0 | 0 |  | 1 | TRUE | wye
86 | LV_1206-10_0_4_load_102 | 107 | 0.0046416 | 0.0011633 | 0 | 0 |  | 1 | TRUE | wye
87 | LV_1206-10_0_4_load_89 | 108 | 0.0037214 | 0.00093266 | 0 | 0 |  | 1 | TRUE | wye
88 | LV_1206-10_0_4_load_99 | 109 | 0.0038969 | 0.00097666 | 0 | 0 |  | 1 | TRUE | wye
89 | LV_1206-10_0_4_load_93 | 111 | 0.00082044 | 0.00020562 | 0 | 0 |  | 1 | TRUE | wye
90 | LV_1206-10_0_4_load_95 | 112 | 0.003487 | 0.00087392 | 0 | 0 |  | 1 | TRUE | wye
91 | LV_1206-10_0_4_load_96 | 113 | 0.008334 | 0.0020887 | 0 | 0 |  | 1 | TRUE | wye
92 | LV_1206-10_0_4_load_115 | 114 | 0.0025332 | 0.00063487 | 0 | 0 |  | 1 | TRUE | wye
93 | LV_1206-10_0_4_load_112 | 115 | 0.0027629 | 0.00069246 | 0 | 0 |  | 1 | TRUE | wye
94 | LV_1206-10_0_4_load_113 | 116 | 0.0026777 | 0.0006711 | 0 | 0 |  | 1 | TRUE | wye

## ext_grid
| name | bus | vm_pu | va_degree | slack_weight | in_service
0 |  | 83 | 1 | 0 | 1 | TRUE

## line
| name | std_type | from_bus | to_bus | length_km | r_ohm_per_km | x_ohm_per_km | c_nf_per_km | g_us_per_km | max_i_ka | df | parallel | type | in_service
0 | LV_1206-10_0_4_line_0 |  | 0 | 1 | 0.013326 | 0.125 | 0.08 | 261 | 0 | 0.364 | 1 | 1 | cs | TRUE
1 | LV_1206-10_0_4_line_1 |  | 0 | 2 | 0.012025 | 0.125 | 0.08 | 261 | 0 | 0.364 | 1 | 1 | cs | TRUE
2 | LV_1206-10_0_4_line_2 |  | 1 | 3 | 0.034182 | 0.125 | 0.08 | 261 | 0 | 0.364 | 1 | 1 | cs | TRUE
3 | LV_1206-10_0_4_line_3 |  | 2 | 4 | 0.0075963 | 0.125 | 0.08 | 261 | 0 | 0.364 | 1 | 1 | cs | TRUE
4 | LV_1206-10_0_4_line_4 |  | 2 | 5 | 0.03781 | 0.125 | 0.08 | 261 | 0 | 0.364 | 1 | 1 | cs | TRUE
5 | LV_1206-10_0_4_line_5 |  | 3 | 6 | 0.069952 | 0.125 | 0.08 | 261 | 0 | 0.364 | 1 | 1 | cs | TRUE
6 | LV_1206-10_0_4_line_6 |  | 3 | 7 | 0.016521 | 0.125 | 0.08 | 261 | 0 | 0.364 | 1 | 1 | cs | TRUE
7 | LV_1206-10_0_4_line_7 |  | 4 | 8 | 0.025935 | 0.125 | 0.08 | 261 | 0 | 0.364 | 1 | 1 | cs | TRUE
8 | LV_1206-10_0_4_line_8 |  | 6 | 9 | 0.03911 | 0.125 | 0.08 | 261 | 0 | 0.364 | 1 | 1 | cs | TRUE
9 | LV_1206-10_0_4_line_9 |  | 6 | 10 | 0.06053 | 0.125 | 0.08 | 261 | 0 | 0.364 | 1 | 1 | cs | TRUE
10 | LV_1206-10_0_4_line_10 |  | 7 | 11 | 0.033301 | 0.125 | 0.08 | 261 | 0 | 0.364 | 1 | 1 | cs | TRUE
11 | LV_1206-10_0_4_line_11 |  | 8 | 12 | 0.018224 | 0.125 | 0.08 | 261 | 0 | 0.364 | 1 | 2 | cs | TRUE
12 | LV_1206-10_0_4_line_12 |  | 9 | 59 | 0.040878 | 0.125 | 0.08 | 261 | 0 | 0.364 | 1 | 1 | cs | TRUE
13 | LV_1206-10_0_4_line_13 |  | 10 | 60 | 0.017171 | 0.125 | 0.08 | 261 | 0 | 0.364 | 1 | 1 | cs | TRUE
14 | LV_1206-10_0_4_line_14 |  | 11 | 44 | 0.016562 | 0.125 | 0.08 | 261 | 0 | 0.364 | 1 | 1 | cs | TRUE
15 | LV_1206-10_0_4_line_15 |  | 12 | 28 | 0.029649 | 0.125 | 0.08 | 261 | 0 | 0.364 | 1 | 2 | cs | TRUE
16 | LV_1206-10_0_4_line_16 |  | 13 | 14 | 0.002545 | 0.125 | 0.08 | 261 | 0 | 0.364 | 1 | 1 | cs | TRUE
17 | LV_1206-10_0_4_line_17 |  | 13 | 15 | 0.01227 | 0.125 | 0.08 | 261 | 0 | 0.364 | 1 | 1 | cs | TRUE
18 | LV_1206-10_0_4_line_18 |  | 14 | 61 | 0.016441 | 0.125 | 0.08 | 261 | 0 | 0.364 | 1 | 1 | cs | TRUE
19 | LV_1206-10_0_4_line_19 |  | 14 | 62 | 0.044367 | 0.125 | 0.08 | 261 | 0 | 0.364 | 1 | 1 | cs | TRUE
20 | LV_1206-10_0_4_line_20 |  | 15 | 63 | 0.0076688 | 0.125 | 0.08 | 261 | 0 | 0.364 | 1 | 1 | cs | TRUE
21 | LV_1206-10_0_4_line_21 |  | 16 | 17 | 0.010344 | 0.125 | 0.08 | 261 | 0 | 0.364 | 1 | 1 | cs | TRUE
22 | LV_1206-10_0_4_line_22 |  | 16 | 18 | 0.016154 | 0.125 | 0.08 | 261 | 0 | 0.364 | 1 | 1 | cs | TRUE
23 | LV_1206-10_0_4_line_23 |  | 17 | 19 | 0.035272 | 0.125 | 0.08 | 261 | 0 | 0.364 | 1 | 1 | cs | TRUE
24 | LV_1206-10_0_4_line_24 |  | 18 | 20 | 0.0095382 | 0.125 | 0.08 | 261 | 0 | 0.364 | 1 | 1 | cs | TRUE
25 | LV_1206-10_0_4_line_25 |  | 19 | 21 | 0.0044262 | 0.125 | 0.08 | 261 | 0 | 0.364 | 1 | 1 | cs | TRUE
26 | LV_1206-10_0_4_line_26 |  | 20 | 22 | 0.017521 | 0.125 | 0.08 | 261 | 0 | 0.364 | 1 | 1 | cs | TRUE
27 | LV_1206-10_0_4_line_27 |  | 21 | 24 | 0.024198 | 0.125 | 0.08 | 261 | 0 | 0.364 | 1 | 1 | cs | TRUE
28 | LV_1206-10_0_4_line_28 |  | 22 | 23 | 0.022441 | 0.125 | 0.08 | 261 | 0 | 0.364 | 1 | 1 | cs | TRUE
29 | LV_1206-10_0_4_line_29 |  | 23 | 25 | 0.0051488 | 0.125 | 0.08 | 261 | 0 | 0.364 | 1 | 1 | cs | TRUE
30 | LV_1206-10_0_4_line_30 |  | 25 | 30 | 0.034487 | 0.125 | 0.08 | 261 | 0 | 0.364 | 1 | 1 | cs | TRUE
31 | LV_1206-10_0_4_line_31 |  | 26 | 27 | 0.021922 | 0.125 | 0.08 | 261 | 0 | 0.364 | 1 | 1 | cs | TRUE
32 | LV_1206-10_0_4_line_32 |  | 27 | 96 | 0.0038179 | 0.125 | 0.08 | 261 | 0 | 0.364 | 1 | 1 | cs | TRUE
33 | LV_1206-10_0_4_line_33 |  | 28 | 29 | 0.010102 | 0.125 | 0.08 | 261 | 0 | 0.364 | 1 | 2 | cs | TRUE
34 | LV_1206-10_0_4_line_34 |  | 29 | 30 | 0.019279 | 0.125 | 0.08 | 261 | 0 | 0.364 | 1 | 1 | cs | TRUE
35 | LV_1206-10_0_4_line_35 |  | 29 | 31 | 0.019389 | 0.125 | 0.08 | 261 | 0 | 0.364 | 1 | 2 | cs | TRUE
36 | LV_1206-10_0_4_line_36 |  | 30 | 32 | 0.0027123 | 0.125 | 0.08 | 261 | 0 | 0.364 | 1 | 1 | cs | TRUE
37 | LV_1206-10_0_4_line_37 |  | 31 | 33 | 0.020262 | 0.125 | 0.08 | 261 | 0 | 0.364 | 1 | 2 | cs | TRUE
38 | LV_1206-10_0_4_line_38 |  | 31 | 34 | 0.015032 | 0.125 | 0.08 | 261 | 0 | 0.364 | 1 | 1 | cs | TRUE
39 | LV_1206-10_0_4_line_39 |  | 32 | 35 | 0.0042117 | 0.125 | 0.08 | 261 | 0 | 0.364 | 1 | 1 | cs | TRUE
40 | LV_1206-10_0_4_line_40 |  | 33 | 36 | 0.0096246 | 0.125 | 0.08 | 261 | 0 | 0.364 | 1 | 2 | cs | TRUE
41 | LV_1206-10_0_4_line_41 |  | 34 | 37 | 0.031562 | 0.125 | 0.08 | 261 | 0 | 0.364 | 1 | 1 | cs | TRUE
42 | LV_1206-10_0_4_line_42 |  | 35 | 47 | 0.017239 | 0.125 | 0.08 | 261 | 0 | 0.364 | 1 | 1 | cs | TRUE
43 | LV_1206-10_0_4_line_43 |  | 36 | 114 | 0.015344 | 0.125 | 0.08 | 261 | 0 | 0.364 | 1 | 2 | cs | TRUE
44 | LV_1206-10_0_4_line_44 |  | 36 | 53 | 0.016976 | 0.125 | 0.08 | 261 | 0 | 0.364 | 1 | 1 | cs | TRUE
45 | LV_1206-10_0_4_line_45 |  | 38 | 39 | 0.018097 | 0.125 | 0.08 | 261 | 0 | 0.364 | 1 | 1 | cs | TRUE
46 | LV_1206-10_0_4_line_46 |  | 38 | 40 | 0.0011938 | 0.125 | 0.08 | 261 | 0 | 0.364 | 1 | 1 | cs | TRUE
47 | LV_1206-10_0_4_line_47 |  | 39 | 41 | 0.0091599 | 0.125 | 0.08 | 261 | 0 | 0.364 | 1 | 1 | cs | TRUE
48 | LV_1206-10_0_4_line_48 |  | 39 | 42 | 0.044578 | 0.125 | 0.08 | 261 | 0 | 0.364 | 1 | 1 | cs | TRUE
49 | LV_1206-10_0_4_line_49 |  | 40 | 43 | 0.0071972 | 0.125 | 0.08 | 261 | 0 | 0.364 | 1 | 1 | cs | TRUE
50 | LV_1206-10_0_4_line_50 |  | 41 | 44 | 0.026237 | 0.125 | 0.08 | 261 | 0 | 0.364 | 1 | 1 | cs | TRUE
51 | LV_1206-10_0_4_line_51 |  | 42 | 45 | 0.0031089 | 0.125 | 0.08 | 261 | 0 | 0.364 | 1 | 1 | cs | TRUE
52 | LV_1206-10_0_4_line_52 |  | 46 | 47 | 0.019851 | 0.125 | 0.08 | 261 | 0 | 0.364 | 1 | 1 | cs | TRUE
53 | LV_1206-10_0_4_line_53 |  | 48 | 49 | 0.0075468 | 0.125 | 0.08 | 261 | 0 | 0.364 | 1 | 1 | cs | TRUE
54 | LV_1206-10_0_4_line_54 |  | 48 | 50 | 0.015089 | 0.125 | 0.08 | 261 | 0 | 0.364 | 1 | 1 | cs | TRUE
55 | LV_1206-10_0_4_line_55 |  | 49 | 51 | 0.007546 | 0.125 | 0.08 | 261 | 0 | 0.364 | 1 | 1 | cs | TRUE
56 | LV_1206-10_0_4_line_56 |  | 50 | 52 | 0.0073659 | 0.125 | 0.08 | 261 | 0 | 0.364 | 1 | 1 | cs | TRUE
57 | LV_1206-10_0_4_line_57 |  | 51 | 53 | 0.0075519 | 0.125 | 0.08 | 261 | 0 | 0.364 | 1 | 1 | cs | TRUE
58 | LV_1206-10_0_4_line_58 |  | 52 | 54 | 0.0073695 | 0.125 | 0.08 | 261 | 0 | 0.364 | 1 | 1 | cs | TRUE
59 | LV_1206-10_0_4_line_59 |  | 54 | 55 | 0.0073695 | 0.125 | 0.08 | 261 | 0 | 0.364 | 1 | 1 | cs | TRUE
60 | LV_1206-10_0_4_line_60 |  | 55 | 115 | 0.007366 | 0.125 | 0.08 | 261 | 0 | 0.364 | 1 | 1 | cs | TRUE
61 | LV_1206-10_0_4_line_61 |  | 56 | 57 | 0.041642 | 0.125 | 0.08 | 261 | 0 | 0.364 | 1 | 1 | cs | TRUE
62 | LV_1206-10_0_4_line_62 |  | 56 | 58 | 0.024645 | 0.125 | 0.08 | 261 | 0 | 0.364 | 1 | 1 | cs | TRUE
63 | LV_1206-10_0_4_line_63 |  | 57 | 65 | 0.024077 | 0.125 | 0.08 | 261 | 0 | 0.364 | 1 | 1 | cs | TRUE
64 | LV_1206-10_0_4_line_64 |  | 58 | 62 | 0.041606 | 0.125 | 0.08 | 261 | 0 | 0.364 | 1 | 1 | cs | TRUE
65 | LV_1206-10_0_4_line_65 |  | 63 | 64 | 0.012485 | 0.125 | 0.08 | 261 | 0 | 0.364 | 1 | 1 | cs | TRUE
66 | LV_1206-10_0_4_line_66 |  | 64 | 73 | 0.01529 | 0.125 | 0.08 | 261 | 0 | 0.364 | 1 | 2 | cs | TRUE
67 | LV_1206-10_0_4_line_67 |  | 64 | 68 | 0.013222 | 0.125 | 0.08 | 261 | 0 | 0.364 | 1 | 2 | cs | TRUE
68 | LV_1206-10_0_4_line_68 |  | 66 | 67 | 0.011296 | 0.125 | 0.08 | 261 | 0 | 0.364 | 1 | 1 | cs | TRUE
69 | LV_1206-10_0_4_line_69 |  | 66 | 68 | 0.011158 | 0.125 | 0.08 | 261 | 0 | 0.364 | 1 | 1 | cs | TRUE
70 | LV_1206-10_0_4_line_70 |  | 67 | 69 | 0.0088806 | 0.125 | 0.08 | 261 | 0 | 0.364 | 1 | 1 | cs | TRUE
71 | LV_1206-10_0_4_line_71 |  | 68 | 70 | 0.049107 | 0.125 | 0.08 | 261 | 0 | 0.364 | 1 | 1 | cs | TRUE
72 | LV_1206-10_0_4_line_72 |  | 69 | 71 | 0.0054608 | 0.125 | 0.08 | 261 | 0 | 0.364 | 1 | 1 | cs | TRUE
73 | LV_1206-10_0_4_line_73 |  | 70 | 72 | 0.01957 | 0.125 | 0.08 | 261 | 0 | 0.364 | 1 | 1 | cs | TRUE
74 | LV_1206-10_0_4_line_74 |  | 71 | 74 | 0.0028923 | 0.125 | 0.08 | 261 | 0 | 0.364 | 1 | 1 | cs | TRUE
75 | LV_1206-10_0_4_line_75 |  | 72 | 75 | 0.023163 | 0.125 | 0.08 | 261 | 0 | 0.364 | 1 | 1 | cs | TRUE
76 | LV_1206-10_0_4_line_76 |  | 73 | 76 | 0.0056298 | 0.125 | 0.08 | 261 | 0 | 0.364 | 1 | 2 | cs | TRUE
77 | LV_1206-10_0_4_line_77 |  | 74 | 77 | 0.0079682 | 0.125 | 0.08 | 261 | 0 | 0.364 | 1 | 1 | cs | TRUE
78 | LV_1206-10_0_4_line_78 |  | 76 | 85 | 0.0058089 | 0.125 | 0.08 | 261 | 0 | 0.364 | 1 | 2 | cs | TRUE
79 | LV_1206-10_0_4_line_79 |  | 77 | 78 | 0.0077558 | 0.125 | 0.08 | 261 | 0 | 0.364 | 1 | 1 | cs | TRUE
80 | LV_1206-10_0_4_line_80 |  | 78 | 79 | 0.015347 | 0.125 | 0.08 | 261 | 0 | 0.364 | 1 | 1 | cs | TRUE
81 | LV_1206-10_0_4_line_81 |  | 79 | 92 | 0.0073077 | 0.125 | 0.08 | 261 | 0 | 0.364 | 1 | 1 | cs | TRUE
82 | LV_1206-10_0_4_line_82 |  | 80 | 81 | 0.01693 | 0.125 | 0.08 | 261 | 0 | 0.364 | 1 | 2 | cs | TRUE
83 | LV_1206-10_0_4_line_83 |  | 80 | 82 | 0.0078836 | 0.125 | 0.08 | 261 | 0 | 0.364 | 1 | 2 | cs | TRUE
84 | LV_1206-10_0_4_line_84 |  | 81 | 83 | 0.0081399 | 0.125 | 0.08 | 261 | 0 | 0.364 | 1 | 2 | cs | TRUE
85 | LV_1206-10_0_4_line_85 |  | 82 | 84 | 0.0079762 | 0.125 | 0.08 | 261 | 0 | 0.364 | 1 | 2 | cs | TRUE
86 | LV_1206-10_0_4_line_86 |  | 83 | 85 | 0.0076699 | 0.125 | 0.08 | 261 | 0 | 0.364 | 1 | 2 | cs | TRUE
87 | LV_1206-10_0_4_line_87 |  | 84 | 86 | 0.0077954 | 0.125 | 0.08 | 261 | 0 | 0.364 | 1 | 2 | cs | TRUE
88 | LV_1206-10_0_4_line_88 |  | 86 | 87 | 0.014459 | 0.125 | 0.08 | 261 | 0 | 0.364 | 1 | 2 | cs | TRUE
89 | LV_1206-10_0_4_line_89 |  | 87 | 116 | 0.026299 | 0.125 | 0.08 | 261 | 0 | 0.364 | 1 | 2 | cs | TRUE
90 | LV_1206-10_0_4_line_90 |  | 88 | 89 | 0.029862 | 0.125 | 0.08 | 261 | 0 | 0.364 | 1 | 1 | cs | TRUE
91 | LV_1206-10_0_4_line_91 |  | 89 | 90 | 0.013582 | 0.125 | 0.08 | 261 | 0 | 0.364 | 1 | 1 | cs | TRUE
92 | LV_1206-10_0_4_line_92 |  | 89 | 91 | 0.004223 | 0.125 | 0.08 | 261 | 0 | 0.364 | 1 | 1 | cs | TRUE
93 | LV_1206-10_0_4_line_93 |  | 90 | 94 | 0.0052386 | 0.125 | 0.08 | 261 | 0 | 0.364 | 1 | 1 | cs | TRUE
94 | LV_1206-10_0_4_line_94 |  | 91 | 109 | 0.025359 | 0.125 | 0.08 | 261 | 0 | 0.364 | 1 | 1 | cs | TRUE
95 | LV_1206-10_0_4_line_95 |  | 91 | 112 | 0.029373 | 0.125 | 0.08 | 261 | 0 | 0.364 | 1 | 1 | cs | TRUE
96 | LV_1206-10_0_4_line_96 |  | 92 | 93 | 0.0080104 | 0.125 | 0.08 | 261 | 0 | 0.364 | 1 | 1 | cs | TRUE
97 | LV_1206-10_0_4_line_97 |  | 93 | 94 | 0.0026429 | 0.125 | 0.08 | 261 | 0 | 0.364 | 1 | 1 | cs | TRUE
98 | LV_1206-10_0_4_line_98 |  | 94 | 95 | 0.034327 | 0.125 | 0.08 | 261 | 0 | 0.364 | 1 | 1 | cs | TRUE
99 | LV_1206-10_0_4_line_99 |  | 96 | 97 | 0.016467 | 0.125 | 0.08 | 261 | 0 | 0.364 | 1 | 1 | cs | TRUE
100 | LV_1206-10_0_4_line_100 |  | 97 | 98 | 0.025865 | 0.125 | 0.08 | 261 | 0 | 0.364 | 1 | 1 | cs | TRUE
101 | LV_1206-10_0_4_line_101 |  | 98 | 99 | 0.0076017 | 0.125 | 0.08 | 261 | 0 | 0.364 | 1 | 1 | cs | TRUE
102 | LV_1206-10_0_4_line_102 |  | 99 | 100 | 0.015679 | 0.125 | 0.08 | 261 | 0 | 0.364 | 1 | 1 | cs | TRUE
103 | LV_1206-10_0_4_line_103 |  | 100 | 110 | 0.22985 | 0.125 | 0.08 | 261 | 0 | 0.364 | 1 | 1 | cs | TRUE
104 | LV_1206-10_0_4_line_104 |  | 100 | 108 | 0.022096 | 0.125 | 0.08 | 261 | 0 | 0.364 | 1 | 1 | cs | TRUE
105 | LV_1206-10_0_4_line_105 |  | 101 | 102 | 0.0035157 | 0.125 | 0.08 | 261 | 0 | 0.364 | 1 | 1 | cs | TRUE
106 | LV_1206-10_0_4_line_106 |  | 101 | 103 | 0.021608 | 0.125 | 0.08 | 261 | 0 | 0.364 | 1 | 1 | cs | TRUE
107 | LV_1206-10_0_4_line_107 |  | 102 | 104 | 0.021286 | 0.125 | 0.08 | 261 | 0 | 0.364 | 1 | 1 | cs | TRUE
108 | LV_1206-10_0_4_line_108 |  | 103 | 105 | 0.0089859 | 0.125 | 0.08 | 261 | 0 | 0.364 | 1 | 1 | cs | TRUE
109 | LV_1206-10_0_4_line_109 |  | 104 | 106 | 0.014827 | 0.125 | 0.08 | 261 | 0 | 0.364 | 1 | 1 | cs | TRUE
110 | LV_1206-10_0_4_line_110 |  | 105 | 107 | 0.011488 | 0.125 | 0.08 | 261 | 0 | 0.364 | 1 | 1 | cs | TRUE
111 | LV_1206-10_0_4_line_111 |  | 106 | 108 | 0.021143 | 0.125 | 0.08 | 261 | 0 | 0.364 | 1 | 1 | cs | TRUE
112 | LV_1206-10_0_4_line_112 |  | 107 | 109 | 0.020374 | 0.125 | 0.08 | 261 | 0 | 0.364 | 1 | 1 | cs | TRUE
113 | LV_1206-10_0_4_line_113 |  | 110 | 111 | 0.058592 | 0.125 | 0.08 | 261 | 0 | 0.364 | 1 | 1 | cs | TRUE
114 | LV_1206-10_0_4_line_114 |  | 112 | 113 | 0.007778 | 0.125 | 0.08 | 261 | 0 | 0.364 | 1 | 1 | cs | TRUE
115 | LV_1206-10_0_4_line_115 |  | 114 | 116 | 0.012648 | 0.125 | 0.08 | 261 | 0 | 0.364 | 1 | 2 | cs | TRUE

## trafo
| name | std_type | hv_bus | lv_bus | sn_mva | vn_hv_kv | vn_lv_kv | vk_percent | vkr_percent | pfe_kw | i0_percent | shift_degree | tap_side | tap_neutral | tap_min | tap_max | tap_step_percent | tap_step_degree | tap_pos | tap_phase_shifter | parallel | df | in_service
0 | LV_1206-10_0_4_trafo_61 | 0.63 MVA 20/0.4 kV | 117 | 83 | 0.63 | 20 | 0.4 | 6 | 1.206 | 1.65 | 0.2619 | 150 | hv | 0 | -2 | 2 | 2.5 | 0 | 0 | FALSE | 1 | 1 | TRUE

## line_geodata
| x0 | y0 | x1 | y1 | x2 | y2 | x3 | y3 | x4 | y4 | x5 | y5
0 | 2692367.1569 | 1186826.4986 | 2692373.1789 | 1186814.6108
1 | 2692361.7228 | 1186837.2257 | 2692367.1569 | 1186826.4986
2 | 2692388.6258 | 1186784.118 | 2692373.1789 | 1186814.6108
3 | 2692361.7228 | 1186837.2257 | 2692357.9429 | 1186843.8149
4 | 2692361.7228 | 1186837.2257 | 2692389.8617 | 1186862.4811
5 | 2692388.6258 | 1186784.118 | 2692398.0347 | 1186786.6202 | 2692458.0944 | 1186790.9608
6 | 2692376.7229 | 1186772.6271 | 2692388.6258 | 1186784.118
7 | 2692343.3526 | 1186865.1443 | 2692351.0576 | 1186855.8176 | 2692357.9429 | 1186843.8149
8 | 2692458.0944 | 1186790.9608 | 2692470.5552 | 1186793.4992 | 2692477.0266 | 1186801.8933 | 2692477.2894 | 1186811.5591 | 2692476.0977 | 1186817.5667
9 | 2692458.0944 | 1186790.9608 | 2692457.9793 | 1186802.3663 | 2692457.311 | 1186806.1139 | 2692454.2937 | 1186809.2693 | 2692449.2189 | 1186813.716 | 2692422.7994 | 1186835.4393
10 | 2692376.7229 | 1186772.6271 | 2692359.4904 | 1186791.9848 | 2692354.7181 | 1186797.6197
11 | 2692343.3526 | 1186865.1443 | 2692339.6574 | 1186869.6173 | 2692330.3715 | 1186877.868
12 | 2692476.0977 | 1186817.5667 | 2692442.9278 | 1186841.5811
13 | 2692422.7994 | 1186835.4393 | 2692409.5364 | 1186846.3447
14 | 2692344.0147 | 1186810.2578 | 2692354.7181 | 1186797.6197
15 | 2692305.2729 | 1186893.3369 | 2692307.7193 | 1186892.4951 | 2692325.599 | 1186882.1085 | 2692330.3715 | 1186877.868
16 | 2692424.5736 | 1186898.5008 | 2692423.054 | 1186900.5453
17 | 2692423.054 | 1186900.5453 | 2692415.8372 | 1186910.4686
18 | 2692424.5736 | 1186898.5008 | 2692434.8622 | 1186885.6767
19 | 2692424.5736 | 1186898.5008 | 2692440.7377 | 1186911.7586 | 2692450.0518 | 1186911.9803 | 2692461.7943 | 1186904.0946
20 | 2692415.8372 | 1186910.4686 | 2692411.3267 | 1186916.6706
21 | 2692257.7624 | 1186958.0658 | 2692261.4316 | 1186959.658 | 2692265.6111 | 1186964.431
22 | 2692242.9431 | 1186951.6349 | 2692257.7624 | 1186958.0658
23 | 2692265.6111 | 1186964.431 | 2692266.1785 | 1186965.079 | 2692281.7312 | 1186973.9465 | 2692288.6162 | 1186980.7569 | 2692293.4367 | 1186985.5857
24 | 2692242.9431 | 1186951.6349 | 2692246.9884 | 1186942.997
25 | 2692296.5637 | 1186988.7182 | 2692293.4367 | 1186985.5857
26 | 2692245.3579 | 1186930.1251 | 2692251.473 | 1186933.4213 | 2692246.9884 | 1186942.997
27 | 2692296.5637 | 1186988.7182 | 2692302.1657 | 1186994.3298 | 2692314.4991 | 1187004.9388
28 | 2692245.3579 | 1186930.1251 | 2692258.7893 | 1186912.1479
29 | 2692261.871 | 1186908.0232 | 2692258.7893 | 1186912.1479
30 | 2692283.8213 | 1186881.431 | 2692269.0419 | 1186899.1146 | 2692264.2296 | 1186904.8663 | 2692261.871 | 1186908.0232
31 | 2692261.5145 | 1187003.7011 | 2692271.0719 | 1187007.0366 | 2692272.3081 | 1187018.7707
32 | 2692272.708 | 1187022.5676 | 2692272.3081 | 1187018.7707
33 | 2692295.7206 | 1186896.624 | 2692305.2729 | 1186893.3369
34 | 2692295.7206 | 1186896.624 | 2692283.8213 | 1186881.431
35 | 2692306.0132 | 1186913.0708 | 2692295.7206 | 1186896.624
36 | 2692283.8213 | 1186881.431 | 2692285.6148 | 1186879.3964
37 | 2692306.0132 | 1186913.0708 | 2692318.3317 | 1186929.1577
38 | 2692306.0132 | 1186913.0708 | 2692299.5384 | 1186925.679 | 2692299.1463 | 1186926.4424
39 | 2692288.3811 | 1186876.2208 | 2692287.6504 | 1186877.0872 | 2692285.6148 | 1186879.3964
40 | 2692324.1832 | 1186936.7992 | 2692318.3317 | 1186929.1577
41 | 2692299.1463 | 1186926.4424 | 2692284.7281 | 1186954.5186
42 | 2692288.3811 | 1186876.2208 | 2692299.4952 | 1186863.0432
43 | 2692324.1832 | 1186936.7992 | 2692318.4853 | 1186951.0463
44 | 2692324.1832 | 1186936.7992 | 2692335.305 | 1186923.9737
45 | 2692301.4969 | 1186812.389 | 2692311.1593 | 1186797.0875
46 | 2692300.8594 | 1186813.3984 | 2692301.4969 | 1186812.389
47 | 2692319.6615 | 1186800.4957 | 2692311.1593 | 1186797.0875 | 2692311.1593 | 1186797.0875
48 | 2692311.1593 | 1186797.0875 | 2692293.8352 | 1186756.0135
49 | 2692297.0167 | 1186819.4838 | 2692300.8594 | 1186813.3984
50 | 2692344.0147 | 1186810.2578 | 2692319.6615 | 1186800.4957
51 | 2692295.6552 | 1186753.493 | 2692293.8352 | 1186756.0135
52 | 2692299.4952 | 1186863.0432 | 2692312.2933 | 1186847.8688
53 | 2692345.1964 | 1186912.5672 | 2692350.1406 | 1186906.8655
54 | 2692361.8768 | 1186897.3875 | 2692350.2802 | 1186906.7046 | 2692350.1406 | 1186906.8655
55 | 2692345.1964 | 1186912.5672 | 2692340.2526 | 1186918.2682
56 | 2692367.619 | 1186892.7741 | 2692361.8768 | 1186897.3875
57 | 2692340.2526 | 1186918.2682 | 2692335.305 | 1186923.9737
58 | 2692373.364 | 1186888.1584 | 2692367.619 | 1186892.7741
59 | 2692373.364 | 1186888.1584 | 2692379.109 | 1186883.5427
60 | 2692384.8512 | 1186878.9292 | 2692379.109 | 1186883.5427
61 | 2692502.4665 | 1186852.4405 | 2692491.7173 | 1186879.4027 | 2692488.7931 | 1186887.8963 | 2692489.7846 | 1186891.3916
62 | 2692502.4665 | 1186852.4405 | 2692489.4718 | 1186873.3807
63 | 2692489.7846 | 1186891.3916 | 2692489.7846 | 1186891.3916 | 2692496.7677 | 1186891.8442 | 2692503.5284 | 1186884.4661 | 2692507.0858 | 1186878.3535
64 | 2692461.7943 | 1186904.0946 | 2692467.4172 | 1186900.3187 | 2692488.3953 | 1186875.1154 | 2692489.4718 | 1186873.3807
65 | 2692403.9835 | 1186926.7677 | 2692411.3267 | 1186916.6706
66 | 2692403.9835 | 1186926.7677 | 2692397.8278 | 1186931.0533 | 2692390.0621 | 1186931.6627
67 | 2692403.9835 | 1186926.7677 | 2692408.2775 | 1186939.2753
68 | 2692410.0725 | 1186950.2877 | 2692410.5431 | 1186953.1746 | 2692407.5838 | 1186961.0054
69 | 2692408.2775 | 1186939.2753 | 2692410.0725 | 1186950.2877
70 | 2692404.2614 | 1186969.2251 | 2692404.8704 | 1186968.1855 | 2692407.5838 | 1186961.0054
71 | 2692408.2775 | 1186939.2753 | 2692440.0418 | 1186928.1583 | 2692448.7029 | 1186940.9564
72 | 2692401.5011 | 1186973.9368 | 2692404.2614 | 1186969.2251
73 | 2692455.4659 | 1186959.1827 | 2692450.763 | 1186944.0005 | 2692448.7029 | 1186940.9564
74 | 2692401.5011 | 1186973.9368 | 2692400.0392 | 1186976.4324
75 | 2692455.4659 | 1186959.1827 | 2692456.905 | 1186963.8301 | 2692456.6224 | 1186982.1263
76 | 2692390.0621 | 1186931.6627 | 2692384.4495 | 1186932.1032
77 | 2692400.0392 | 1186976.4324 | 2692396.0115 | 1186983.3077
78 | 2692380.3837 | 1186936.2519 | 2692384.4495 | 1186932.1032 | 2692384.4495 | 1186932.1032
79 | 2692396.0115 | 1186983.3077 | 2692392.0911 | 1186989.9997
80 | 2692384.3336 | 1187003.2416 | 2692392.0911 | 1186989.9997
81 | 2692384.3336 | 1187003.2416 | 2692383.3173 | 1187004.9765 | 2692381.3383 | 1187009.89
82 | 2692357.468 | 1186959.6346 | 2692369.3178 | 1186947.5432
83 | 2692357.468 | 1186959.6346 | 2692351.95 | 1186965.2651
84 | 2692369.3178 | 1186947.5432 | 2692375.0152 | 1186941.7297
85 | 2692351.95 | 1186965.2651 | 2692346.3671 | 1186970.9617
86 | 2692380.3837 | 1186936.2519 | 2692375.0152 | 1186941.7297
87 | 2692346.3671 | 1186970.9617 | 2692340.9108 | 1186976.5292
88 | 2692327.9475 | 1186981.5317 | 2692328.3294 | 1186981.6583 | 2692338.0472 | 1186979.4511 | 2692340.9108 | 1186976.5292
89 | 2692313.7947 | 1186962.7912 | 2692314.5437 | 1186971.0391 | 2692319.6439 | 1186978.7782 | 2692327.9475 | 1186981.5317
90 | 2692370.1914 | 1187037.1612 | 2692384.8694 | 1187043.8474 | 2692397.2307 | 1187049.8307
91 | 2692370.1914 | 1187037.1612 | 2692371.126 | 1187035.4412 | 2692375.4221 | 1187024.6395
92 | 2692367.1787 | 1187039.5385 | 2692369.3163 | 1187038.9822 | 2692370.1914 | 1187037.1612
93 | 2692377.3581 | 1187019.7718 | 2692375.4221 | 1187024.6395
94 | 2692367.1787 | 1187039.5385 | 2692361.8298 | 1187041.4906 | 2692360.526 | 1187046.3624 | 2692361.8877 | 1187060.9203
95 | 2692367.1787 | 1187039.5385 | 2692379.3596 | 1187045.8414 | 2692383.161 | 1187051.6927 | 2692384.4331 | 1187060.2795
96 | 2692381.3383 | 1187009.89 | 2692378.3455 | 1187017.3202
97 | 2692377.3581 | 1187019.7718 | 2692378.3455 | 1187017.3202
98 | 2692405.9157 | 1187004.7805 | 2692402.8631 | 1187003.3102 | 2692396.7104 | 1187004.4383 | 2692385.9165 | 1187014.0668 | 2692377.3581 | 1187019.7718
99 | 2692272.708 | 1187022.5676 | 2692274.4332 | 1187038.9438
100 | 2692277.143 | 1187064.6668 | 2692277.143 | 1187064.6668 | 2692274.4332 | 1187038.9438
101 | 2692281.5498 | 1187070.8608 | 2692281.5498 | 1187070.8608 | 2692277.143 | 1187064.6668
102 | 2692281.5498 | 1187070.8608 | 2692290.0836 | 1187074.6614 | 2692296.4006 | 1187075.1633
103 | 2692296.4006 | 1187075.1633 | 2692268.314 | 1187303.2936
104 | 2692306.5988 | 1187061.3404 | 2692306.943 | 1187070.0293 | 2692302.7582 | 1187075.6684 | 2692296.4006 | 1187075.1633
105 | 2692334.169 | 1187046.4131 | 2692333.7416 | 1187042.9234
106 | 2692334.169 | 1187046.4131 | 2692336.7957 | 1187067.8605
107 | 2692333.7416 | 1187042.9234 | 2692333.2125 | 1187038.6031 | 2692326.736 | 1187034.0115 | 2692317.7471 | 1187034.3133
108 | 2692336.7957 | 1187067.8605 | 2692337.2179 | 1187071.3079 | 2692341.4017 | 1187074.8977
109 | 2692305.7621 | 1187040.2144 | 2692309.9468 | 1187034.5753 | 2692317.7471 | 1187034.3133
110 | 2692352.6216 | 1187074.348 | 2692342.0605 | 1187075.4629 | 2692341.4017 | 1187074.8977
111 | 2692306.5988 | 1187061.3404 | 2692305.7621 | 1187040.2144 | 2692305.7621 | 1187040.2144
112 | 2692352.6216 | 1187074.348 | 2692358.8759 | 1187073.6877 | 2692362.6287 | 1187068.8425 | 2692361.8877 | 1187060.9203
113 | 2692268.314 | 1187303.2936 | 2692275.0939 | 1187302.542 | 2692300.9829 | 1187295.2251 | 2692309.2302 | 1187297.298 | 2692317.9191 | 1187305.8595 | 2692320.2733 | 1187309.2962
114 | 2692385.573 | 1187067.9735 | 2692384.4331 | 1187060.2795
115 | 2692313.7947 | 1186962.7912 | 2692313.7935 | 1186962.7778 | 2692318.4853 | 1186951.0463

## bus_geodata
| x | y | coords
0 | 2692367.1569 | 1186826.4986
1 | 2692373.1789 | 1186814.6108
2 | 2692361.7228 | 1186837.2257
3 | 2692388.6258 | 1186784.118
4 | 2692357.9429 | 1186843.8149
5 | 2692389.8617 | 1186862.4811
6 | 2692458.0944 | 1186790.9608
7 | 2692376.7229 | 1186772.6271
8 | 2692343.3526 | 1186865.1443
9 | 2692476.0977 | 1186817.5667
10 | 2692422.7994 | 1186835.4393
11 | 2692354.7181 | 1186797.6197
12 | 2692330.3715 | 1186877.868
13 | 2692423.054 | 1186900.5453
14 | 2692424.5736 | 1186898.5008
15 | 2692415.8372 | 1186910.4686
16 | 2692257.7624 | 1186958.0658
17 | 2692265.6111 | 1186964.431
18 | 2692242.9431 | 1186951.6349
19 | 2692293.4367 | 1186985.5857
20 | 2692246.9884 | 1186942.997
21 | 2692296.5637 | 1186988.7182
22 | 2692245.3579 | 1186930.1251
23 | 2692258.7893 | 1186912.1479
24 | 2692314.4991 | 1187004.9388
25 | 2692261.871 | 1186908.0232
26 | 2692261.5145 | 1187003.7011
27 | 2692272.3081 | 1187018.7707
28 | 2692305.2729 | 1186893.3369
29 | 2692295.7206 | 1186896.624
30 | 2692283.8213 | 1186881.431
31 | 2692306.0132 | 1186913.0708
32 | 2692285.6148 | 1186879.3964
33 | 2692318.3317 | 1186929.1577
34 | 2692299.1463 | 1186926.4424
35 | 2692288.3811 | 1186876.2208
36 | 2692324.1832 | 1186936.7992
37 | 2692284.7281 | 1186954.5186
38 | 2692301.4969 | 1186812.389
39 | 2692311.1593 | 1186797.0875
40 | 2692300.8594 | 1186813.3984
41 | 2692319.6615 | 1186800.4957
42 | 2692293.8352 | 1186756.0135
43 | 2692297.0167 | 1186819.4838
44 | 2692344.0147 | 1186810.2578
45 | 2692295.6552 | 1186753.493
46 | 2692312.2933 | 1186847.8688
47 | 2692299.4952 | 1186863.0432
48 | 2692350.1406 | 1186906.8655
49 | 2692345.1964 | 1186912.5672
50 | 2692361.8768 | 1186897.3875
51 | 2692340.2526 | 1186918.2682
52 | 2692367.619 | 1186892.7741
53 | 2692335.305 | 1186923.9737
54 | 2692373.364 | 1186888.1584
55 | 2692379.109 | 1186883.5427
56 | 2692502.4665 | 1186852.4405
57 | 2692489.7846 | 1186891.3916
58 | 2692489.4718 | 1186873.3807
59 | 2692442.9278 | 1186841.5811
60 | 2692409.5364 | 1186846.3447
61 | 2692434.8622 | 1186885.6767
62 | 2692461.7943 | 1186904.0946
63 | 2692411.3267 | 1186916.6706
64 | 2692403.9835 | 1186926.7677
65 | 2692507.0858 | 1186878.3535
66 | 2692410.0725 | 1186950.2877
67 | 2692407.5838 | 1186961.0054
68 | 2692408.2775 | 1186939.2753
69 | 2692404.2614 | 1186969.2251
70 | 2692448.7029 | 1186940.9564
71 | 2692401.5011 | 1186973.9368
72 | 2692455.4659 | 1186959.1827
73 | 2692390.0621 | 1186931.6627
74 | 2692400.0392 | 1186976.4324
75 | 2692456.6224 | 1186982.1263
76 | 2692384.4495 | 1186932.1032
77 | 2692396.0115 | 1186983.3077
78 | 2692392.0911 | 1186989.9997
79 | 2692384.3336 | 1187003.2416
80 | 2692357.468 | 1186959.6346
81 | 2692369.3178 | 1186947.5432
82 | 2692351.95 | 1186965.2651
83 | 2692375.0152 | 1186941.7297
84 | 2692346.3671 | 1186970.9617
85 | 2692380.3837 | 1186936.2519
86 | 2692340.9108 | 1186976.5292
87 | 2692327.9475 | 1186981.5317
88 | 2692397.2307 | 1187049.8307
89 | 2692370.1914 | 1187037.1612
90 | 2692375.4221 | 1187024.6395
91 | 2692367.1787 | 1187039.5385
92 | 2692381.3383 | 1187009.89
93 | 2692378.3455 | 1187017.3202
94 | 2692377.3581 | 1187019.7718
95 | 2692405.9157 | 1187004.7805
96 | 2692272.708 | 1187022.5676
97 | 2692274.4332 | 1187038.9438
98 | 2692277.143 | 1187064.6668
99 | 2692281.5498 | 1187070.8608
100 | 2692296.4006 | 1187075.1633
101 | 2692334.169 | 1187046.4131
102 | 2692333.7416 | 1187042.9234
103 | 2692336.7957 | 1187067.8605
104 | 2692317.7471 | 1187034.3133
105 | 2692341.4017 | 1187074.8977
106 | 2692305.7621 | 1187040.2144
107 | 2692352.6216 | 1187074.348
108 | 2692306.5988 | 1187061.3404
109 | 2692361.8877 | 1187060.9203
110 | 2692268.314 | 1187303.2936
111 | 2692320.2733 | 1187309.2962
112 | 2692384.4331 | 1187060.2795
113 | 2692385.573 | 1187067.9735
114 | 2692318.4853 | 1186951.0463
115 | 2692384.8512 | 1186878.9292
116 | 2692313.7947 | 1186962.7912
117 | 2692403.9835 | 1186926.7677

## line_std_types
| c_nf_per_km | r_ohm_per_km | x_ohm_per_km | max_i_ka | type | q_mm2 | alpha | voltage_rating
NAYY 4x50 SE | 210 | 0.642 | 0.083 | 0.142 | cs | 50 | 0.00403 | LV
NAYY 4x120 SE | 264 | 0.225 | 0.08 | 0.242 | cs | 120 | 0.00403 | LV
NAYY 4x150 SE | 261 | 0.208 | 0.08 | 0.27 | cs | 150 | 0.00403 | LV
NA2XS2Y 1x95 RM/25 12/20 kV | 216 | 0.313 | 0.132 | 0.252 | cs | 95 | 0.00403 | MV
NA2XS2Y 1x185 RM/25 12/20 kV | 273 | 0.161 | 0.117 | 0.362 | cs | 185 | 0.00403 | MV
NA2XS2Y 1x240 RM/25 12/20 kV | 304 | 0.122 | 0.112 | 0.421 | cs | 240 | 0.00403 | MV
NA2XS2Y 1x95 RM/25 6/10 kV | 315 | 0.313 | 0.123 | 0.249 | cs | 95 | 0.00403 | MV
NA2XS2Y 1x185 RM/25 6/10 kV | 406 | 0.161 | 0.11 | 0.358 | cs | 185 | 0.00403 | MV
NA2XS2Y 1x240 RM/25 6/10 kV | 456 | 0.122 | 0.105 | 0.416 | cs | 240 | 0.00403 | MV
NA2XS2Y 1x150 RM/25 12/20 kV | 250 | 0.206 | 0.116 | 0.319 | cs | 150 | 0.00403 | MV
NA2XS2Y 1x120 RM/25 12/20 kV | 230 | 0.253 | 0.119 | 0.283 | cs | 120 | 0.00403 | MV
NA2XS2Y 1x70 RM/25 12/20 kV | 190 | 0.443 | 0.132 | 0.22 | cs | 70 | 0.00403 | MV
NA2XS2Y 1x150 RM/25 6/10 kV | 360 | 0.206 | 0.11 | 0.315 | cs | 150 | 0.00403 | MV
NA2XS2Y 1x120 RM/25 6/10 kV | 340 | 0.253 | 0.113 | 0.28 | cs | 120 | 0.00403 | MV
NA2XS2Y 1x70 RM/25 6/10 kV | 280 | 0.443 | 0.123 | 0.217 | cs | 70 | 0.00403 | MV
N2XS(FL)2Y 1x120 RM/35 64/110 kV | 112 | 0.153 | 0.166 | 0.366 | cs | 120 | 0.00393 | HV
N2XS(FL)2Y 1x185 RM/35 64/110 kV | 125 | 0.099 | 0.156 | 0.457 | cs | 185 | 0.00393 | HV
N2XS(FL)2Y 1x240 RM/35 64/110 kV | 135 | 0.075 | 0.149 | 0.526 | cs | 240 | 0.00393 | HV
N2XS(FL)2Y 1x300 RM/35 64/110 kV | 144 | 0.06 | 0.144 | 0.588 | cs | 300 | 0.00393 | HV
15-AL1/3-ST1A 0.4 | 11 | 1.8769 | 0.35 | 0.105 | ol | 16 | 0.00403 | LV
24-AL1/4-ST1A 0.4 | 11.25 | 1.2012 | 0.335 | 0.14 | ol | 24 | 0.00403 | LV
48-AL1/8-ST1A 0.4 | 12.2 | 0.5939 | 0.3 | 0.21 | ol | 48 | 0.00403 | LV
94-AL1/15-ST1A 0.4 | 13.2 | 0.306 | 0.29 | 0.35 | ol | 94 | 0.00403 | LV
34-AL1/6-ST1A 10.0 | 9.7 | 0.8342 | 0.36 | 0.17 | ol | 34 | 0.00403 | MV
48-AL1/8-ST1A 10.0 | 10.1 | 0.5939 | 0.35 | 0.21 | ol | 48 | 0.00403 | MV
70-AL1/11-ST1A 10.0 | 10.4 | 0.4132 | 0.339 | 0.29 | ol | 70 | 0.00403 | MV
94-AL1/15-ST1A 10.0 | 10.75 | 0.306 | 0.33 | 0.35 | ol | 94 | 0.00403 | MV
122-AL1/20-ST1A 10.0 | 11.1 | 0.2376 | 0.323 | 0.41 | ol | 122 | 0.00403 | MV
149-AL1/24-ST1A 10.0 | 11.25 | 0.194 | 0.315 | 0.47 | ol | 149 | 0.00403 | MV
34-AL1/6-ST1A 20.0 | 9.15 | 0.8342 | 0.382 | 0.17 | ol | 34 | 0.00403 | MV
48-AL1/8-ST1A 20.0 | 9.5 | 0.5939 | 0.372 | 0.21 | ol | 48 | 0.00403 | MV
70-AL1/11-ST1A 20.0 | 9.7 | 0.4132 | 0.36 | 0.29 | ol | 70 | 0.00403 | MV
94-AL1/15-ST1A 20.0 | 10 | 0.306 | 0.35 | 0.35 | ol | 94 | 0.00403 | MV
122-AL1/20-ST1A 20.0 | 10.3 | 0.2376 | 0.344 | 0.41 | ol | 122 | 0.00403 | MV
149-AL1/24-ST1A 20.0 | 10.5 | 0.194 | 0.337 | 0.47 | ol | 149 | 0.00403 | MV
184-AL1/30-ST1A 20.0 | 10.75 | 0.1571 | 0.33 | 0.535 | ol | 184 | 0.00403 | MV
243-AL1/39-ST1A 20.0 | 11 | 0.1188 | 0.32 | 0.645 | ol | 243 | 0.00403 | MV
48-AL1/8-ST1A 110.0 | 8 | 0.5939 | 0.46 | 0.21 | ol | 48 | 0.00403 | HV
70-AL1/11-ST1A 110.0 | 8.4 | 0.4132 | 0.45 | 0.29 | ol | 70 | 0.00403 | HV
94-AL1/15-ST1A 110.0 | 8.65 | 0.306 | 0.44 | 0.35 | ol | 94 | 0.00403 | HV
122-AL1/20-ST1A 110.0 | 8.5 | 0.2376 | 0.43 | 0.41 | ol | 122 | 0.00403 | HV
149-AL1/24-ST1A 110.0 | 8.75 | 0.194 | 0.41 | 0.47 | ol | 149 | 0.00403 | HV
184-AL1/30-ST1A 110.0 | 8.8 | 0.1571 | 0.4 | 0.535 | ol | 184 | 0.00403 | HV
243-AL1/39-ST1A 110.0 | 9 | 0.1188 | 0.39 | 0.645 | ol | 243 | 0.00403 | HV
305-AL1/39-ST1A 110.0 | 9.2 | 0.0949 | 0.38 | 0.74 | ol | 305 | 0.00403 | HV
490-AL1/64-ST1A 110.0 | 9.75 | 0.059 | 0.37 | 0.96 | ol | 490 | 0.00403 | HV
679-AL1/86-ST1A 110.0 | 9.95 | 0.042 | 0.36 | 1.15 | ol | 679 | 0.00403 | HV
490-AL1/64-ST1A 220.0 | 10 | 0.059 | 0.285 | 0.96 | ol | 490 | 0.00403 | HV
679-AL1/86-ST1A 220.0 | 11.7 | 0.042 | 0.275 | 1.15 | ol | 679 | 0.00403 | HV
490-AL1/64-ST1A 380.0 | 11 | 0.059 | 0.253 | 0.96 | ol | 490 | 0.00403 | HV
679-AL1/86-ST1A 380.0 | 14.6 | 0.042 | 0.25 | 1.15 | ol | 679 | 0.00403 | HV

## trafo_std_types
| i0_percent | pfe_kw | vkr_percent | sn_mva | vn_lv_kv | vn_hv_kv | vk_percent | shift_degree | vector_group | tap_side | tap_neutral | tap_min | tap_max | tap_step_degree | tap_step_percent | tap_phase_shifter
160 MVA 380/110 kV | 0.06 | 60 | 0.25 | 160 | 110 | 380 | 12.2 | 0 | Yy0 | hv | 0 | -9 | 9 | 0 | 1.5 | FALSE
100 MVA 220/110 kV | 0.06 | 55 | 0.26 | 100 | 110 | 220 | 12 | 0 | Yy0 | hv | 0 | -9 | 9 | 0 | 1.5 | FALSE
63 MVA 110/20 kV | 0.04 | 22 | 0.32 | 63 | 20 | 110 | 18 | 150 | YNd5 | hv | 0 | -9 | 9 | 0 | 1.5 | FALSE
40 MVA 110/20 kV | 0.05 | 18 | 0.34 | 40 | 20 | 110 | 16.2 | 150 | YNd5 | hv | 0 | -9 | 9 | 0 | 1.5 | FALSE
25 MVA 110/20 kV | 0.07 | 14 | 0.41 | 25 | 20 | 110 | 12 | 150 | YNd5 | hv | 0 | -9 | 9 | 0 | 1.5 | FALSE
63 MVA 110/10 kV | 0.04 | 22 | 0.32 | 63 | 10 | 110 | 18 | 150 | YNd5 | hv | 0 | -9 | 9 | 0 | 1.5 | FALSE
40 MVA 110/10 kV | 0.05 | 18 | 0.34 | 40 | 10 | 110 | 16.2 | 150 | YNd5 | hv | 0 | -9 | 9 | 0 | 1.5 | FALSE
25 MVA 110/10 kV | 0.07 | 14 | 0.41 | 25 | 10 | 110 | 12 | 150 | YNd5 | hv | 0 | -9 | 9 | 0 | 1.5 | FALSE
0.25 MVA 20/0.4 kV | 0.32 | 0.8 | 1.44 | 0.25 | 0.4 | 20 | 6 | 150 | Yzn5 | hv | 0 | -2 | 2 | 0 | 2.5 | FALSE
0.4 MVA 20/0.4 kV | 0.3375 | 1.35 | 1.425 | 0.4 | 0.4 | 20 | 6 | 150 | Dyn5 | hv | 0 | -2 | 2 | 0 | 2.5 | FALSE
0.63 MVA 20/0.4 kV | 0.2619 | 1.65 | 1.206 | 0.63 | 0.4 | 20 | 6 | 150 | Dyn5 | hv | 0 | -2 | 2 | 0 | 2.5 | FALSE
0.25 MVA 10/0.4 kV | 0.24 | 0.6 | 1.2 | 0.25 | 0.4 | 10 | 4 | 150 | Dyn5 | hv | 0 | -2 | 2 | 0 | 2.5 | FALSE
0.4 MVA 10/0.4 kV | 0.2375 | 0.95 | 1.325 | 0.4 | 0.4 | 10 | 4 | 150 | Dyn5 | hv | 0 | -2 | 2 | 0 | 2.5 | FALSE
0.63 MVA 10/0.4 kV | 0.1873 | 1.18 | 1.0794 | 0.63 | 0.4 | 10 | 4 | 150 | Dyn5 | hv | 0 | -2 | 2 | 0 | 2.5 | FALSE

## trafo3w_std_types
| sn_hv_mva | sn_mv_mva | sn_lv_mva | vn_hv_kv | vn_mv_kv | vn_lv_kv | vk_hv_percent | vk_mv_percent | vk_lv_percent | vkr_hv_percent | vkr_mv_percent | vkr_lv_percent | pfe_kw | i0_percent | shift_mv_degree | shift_lv_degree | vector_group | tap_side | tap_neutral | tap_min | tap_max | tap_step_percent
63/25/38 MVA 110/20/10 kV | 63 | 25 | 38 | 110 | 20 | 10 | 10.4 | 10.4 | 10.4 | 0.28 | 0.32 | 0.35 | 35 | 0.89 | 0 | 0 | YN0yn0yn0 | hv | 0 | -10 | 10 | 1.2
63/25/38 MVA 110/10/10 kV | 63 | 25 | 38 | 110 | 10 | 10 | 10.4 | 10.4 | 10.4 | 0.28 | 0.32 | 0.35 | 35 | 0.89 | 0 | 0 | YN0yn0yn0 | hv | 0 | -10 | 10 | 1.2

## fuse_std_types
| fuse_type | i_rated_a | t_avg | t_min | t_total | x_avg | x_min | x_total
HV 100A | HV 100A | 100 | 0 | [10.0, 3.64, 0.854, 0.281, 0.1, 0.0531, 0.022, 0.01] | [10.0, 4.267, 1.21, 0.403, 0.1, 0.058, 0.022, 0.01] | 0 | [300.0, 350.0, 450.0, 550.0, 700.0, 850.0, 1200.0, 1752.0] | [600.0, 700.0, 900.0, 1150.0, 1665.0, 2000.0, 3000.0, 4313.0]
HV 10A | HV 10A | 10 | 0 | [10.0, 1675.0, 0.344, 0.156, 0.1, 0.0417, 0.0171, 0.01] | [10.0, 1.3, 0.3, 0.155, 0.1, 0.0555, 0.023, 0.01] | 0 | [30.0, 32.0, 35.0, 37.0, 39.0, 50.0, 70.0, 88.0] | [60.0, 70.0, 80.0, 87.0, 94.0, 110.0, 150.0, 216.0]
HV 125A | HV 125A | 125 | 0 | [10.0, 1.82, 0.344, 0.1, 0.0467, 0.0269, 0.01] | [10.0, 2.478, 0.426, 0.1, 0.0427, 0.0211, 0.01] | 0 | [375.0, 500.0, 700.0, 925.0, 1200.0, 1500.0, 2341.0] | [750.0, 1000.0, 1500.0, 2200.0, 3000.0, 4000.0, 5765.0]
HV 160A | HV 160A | 160 | 0 | [10.0, 4.15, 1.03, 0.198, 0.1, 0.051, 0.0172, 0.01] | [10.0, 2.3, 0.734, 0.274, 0.1, 0.046, 0.0177, 0.01] | 0 | [480.0, 550.0, 700.0, 1000.0, 1260.0, 1600.0, 2500.0, 3227.0] | [960.0, 1300.0, 1700.0, 2200.0, 2996.0, 4000.0, 6000.0, 7946.0]
HV 16A | HV 16A | 16 | 0 | [10.0, 0.352, 0.164, 0.1, 0.0649, 0.0342, 0.01] | [10.0, 2.34, 0.722, 0.181, 0.1, 0.055, 0.0296, 0.01] | 0 | [48.0, 60.0, 65.0, 71.0, 80.0, 100.0, 162.0] | [96.0, 110.0, 125.0, 150.0, 168.0, 200.0, 250.0, 398.0]
HV 200A | HV 200A | 200 | 0 | [10.0, 4.267, 1.21, 0.403, 0.1, 0.058, 0.022, 0.01] | [10.0, 3.73, 1.654, 0.328, 0.1, 0.0531, 0.019, 0.01] | 0 | [600.0, 700.0, 900.0, 1150.0, 1665.0, 2000.0, 3000.0, 4313.0] | [1200.0, 1500.0, 1800.0, 2700.0, 3960.0, 5000.0, 7500.0, 10620.0]
HV 20A | HV 20A | 20 | 0 | [10.0, 1.3, 0.3, 0.155, 0.1, 0.0555, 0.023, 0.01] | [10.0, 1.3, 0.161, 0.1, 0.0611, 0.0399, 0.0141, 0.01] | 0 | [60.0, 70.0, 80.0, 87.0, 94.0, 110.0, 150.0, 216.0] | [120.0, 150.0, 200.0, 223.0, 260.0, 300.0, 450.0, 532.0]
HV 25A | HV 25A | 25 | 0 | [10.0, 2.512, 0.833, 0.299, 0.1, 0.0372, 0.0223, 0.01] | [10.0, 3.125, 0.597, 0.198, 0.1, 0.0378, 0.022, 0.01] | 0 | [75.0, 82.0, 90.0, 100.0, 124.0, 170.0, 200.0, 289.0] | [150.0, 170.0, 210.0, 250.0, 294.0, 400.0, 500.0, 711.0]
HV 31.5A | HV 31.5A | 31.5 | 0 | [10.0, 2.34, 0.722, 0.181, 0.1, 0.055, 0.0296, 0.01] | [10.0, 2.84, 0.368, 0.164, 0.1, 0.0621, 0.0378, 0.0195, 0.01] | 0 | [95.0, 110.0, 125.0, 150.0, 165.0, 200.0, 250.0, 390.0] | [189.0, 220.0, 300.0, 350.0, 393.0, 450.0, 530.0, 700.0, 960.0]
HV 40A | HV 40A | 40 | 0 | [10.0, 1.3, 0.161, 0.1, 0.0611, 0.0399, 0.0141, 0.01] | [10.0, 2.05, 0.369, 0.198, 0.1, 0.051, 0.0298, 0.01] | 0 | [120.0, 150.0, 200.0, 223.0, 260.0, 300.0, 450.0, 532.0] | [240.0, 300.0, 400.0, 450.0, 530.0, 650.0, 800.0, 1311.0]
HV 50A | HV 50A | 50 | 0 | [10.0, 3.215, 0.597, 0.198, 0.1, 0.0378, 0.022, 0.01] | [10.0, 3.64, 0.854, 0.281, 0.1, 0.0531, 0.022, 0.01] | 0 | [150.0, 170.0, 210.0, 250.0, 294.0, 400.0, 500.0, 711.0] | [300.0, 350.0, 450.0, 550.0, 700.0, 850.0, 1200.0, 1752.0]
HV 6.3A | HV 6.3A | 6.3 | 0 | [10.0, 1.39, 0.344, 0.168, 0.1, 0.056, 0.0263, 0.01] | [10.0, 1.711, 0.516, 0.198, 0.1, 0.0634, 0.0303, 0.01] | 0 | [19.0, 19.5, 20.4, 20.8, 22.0, 25.0, 32.0, 48.0] | [38.0, 40.0, 43.0, 48.0, 53.0, 60.0, 75.0, 118.0]
HV 63A | HV 63A | 63 | 0 | [10.0, 2.84, 0.368, 0.164, 0.1, 0.0621, 0.0378, 0.0195, 0.01] | [10.0, 1.82, 0.344, 0.1, 0.0467, 0.0269, 0.01] | 0 | [189.0, 220.0, 300.0, 350.0, 393.0, 450.0, 530.0, 700.0, 961.0] | [378.0, 500.0, 700.0, 934.0, 1200.0, 1500.0, 2366.0]
HV 80A | HV 80A | 80 | 0 | [10.0, 2.05, 0.369, 0.198, 0.1, 0.051, 0.0298, 0.01] | [10.0, 4.15, 1.03, 0.198, 0.1, 0.051, 0.0172, 0.01] | 0 | [240.0, 300.0, 400.0, 450.0, 530.0, 650.0, 800.0, 1311.0] | [480.0, 550.0, 700.0, 1000.0, 1260.0, 1600.0, 2500.0, 3227.0]
Siemens NH-1-100 | Siemens NH-1-100 | 100 | [5400.0, 2000.0, 400.0, 20.0, 1.0, 0.2, 0.012, 0.004] | 0 | 0 | [150.0, 190.0, 250.0, 430.0, 900.0, 1250.0, 2700.0, 3600.0] | 0 | 0
Siemens NH-1-125 | Siemens NH-1-125 | 125 | [4800.0, 120.0, 7.0, 0.1, 0.004] | 0 | 0 | [180.0, 400.0, 740.0, 2000.0, 4250.0] | 0 | 0
Siemens NH-1-16 | Siemens NH-1-16 | 16 | [4000.0, 400.0, 2.0, 0.1, 0.04, 0.01] | 0 | 0 | [26.0, 35.0, 75.0, 150.0, 200.0, 300.0] | 0 | 0
Siemens NH-1-160 | Siemens NH-1-160 | 160 | [4800.0, 120.0, 7.0, 0.1, 0.004] | 0 | 0 | [210.0, 500.0, 900.0, 2300.0, 5000.0] | 0 | 0
Siemens NH-1-25 | Siemens NH-1-25 | 25 | [4000.0, 1000.0, 10.0, 0.2, 0.02, 0.01] | 0 | 0 | [40.0, 50.0, 100.0, 210.0, 400.0, 500.0] | 0 | 0
Siemens NH-1-50 | Siemens NH-1-50 | 50 | [4000.0, 40.0, 4.0, 1.0, 0.02, 0.01] | 0 | 0 | [86.0, 200.0, 300.0, 400.0, 1000.0, 1280.0] | 0 | 0
Siemens NH-1-63 | Siemens NH-1-63 | 63 | [4000.0, 100.0, 10.0, 2.0, 0.04, 0.01] | 0 | 0 | [100.0, 200.0, 300.0, 400.0, 1000.0, 1500.0] | 0 | 0
Siemens NH-1-80 | Siemens NH-1-80 | 80 | [4800.0, 120.0, 7.0, 0.1, 0.01] | 0 | 0 | [150.58, 250.0, 450.0, 1150.0, 2470.0] | 0 | 0
Siemens NH-2-1000 | Siemens NH-2-1000 | 1000 | [4800.0, 120.0, 7.0, 0.1, 0.004] | 0 | 0 | [1900.0, 3500.0, 8400.0, 24000.0, 52000.0] | 0 | 0
Siemens NH-2-200 | Siemens NH-2-200 | 200 | [4800.0, 120.0, 7.0, 0.1, 0.004] | 0 | 0 | [280.0, 650.0, 1200.0, 3000.0, 7000.0] | 0 | 0
Siemens NH-2-224 | Siemens NH-2-224 | 224 | [4800.0, 120.0, 7.0, 0.2, 0.04, 0.004] | 0 | 0 | [400.0, 750.0, 1453.0, 3025.0, 4315.0, 7600.0] | 0 | 0
Siemens NH-2-250 | Siemens NH-2-250 | 250 | [4800.0, 120.0, 7.0, 0.1, 0.004] | 0 | 0 | [450.0, 800.0, 1650.0, 4000.0, 8500.0] | 0 | 0
Siemens NH-2-315 | Siemens NH-2-315 | 315 | [4800.0, 120.0, 7.0, 0.1, 0.004] | 0 | 0 | [550.0, 920.0, 1900.0, 5000.0, 11000.0] | 0 | 0
Siemens NH-2-355 | Siemens NH-2-355 | 355 | [4800.0, 120.0, 6.0, 0.1, 0.004] | 0 | 0 | [650.0, 1116.27, 2350.0, 5840.0, 12790.0] | 0 | 0
Siemens NH-2-400 | Siemens NH-2-400 | 400 | [4800.0, 120.0, 7.0, 0.1, 0.004] | 0 | 0 | [720.0, 1350.0, 2800.0, 6500.0, 15000.0] | 0 | 0
Siemens NH-2-425 | Siemens NH-2-425 | 425 | [4800.0, 120.0, 7.0, 0.1, 0.004] | 0 | 0 | [850.0, 1500.0, 3050.0, 7500.0, 16500.0] | 0 | 0
Siemens NH-2-630 | Siemens NH-2-630 | 630 | [4800.0, 120.0, 7.0, 0.1, 0.004] | 0 | 0 | [1200.0, 2000.0, 4800.0, 12000.0, 26000.0] | 0 | 0

## res_bus
| vm_pu | va_degree | p_mw | q_mvar
0 | 0.97811 | -0.41995 | 0.0075399 | 0.0018897
1 | 0.97715 | -0.43887 | 0.0033428 | 0.0008378
2 | 0.97907 | -0.40125 | 0 | 0
3 | 0.97477 | -0.48549 | 0 | 0
4 | 0.9797 | -0.38908 | 0.0046219 | 0.0011584
5 | 0.97898 | -0.40315 | 0.0027652 | 0.00069301
6 | 0.97286 | -0.52296 | 0 | 0
7 | 0.97407 | -0.49926 | 0 | 0
8 | 0.98194 | -0.34547 | 0.0038846 | 0.00097357
9 | 0.97241 | -0.53191 | 0 | 0
10 | 0.97192 | -0.54163 | 0.0079806 | 0.0020001
11 | 0.97265 | -0.52707 | 0.0080305 | 0.0020126
12 | 0.98276 | -0.32955 | 0.0078535 | 0.0019683
13 | 0.99539 | -0.08789 | 0 | 0
14 | 0.99529 | -0.089979 | 0 | 0
15 | 0.99592 | -0.077826 | 0.0022219 | 0.00055687
16 | 0.9822 | -0.34093 | 0.0022195 | 0.00055625
17 | 0.98212 | -0.34258 | 0.00078883 | 0.0001977
18 | 0.98237 | -0.33769 | 0 | 0
19 | 0.98185 | -0.34773 | 0.0027878 | 0.00069868
20 | 0.98246 | -0.33578 | 0.0019957 | 0.00050016
21 | 0.98183 | -0.34815 | 0.001796 | 0.00045012
22 | 0.98268 | -0.33165 | 0 | 0
23 | 0.98295 | -0.32635 | 0.00162 | 0.00040602
24 | 0.98175 | -0.34968 | 0.0034878 | 0.00087412
25 | 0.98302 | -0.32498 | 0.012879 | 0.0032278
26 | 0.97567 | -0.46995 | 0.0013797 | 0.00034578
27 | 0.97569 | -0.4694 | 0.0037123 | 0.00093039
28 | 0.98421 | -0.30163 | 0.011242 | 0.0028176
29 | 0.98475 | -0.29111 | 0 | 0
30 | 0.98389 | -0.30784 | 0 | 0
31 | 0.98623 | -0.26256 | 0 | 0
32 | 0.98384 | -0.30885 | 0.0072619 | 0.00182
33 | 0.98782 | -0.23195 | 0.0033275 | 0.00083396
34 | 0.98616 | -0.26387 | 0.00118 | 0.00029575
35 | 0.98379 | -0.30987 | 0.005178 | 0.0012977
36 | 0.98859 | -0.21716 | 0 | 0
37 | 0.98606 | -0.26594 | 0.003659 | 0.00091702
38 | 0.97069 | -0.56598 | 0.0034789 | 0.0008719
39 | 0.97089 | -0.56185 | 0.0026196 | 0.00065653
40 | 0.97068 | -0.56617 | 0.0046605 | 0.001168
41 | 0.97116 | -0.55657 | 0.0061563 | 0.0015429
42 | 0.97022 | -0.57527 | 0.0095057 | 0.0023823
43 | 0.97065 | -0.56673 | 0.0041742 | 0.0010461
44 | 0.97208 | -0.53847 | 0 | 0
45 | 0.9702 | -0.57566 | 0.0067612 | 0.0016945
46 | 0.98357 | -0.31421 | 0.0049843 | 0.0012492
47 | 0.98366 | -0.31243 | 0.0032523 | 0.0008151
48 | 0.98774 | -0.23366 | 0.0033276 | 0.00083397
49 | 0.98786 | -0.23135 | 0.0033254 | 0.00083342
50 | 0.98755 | -0.23739 | 0.0027629 | 0.00069245
51 | 0.988 | -0.22859 | 0.0033275 | 0.00083396
52 | 0.98747 | -0.23884 | 0.0027651 | 0.00069301
53 | 0.98816 | -0.22538 | 0.0033334 | 0.00083544
54 | 0.98742 | -0.23994 | 0.0027656 | 0.00069311
55 | 0.98738 | -0.24066 | 0.0027652 | 0.00069301
56 | 0.99282 | -0.13767 | 0 | 0
57 | 0.9924 | -0.14583 | 0.0053151 | 0.0013321
58 | 0.99307 | -0.13285 | 0.010604 | 0.0026575
59 | 0.97194 | -0.54126 | 0.012409 | 0.0031101
60 | 0.97178 | -0.5444 | 0.008747 | 0.0021922
61 | 0.9951 | -0.093502 | 0.012176 | 0.0030517
62 | 0.99389 | -0.11693 | 0.012801 | 0.0032083
63 | 0.99626 | -0.071242 | 0.0022245 | 0.00055751
64 | 0.99684 | -0.060045 | 0 | 0
65 | 0.99227 | -0.14828 | 0.0057496 | 0.001441
66 | 0.99454 | -0.1038 | 0.002685 | 0.00067293
67 | 0.99314 | -0.13062 | 0.0023079 | 0.00057842
68 | 0.99596 | -0.076848 | 0 | 0
69 | 0.99205 | -0.1514 | 0.0037606 | 0.0009425
70 | 0.99562 | -0.08333 | 0.0035585 | 0.00089185
71 | 0.99141 | -0.16384 | 0.0090748 | 0.0022743
72 | 0.99555 | -0.08469 | 0 | 0
73 | 0.99822 | -0.033815 | 0.0031508 | 0.00078966
74 | 0.99109 | -0.16997 | 0.0036017 | 0.00090268
75 | 0.99547 | -0.086299 | 0.0039497 | 0.00098988
76 | 0.99873 | -0.02402 | 0.0034176 | 0.00085652
77 | 0.99023 | -0.18636 | 0.003357 | 0.00084135
78 | 0.98943 | -0.20188 | 0.0032833 | 0.00082286
79 | 0.98788 | -0.23176 | 0.002567 | 0.00064335
80 | 0.99742 | -0.048604 | 0.0032666 | 0.00081869
81 | 0.99915 | -0.015921 | 0.0034867 | 0.00087384
82 | 0.99663 | -0.063636 | 0.0030952 | 0.00077574
83 | 1 | 0 | -0.43792 | -0.11185
84 | 0.99584 | -0.078651 | 0.0033018 | 0.00082752
85 | 0.99927 | -0.013751 | 0.0031326 | 0.00078511
86 | 0.99508 | -0.093124 | 0.0030263 | 0.00075845
87 | 0.99368 | -0.11964 | 0.0034916 | 0.00087508
88 | 0.98452 | -0.29681 | 0.0044493 | 0.0011151
89 | 0.98464 | -0.29442 | 0 | 0
90 | 0.98571 | -0.27365 | 0.00248 | 0.00062155
91 | 0.98433 | -0.30055 | 0 | 0
92 | 0.98716 | -0.24569 | 0.0025556 | 0.00064051
93 | 0.98639 | -0.26061 | 0.0023979 | 0.00060097
94 | 0.98614 | -0.26542 | 0 | 0
95 | 0.98569 | -0.27407 | 0.014052 | 0.0035219
96 | 0.97571 | -0.46904 | 0.0044504 | 0.0011154
97 | 0.97586 | -0.46617 | 0.0047669 | 0.0011947
98 | 0.9762 | -0.45939 | 0.0044894 | 0.0011251
99 | 0.97633 | -0.45678 | 0.0048853 | 0.0012244
100 | 0.97668 | -0.44999 | 0.0044157 | 0.0011067
101 | 0.97938 | -0.39689 | 0.0042015 | 0.001053
102 | 0.97923 | -0.39982 | 0.0047235 | 0.0011838
103 | 0.98039 | -0.37726 | 0.0038207 | 0.00095755
104 | 0.97842 | -0.41575 | 0.0041848 | 0.0010488
105 | 0.98084 | -0.36848 | 0.0064453 | 0.0016153
106 | 0.97791 | -0.42573 | 0.004292 | 0.0010757
107 | 0.98148 | -0.35593 | 0.0046416 | 0.0011633
108 | 0.97727 | -0.43832 | 0.0037214 | 0.00093266
109 | 0.98271 | -0.33201 | 0.0038969 | 0.00097666
110 | 0.9765 | -0.45346 | 0 | 0
111 | 0.97646 | -0.45434 | 0.00082044 | 0.00020562
112 | 0.98401 | -0.3068 | 0.003487 | 0.00087392
113 | 0.98395 | -0.30796 | 0.008334 | 0.0020887
114 | 0.99 | -0.18992 | 0.0025332 | 0.00063487
115 | 0.98736 | -0.24103 | 0.0027629 | 0.00069246
116 | 0.99119 | -0.16724 | 0.0026777 | 0.0006711
117 | 0.99998 | 149.9956 | 0 | 0

## res_line
| p_from_mw | q_from_mvar | p_to_mw | q_to_mvar | pl_mw | ql_mvar | i_from_ka | i_to_ka | i_ka | vm_from_pu | va_from_degree | vm_to_pu | va_to_degree | loading_percent
0 | 0.078348 | 0.019818 | -0.078277 | -0.019772 | 7.1073e-05 | 4.5319e-05 | 0.11926 | 0.11926 | 0.11926 | 0.97811 | -0.41995 | 0.97715 | -0.43887 | 32.763
1 | -0.085888 | -0.021707 | 0.085965 | 0.021756 | 7.7064e-05 | 4.917e-05 | 0.13073 | 0.13073 | 0.13073 | 0.97811 | -0.41995 | 0.97907 | -0.40125 | 35.9142
2 | 0.074934 | 0.018935 | -0.074767 | -0.018828 | 0.00016707 | 0.0001065 | 0.11417 | 0.11417 | 0.11417 | 0.97715 | -0.43887 | 0.97477 | -0.48549 | 31.3645
3 | -0.08873 | -0.022449 | 0.088782 | 0.022482 | 5.1863e-05 | 3.3096e-05 | 0.13493 | 0.13493 | 0.13493 | 0.97907 | -0.40125 | 0.9797 | -0.38908 | 37.0688
4 | 0.0027654 | 0.0006927 | -0.0027652 | -0.00069301 | 2.5046e-07 | -3.1516e-07 | 0.0042028 | 0.004203 | 0.004203 | 0.97907 | -0.40125 | 0.97898 | -0.40315 | 1.1547
5 | 0.029216 | 0.0073502 | -0.029164 | -0.0073177 | 5.2202e-05 | 3.2539e-05 | 0.044609 | 0.04461 | 0.04461 | 0.97477 | -0.48549 | 0.97286 | -0.52296 | 12.2554
6 | 0.045551 | 0.011478 | -0.045521 | -0.011459 | 2.9975e-05 | 1.8978e-05 | 0.069557 | 0.069557 | 0.069557 | 0.97477 | -0.48549 | 0.97407 | -0.49926 | 19.1092
7 | -0.093404 | -0.023641 | 0.0936 | 0.023766 | 0.00019597 | 0.00012509 | 0.14195 | 0.14195 | 0.14195 | 0.9797 | -0.38908 | 0.98194 | -0.34547 | 38.9973
8 | 0.01242 | 0.003116 | -0.012415 | -0.0031131 | 5.2935e-06 | 2.9025e-06 | 0.018998 | 0.018998 | 0.018998 | 0.97286 | -0.52296 | 0.97241 | -0.53191 | 5.2193
9 | 0.016744 | 0.0042016 | -0.016729 | -0.0041928 | 1.4889e-05 | 8.7784e-06 | 0.025612 | 0.025612 | 0.025612 | 0.97286 | -0.52296 | 0.97192 | -0.54163 | 7.0362
10 | 0.045521 | 0.011459 | -0.045461 | -0.011421 | 6.042e-05 | 3.8255e-05 | 0.069557 | 0.069558 | 0.069558 | 0.97407 | -0.49926 | 0.97265 | -0.52707 | 19.1092
11 | -0.097485 | -0.024739 | 0.097559 | 0.024787 | 7.468e-05 | 4.7334e-05 | 0.14784 | 0.14784 | 0.14784 | 0.98194 | -0.34547 | 0.98276 | -0.32955 | 20.3073
12 | 0.012415 | 0.0031131 | -0.012409 | -0.0031101 | 5.533e-06 | 3.0342e-06 | 0.018998 | 0.018999 | 0.018999 | 0.97241 | -0.53191 | 0.97194 | -0.54126 | 5.2194
13 | 0.0087481 | 0.0021927 | -0.008747 | -0.0021922 | 1.1551e-06 | 5.2649e-07 | 0.013394 | 0.013394 | 0.013394 | 0.97192 | -0.54163 | 0.97178 | -0.5444 | 3.6796
14 | 0.03743 | 0.009408 | -0.03741 | -0.0093951 | 2.0371e-05 | 1.2832e-05 | 0.057272 | 0.057272 | 0.057272 | 0.97265 | -0.52707 | 0.97208 | -0.53847 | 15.7341
15 | -0.10541 | -0.026755 | 0.10555 | 0.026845 | 0.00014183 | 9.0019e-05 | 0.15973 | 0.15973 | 0.15973 | 0.98276 | -0.32955 | 0.98421 | -0.30163 | 21.9406
16 | 0.046721 | 0.011736 | -0.046716 | -0.011733 | 4.6568e-06 | 2.9473e-06 | 0.069853 | 0.069853 | 0.069853 | 0.99539 | -0.08789 | 0.99529 | -0.089979 | 19.1903
17 | -0.046721 | -0.011736 | 0.046744 | 0.01175 | 2.2451e-05 | 1.4209e-05 | 0.069853 | 0.069853 | 0.069853 | 0.99539 | -0.08789 | 0.99592 | -0.077826 | 19.1903
18 | 0.012178 | 0.0030527 | -0.012176 | -0.0030517 | 2.0439e-06 | 1.0945e-06 | 0.018208 | 0.018208 | 0.018208 | 0.99529 | -0.089979 | 0.9951 | -0.093502 | 5.0021
19 | 0.034538 | 0.0086804 | -0.034494 | -0.0086526 | 4.4377e-05 | 2.7825e-05 | 0.051645 | 0.051646 | 0.051646 | 0.99529 | -0.089979 | 0.99389 | -0.11693 | 14.1883
20 | -0.048965 | -0.012307 | 0.048981 | 0.012317 | 1.5398e-05 | 9.7546e-06 | 0.073173 | 0.073173 | 0.073173 | 0.99592 | -0.077826 | 0.99626 | -0.071242 | 20.1024
21 | 0.0088634 | 0.0022216 | -0.0088627 | -0.0022213 | 6.9943e-07 | 3.1673e-07 | 0.013428 | 0.013428 | 0.013428 | 0.9822 | -0.34093 | 0.98212 | -0.34258 | 3.689
22 | -0.011083 | -0.0027779 | 0.011085 | 0.0027788 | 1.7078e-06 | 8.8853e-07 | 0.01679 | 0.01679 | 0.01679 | 0.9822 | -0.34093 | 0.98237 | -0.33769 | 4.6128
23 | 0.0080739 | 0.0020236 | -0.0080719 | -0.0020228 | 1.9793e-06 | 8.2056e-07 | 0.012233 | 0.012233 | 0.012233 | 0.98212 | -0.34258 | 0.98185 | -0.34773 | 3.3607
24 | -0.011085 | -0.0027788 | 0.011086 | 0.0027793 | 1.0084e-06 | 5.2458e-07 | 0.01679 | 0.01679 | 0.01679 | 0.98237 | -0.33769 | 0.98246 | -0.33578 | 4.6127
25 | 0.0052841 | 0.0013241 | -0.005284 | -0.0013241 | 1.0644e-07 | 1.2146e-08 | 0.0080081 | 0.0080081 | 0.0080081 | 0.98185 | -0.34773 | 0.98183 | -0.34815 | 2.2
26 | -0.013081 | -0.0032795 | 0.013084 | 0.0032809 | 2.5792e-06 | 1.4287e-06 | 0.019813 | 0.019813 | 0.019813 | 0.98246 | -0.33578 | 0.98268 | -0.33165 | 5.4431
27 | 0.003488 | 0.00087397 | -0.0034878 | -0.00087412 | 2.5357e-07 | -1.4372e-07 | 0.0052862 | 0.0052863 | 0.0052863 | 0.98183 | -0.34815 | 0.98175 | -0.34968 | 1.4523
28 | -0.013084 | -0.0032809 | 0.013087 | 0.0032827 | 3.3034e-06 | 1.8298e-06 | 0.019813 | 0.019813 | 0.019813 | 0.98268 | -0.33165 | 0.98295 | -0.32635 | 5.4431
29 | -0.014707 | -0.0036887 | 0.014708 | 0.0036893 | 9.5716e-07 | 5.4732e-07 | 0.022265 | 0.022265 | 0.022265 | 0.98295 | -0.32635 | 0.98302 | -0.32498 | 6.1168
30 | -0.027587 | -0.0069171 | 0.02761 | 0.0069311 | 2.2553e-05 | 1.3996e-05 | 0.04176 | 0.04176 | 0.04176 | 0.98302 | -0.32498 | 0.98389 | -0.30784 | 11.4726
31 | -0.0013797 | -0.00034578 | 0.0013797 | 0.00034553 | 3.6395e-08 | -2.5049e-07 | 0.0021042 | 0.0021041 | 0.0021042 | 0.97567 | -0.46995 | 0.97569 | -0.4694 | 0.57807
32 | -0.005092 | -0.0012759 | 0.0050921 | 0.0012759 | 8.634e-08 | 7.5737e-09 | 0.0077657 | 0.0077656 | 0.0077657 | 0.97569 | -0.4694 | 0.97571 | -0.46904 | 2.1334
33 | -0.1168 | -0.029663 | 0.11686 | 0.0297 | 5.9157e-05 | 3.7604e-05 | 0.17672 | 0.17672 | 0.17672 | 0.98421 | -0.30163 | 0.98475 | -0.29111 | 24.2753
34 | 0.048328 | 0.012139 | -0.048289 | -0.012114 | 3.8564e-05 | 2.4436e-05 | 0.073036 | 0.073036 | 0.073036 | 0.98475 | -0.29111 | 0.98389 | -0.30784 | 20.0648
35 | -0.16518 | -0.041839 | 0.16541 | 0.041984 | 0.00022678 | 0.00014464 | 0.24976 | 0.24976 | 0.24976 | 0.98475 | -0.29111 | 0.98623 | -0.26256 | 34.3077
36 | 0.02068 | 0.0051834 | -0.020679 | -0.0051828 | 9.9488e-07 | 6.0228e-07 | 0.031275 | 0.031275 | 0.031275 | 0.98389 | -0.30784 | 0.98384 | -0.30885 | 8.5922
37 | -0.17025 | -0.043196 | 0.1705 | 0.043356 | 0.00025104 | 0.00016015 | 0.25706 | 0.25706 | 0.25706 | 0.98623 | -0.26256 | 0.98782 | -0.23195 | 35.3107
38 | 0.0048397 | 0.0012126 | -0.0048394 | -0.0012126 | 3.0055e-07 | 5.5552e-10 | 0.0073019 | 0.007302 | 0.007302 | 0.98623 | -0.26256 | 0.98616 | -0.26387 | 2.006
39 | 0.013417 | 0.0033628 | -0.013416 | -0.0033625 | 6.5035e-07 | 3.6274e-07 | 0.020292 | 0.020292 | 0.020292 | 0.98384 | -0.30885 | 0.98379 | -0.30987 | 5.5748
40 | -0.17383 | -0.04419 | 0.17395 | 0.044269 | 0.00012395 | 7.9078e-05 | 0.26207 | 0.26207 | 0.26207 | 0.98782 | -0.23195 | 0.98859 | -0.21716 | 35.9992
41 | 0.0036593 | 0.00091685 | -0.003659 | -0.00091702 | 3.6084e-07 | -1.7171e-07 | 0.0055215 | 0.0055216 | 0.0055216 | 0.98616 | -0.26387 | 0.98606 | -0.26594 | 1.5169
42 | 0.008238 | 0.0020647 | -0.008237 | -0.0020643 | 1.0037e-06 | 4.235e-07 | 0.01246 | 0.01246 | 0.01246 | 0.98379 | -0.30987 | 0.98366 | -0.31243 | 3.4232
43 | -0.20111 | -0.051084 | 0.20138 | 0.051252 | 0.00026406 | 0.0001686 | 0.30296 | 0.30295 | 0.30296 | 0.98859 | -0.21716 | 0.99 | -0.18992 | 41.6147
44 | 0.027158 | 0.0068143 | -0.027148 | -0.0068077 | 1.064e-05 | 6.5918e-06 | 0.040881 | 0.040882 | 0.040882 | 0.98859 | -0.21716 | 0.98816 | -0.22538 | 11.2312
45 | -0.012314 | -0.0030861 | 0.012316 | 0.0030874 | 2.4181e-06 | 1.3238e-06 | 0.018877 | 0.018876 | 0.018877 | 0.97069 | -0.56598 | 0.97089 | -0.56185 | 5.1859
46 | 0.0088349 | 0.0022142 | -0.0088348 | -0.0022142 | 8.2117e-08 | 3.7798e-08 | 0.013543 | 0.013543 | 0.013543 | 0.97069 | -0.56598 | 0.97068 | -0.56617 | 3.7207
47 | -0.031213 | -0.007827 | 0.031221 | 0.0078319 | 7.8614e-06 | 4.918e-06 | 0.04784 | 0.04784 | 0.04784 | 0.97089 | -0.56185 | 0.97116 | -0.55657 | 13.1428
48 | 0.016277 | 0.004083 | -0.016267 | -0.0040769 | 1.0405e-05 | 6.1083e-06 | 0.024948 | 0.024949 | 0.024949 | 0.97089 | -0.56185 | 0.97022 | -0.57527 | 6.854
49 | 0.0041743 | 0.0010461 | -0.0041742 | -0.0010461 | 1.1052e-07 | -1.8233e-08 | 0.006399 | 0.006399 | 0.006399 | 0.97068 | -0.56617 | 0.97065 | -0.56673 | 1.758
50 | -0.037377 | -0.0093748 | 0.03741 | 0.0093951 | 3.2273e-05 | 2.0329e-05 | 0.057272 | 0.057272 | 0.057272 | 0.97116 | -0.55657 | 0.97208 | -0.53847 | 15.7342
51 | 0.0067613 | 0.0016946 | -0.0067612 | -0.0016945 | 1.2536e-07 | 4.1841e-08 | 0.01037 | 0.01037 | 0.01037 | 0.97022 | -0.57527 | 0.9702 | -0.57566 | 2.8488
52 | -0.0049843 | -0.0012492 | 0.0049847 | 0.0012492 | 4.2327e-07 | 1.8929e-08 | 0.0075406 | 0.0075405 | 0.0075406 | 0.98357 | -0.31421 | 0.98366 | -0.31243 | 2.0716
53 | -0.017153 | -0.0042999 | 0.017155 | 0.004301 | 1.8898e-06 | 1.1129e-06 | 0.025841 | 0.025841 | 0.025841 | 0.98774 | -0.23366 | 0.98786 | -0.23135 | 7.0993
54 | 0.013826 | 0.003466 | -0.013823 | -0.0034646 | 2.4547e-06 | 1.3779e-06 | 0.020828 | 0.020829 | 0.020829 | 0.98774 | -0.23366 | 0.98755 | -0.23739 | 5.7221
55 | -0.02048 | -0.0051345 | 0.020483 | 0.0051361 | 2.6932e-06 | 1.627e-06 | 0.03085 | 0.03085 | 0.03085 | 0.98786 | -0.23135 | 0.988 | -0.22859 | 8.4754
56 | 0.01106 | 0.0027721 | -0.011059 | -0.0027717 | 7.6717e-07 | 3.9675e-07 | 0.016665 | 0.016665 | 0.016665 | 0.98755 | -0.23739 | 0.98747 | -0.23884 | 4.5784
57 | -0.023811 | -0.0059701 | 0.023814 | 0.0059723 | 3.6421e-06 | 2.2342e-06 | 0.035862 | 0.035862 | 0.035862 | 0.988 | -0.22859 | 0.98816 | -0.22538 | 9.8522
58 | 0.0082943 | 0.0020787 | -0.0082939 | -0.0020785 | 4.3171e-07 | 1.8203e-07 | 0.012499 | 0.012499 | 0.012499 | 0.98747 | -0.23884 | 0.98742 | -0.23994 | 3.4337
59 | 0.0055283 | 0.0013854 | -0.0055281 | -0.0013854 | 1.9181e-07 | 2.8497e-08 | 0.008331 | 0.0083311 | 0.0083311 | 0.98742 | -0.23994 | 0.98738 | -0.24066 | 2.2888
60 | 0.002763 | 0.00069239 | -0.0027629 | -0.00069246 | 4.7892e-08 | -6.3559e-08 | 0.0041639 | 0.0041639 | 0.0041639 | 0.98738 | -0.24066 | 0.98736 | -0.24103 | 1.1439
61 | 0.01107 | 0.0027754 | -0.011065 | -0.0027732 | 4.2987e-06 | 2.2129e-06 | 0.016591 | 0.016592 | 0.016592 | 0.99282 | -0.13767 | 0.9924 | -0.14583 | 4.5581
62 | -0.01107 | -0.0027754 | 0.011072 | 0.0027767 | 2.544e-06 | 1.3094e-06 | 0.016591 | 0.016591 | 0.016591 | 0.99282 | -0.13767 | 0.99307 | -0.13285 | 4.5581
63 | 0.0057502 | 0.0014411 | -0.0057496 | -0.001441 | 6.7121e-07 | 1.1852e-07 | 0.008622 | 0.0086221 | 0.0086221 | 0.9924 | -0.14583 | 0.99227 | -0.14828 | 2.3687
64 | -0.021676 | -0.0054343 | 0.021692 | 0.0054443 | 1.646e-05 | 9.9954e-06 | 0.03248 | 0.03248 | 0.03248 | 0.99307 | -0.13285 | 0.99389 | -0.11693 | 8.9231
65 | -0.051205 | -0.012874 | 0.051233 | 0.012892 | 2.7396e-05 | 1.7371e-05 | 0.076495 | 0.076495 | 0.076495 | 0.99626 | -0.071242 | 0.99684 | -0.060045 | 21.0151
66 | -0.19776 | -0.050295 | 0.19801 | 0.050455 | 0.00025027 | 0.00015977 | 0.29546 | 0.29546 | 0.29546 | 0.99684 | -0.060045 | 0.99822 | -0.033815 | 40.5851
67 | 0.14653 | 0.037403 | -0.14641 | -0.037327 | 0.00011886 | 7.5728e-05 | 0.21896 | 0.21896 | 0.21896 | 0.99684 | -0.060045 | 0.99596 | -0.076848 | 30.0776
68 | 0.13603 | 0.034657 | -0.13585 | -0.034544 | 0.00017582 | 0.00011238 | 0.20373 | 0.20373 | 0.20373 | 0.99454 | -0.1038 | 0.99314 | -0.13062 | 55.9687
69 | -0.13871 | -0.03533 | 0.1389 | 0.035445 | 0.00018058 | 0.00011542 | 0.20774 | 0.20774 | 0.20774 | 0.99454 | -0.1038 | 0.99596 | -0.076848 | 57.0723
70 | 0.13355 | 0.033966 | -0.13341 | -0.03388 | 0.00013357 | 8.5367e-05 | 0.20027 | 0.20027 | 0.20027 | 0.99314 | -0.13062 | 0.99205 | -0.1514 | 55.0187
71 | 0.0075111 | 0.0018824 | -0.0075087 | -0.0018815 | 2.3191e-06 | 8.4538e-07 | 0.011222 | 0.011222 | 0.011222 | 0.99596 | -0.076848 | 0.99562 | -0.08333 | 3.083
72 | 0.12965 | 0.032938 | -0.12957 | -0.032888 | 7.757e-05 | 4.9574e-05 | 0.19463 | 0.19463 | 0.19463 | 0.99205 | -0.1514 | 0.99141 | -0.16384 | 53.4691
73 | 0.0039502 | 0.00098968 | -0.00395 | -0.00098977 | 2.5578e-07 | -9.0776e-08 | 0.0059037 | 0.0059038 | 0.0059038 | 0.99562 | -0.08333 | 0.99555 | -0.08469 | 1.6219
74 | 0.1205 | 0.030614 | -0.12046 | -0.030591 | 3.5535e-05 | 2.2705e-05 | 0.18101 | 0.18101 | 0.18101 | 0.99141 | -0.16384 | 0.99109 | -0.16997 | 49.7272
75 | 0.00395 | 0.00098977 | -0.0039497 | -0.00098988 | 3.0277e-07 | -1.0739e-07 | 0.0059038 | 0.0059039 | 0.0059039 | 0.99555 | -0.08469 | 0.99547 | -0.086299 | 1.622
76 | -0.20116 | -0.051244 | 0.20125 | 0.051305 | 9.5102e-05 | 6.0718e-05 | 0.30016 | 0.30016 | 0.30016 | 0.99822 | -0.033815 | 0.99873 | -0.02402 | 41.2302
77 | 0.11686 | 0.029689 | -0.11677 | -0.02963 | 9.2138e-05 | 5.8866e-05 | 0.1756 | 0.1756 | 0.1756 | 0.99109 | -0.16997 | 0.99023 | -0.18636 | 48.2416
78 | -0.20467 | -0.052162 | 0.20477 | 0.052226 | 0.00010148 | 6.4797e-05 | 0.30525 | 0.30525 | 0.30525 | 0.99873 | -0.02402 | 0.99927 | -0.013751 | 41.9296
79 | 0.11341 | 0.028788 | -0.11333 | -0.028734 | 8.4603e-05 | 5.4046e-05 | 0.17055 | 0.17055 | 0.17055 | 0.99023 | -0.18636 | 0.98943 | -0.20188 | 46.8558
80 | 0.11005 | 0.027912 | -0.10989 | -0.027811 | 0.00015786 | 0.00010083 | 0.16562 | 0.16562 | 0.16562 | 0.98943 | -0.20188 | 0.98788 | -0.23176 | 45.4993
81 | 0.10732 | 0.027167 | -0.10725 | -0.027122 | 7.1698e-05 | 4.5793e-05 | 0.16175 | 0.16175 | 0.16175 | 0.98788 | -0.23176 | 0.98716 | -0.24569 | 44.437
82 | -0.22421 | -0.057533 | 0.22456 | 0.057761 | 0.00035616 | 0.0002275 | 0.33496 | 0.33496 | 0.33496 | 0.99742 | -0.048604 | 0.99915 | -0.015921 | 46.0115
83 | 0.22094 | 0.056715 | -0.22078 | -0.056612 | 0.00016106 | 0.00010287 | 0.33009 | 0.33009 | 0.33009 | 0.99742 | -0.048604 | 0.99663 | -0.063636 | 45.3421
84 | -0.22805 | -0.058635 | 0.22823 | 0.058747 | 0.00017659 | 0.00011281 | 0.34016 | 0.34016 | 0.34016 | 0.99915 | -0.015921 | 1 | 0 | 46.7247
85 | 0.21768 | 0.055836 | -0.21753 | -0.055735 | 0.00015842 | 0.00010118 | 0.32547 | 0.32547 | 0.32547 | 0.99663 | -0.063636 | 0.99584 | -0.078651 | 44.7073
86 | 0.20804 | 0.0531 | -0.20791 | -0.053011 | 0.00013812 | 8.8198e-05 | 0.30991 | 0.30991 | 0.30991 | 1 | 0 | 0.99927 | -0.013751 | 42.5704
87 | 0.21422 | 0.054907 | -0.21407 | -0.054811 | 0.00015017 | 9.5908e-05 | 0.32054 | 0.32054 | 0.32054 | 0.99584 | -0.078651 | 0.99508 | -0.093124 | 44.0296
88 | 0.21105 | 0.054053 | -0.21078 | -0.05388 | 0.00027073 | 0.00017289 | 0.31601 | 0.31601 | 0.31601 | 0.99508 | -0.093124 | 0.99368 | -0.11964 | 43.408
89 | 0.20729 | 0.053005 | -0.20681 | -0.052701 | 0.00047626 | 0.00030413 | 0.31078 | 0.31078 | 0.31078 | 0.99368 | -0.11964 | 0.99119 | -0.16724 | 42.6899
90 | -0.0044493 | -0.0011151 | 0.0044498 | 0.0011151 | 5.0641e-07 | -5.568e-08 | 0.0067248 | 0.0067247 | 0.0067248 | 0.98452 | -0.29681 | 0.98464 | -0.29442 | 1.8475
91 | -0.085539 | -0.021594 | 0.085624 | 0.021648 | 8.5184e-05 | 5.4345e-05 | 0.12932 | 0.12932 | 0.12932 | 0.98464 | -0.29442 | 0.98571 | -0.27365 | 35.5285
92 | 0.081089 | 0.020479 | -0.081065 | -0.020464 | 2.3803e-05 | 1.518e-05 | 0.1226 | 0.1226 | 0.1226 | 0.98464 | -0.29442 | 0.98433 | -0.30055 | 33.6811
93 | -0.088104 | -0.02227 | 0.088139 | 0.022292 | 3.4785e-05 | 2.2195e-05 | 0.13307 | 0.13307 | 0.13307 | 0.98571 | -0.27365 | 0.98614 | -0.26542 | 36.557
94 | 0.06924 | 0.017499 | -0.069136 | -0.017433 | 0.00010429 | 6.6424e-05 | 0.10472 | 0.10472 | 0.10472 | 0.98433 | -0.30055 | 0.98271 | -0.33201 | 28.7701
95 | 0.011825 | 0.0029647 | -0.011821 | -0.0029628 | 3.52e-06 | 1.8796e-06 | 0.017876 | 0.017877 | 0.017877 | 0.98433 | -0.30055 | 0.98401 | -0.3068 | 4.9111
96 | 0.10469 | 0.026481 | -0.10462 | -0.026433 | 7.4893e-05 | 4.7829e-05 | 0.1579 | 0.1579 | 0.1579 | 0.98716 | -0.24569 | 0.98639 | -0.26061 | 43.3787
97 | 0.10222 | 0.025832 | -0.1022 | -0.025817 | 2.3591e-05 | 1.5064e-05 | 0.15428 | 0.15428 | 0.15428 | 0.98639 | -0.26061 | 0.98614 | -0.26542 | 42.3849
98 | 0.014058 | 0.0035251 | -0.014052 | -0.0035219 | 5.7929e-06 | 3.2697e-06 | 0.021214 | 0.021214 | 0.021214 | 0.98614 | -0.26542 | 0.98569 | -0.27407 | 5.828
99 | -0.0095425 | -0.0023913 | 0.0095438 | 0.0023919 | 1.3078e-06 | 6.3128e-07 | 0.014553 | 0.014553 | 0.014553 | 0.97571 | -0.46904 | 0.97586 | -0.46617 | 3.998
100 | -0.014311 | -0.0035866 | 0.014315 | 0.0035893 | 4.6186e-06 | 2.6327e-06 | 0.021821 | 0.021821 | 0.021821 | 0.97586 | -0.46617 | 0.9762 | -0.45939 | 5.9949
101 | -0.018805 | -0.0047144 | 0.018807 | 0.0047158 | 2.3422e-06 | 1.404e-06 | 0.028664 | 0.028664 | 0.028664 | 0.9762 | -0.45939 | 0.97633 | -0.45678 | 7.8748
102 | -0.023692 | -0.0059402 | 0.0237 | 0.0059449 | 7.6665e-06 | 4.7104e-06 | 0.03611 | 0.03611 | 0.03611 | 0.97633 | -0.45678 | 0.97668 | -0.44999 | 9.9203
103 | 0.00082061 | 0.00020212 | -0.00082047 | -0.00020491 | 1.3457e-07 | -2.7899e-06 | 0.001249 | 0.00125 | 0.00125 | 0.97668 | -0.44999 | 0.9765 | -0.45346 | 0.3434
104 | -0.028936 | -0.0072537 | 0.028952 | 0.0072637 | 1.6104e-05 | 1.003e-05 | 0.044086 | 0.044086 | 0.044086 | 0.97668 | -0.44999 | 0.97727 | -0.43832 | 12.1116
105 | 0.045949 | 0.011552 | -0.045943 | -0.011548 | 6.4279e-06 | 4.0696e-06 | 0.069825 | 0.069825 | 0.069825 | 0.97938 | -0.39689 | 0.97923 | -0.39982 | 19.1827
106 | -0.050151 | -0.012605 | 0.050198 | 0.012635 | 4.706e-05 | 2.9846e-05 | 0.076209 | 0.076208 | 0.076209 | 0.97938 | -0.39689 | 0.98039 | -0.37726 | 20.9364
107 | 0.041219 | 0.010364 | -0.041188 | -0.010344 | 3.1327e-05 | 1.9782e-05 | 0.062647 | 0.062647 | 0.062647 | 0.97923 | -0.39982 | 0.97842 | -0.41575 | 17.2108
108 | -0.054018 | -0.013592 | 0.054041 | 0.013607 | 2.2662e-05 | 1.439e-05 | 0.082007 | 0.082007 | 0.082007 | 0.98039 | -0.37726 | 0.98084 | -0.36848 | 22.5295
109 | 0.037003 | 0.0092954 | -0.036985 | -0.0092843 | 1.7613e-05 | 1.1086e-05 | 0.056283 | 0.056283 | 0.056283 | 0.97842 | -0.41575 | 0.97791 | -0.42573 | 15.4624
110 | -0.060486 | -0.015222 | 0.060523 | 0.015245 | 3.6293e-05 | 2.3082e-05 | 0.091785 | 0.091785 | 0.091785 | 0.98084 | -0.36848 | 0.98148 | -0.35593 | 25.2158
111 | 0.032693 | 0.0082087 | -0.032674 | -0.0081964 | 1.9625e-05 | 1.2295e-05 | 0.049752 | 0.049752 | 0.049752 | 0.97791 | -0.42573 | 0.97727 | -0.43832 | 13.6682
112 | -0.065164 | -0.016408 | 0.065239 | 0.016456 | 7.4615e-05 | 4.7496e-05 | 0.098822 | 0.098822 | 0.098822 | 0.98148 | -0.35593 | 0.98271 | -0.33201 | 27.149
113 | 0.00082047 | 0.00020491 | -0.00082044 | -0.00020562 | 3.4338e-08 | -7.1098e-07 | 0.00125 | 0.0012503 | 0.0012503 | 0.9765 | -0.45346 | 0.97646 | -0.45434 | 0.34348
114 | 0.0083345 | 0.0020889 | -0.008334 | -0.0020887 | 4.6332e-07 | 1.9773e-07 | 0.012603 | 0.012604 | 0.012604 | 0.98401 | -0.3068 | 0.98395 | -0.30796 | 3.4625
115 | -0.20391 | -0.051887 | 0.20413 | 0.05203 | 0.00022317 | 0.0001425 | 0.30676 | 0.30676 | 0.30676 | 0.99 | -0.18992 | 0.99119 | -0.16724 | 42.1377

## res_trafo
| p_hv_mw | q_hv_mvar | p_lv_mw | q_lv_mvar | pl_mw | ql_mvar | i_hv_ka | i_lv_ka | vm_hv_pu | va_hv_degree | vm_lv_pu | va_lv_degree | loading_percent
0 | -1.2729e-15 | -1.3162e-15 | 0.00165 | 1.2699e-07 | 0.00165 | 1.2699e-07 | 5.2857e-17 | 0.0023815 | 0.99998 | 149.9956 | 1 | 0 | 0.2619

## res_ext_grid
| p_mw | q_mvar
0 | 0.44132 | 0.1127

## res_load
| p_mw | q_mvar
0 | 0.0075399 | 0.0018897
1 | 0.0033428 | 0.0008378
2 | 0.0046219 | 0.0011584
3 | 0.0027652 | 0.00069301
4 | 0.0038846 | 0.00097357
5 | 0.0079806 | 0.0020001
6 | 0.0080305 | 0.0020126
7 | 0.0078535 | 0.0019683
8 | 0.0022219 | 0.00055687
9 | 0.0022195 | 0.00055625
10 | 0.00078883 | 0.0001977
11 | 0.0027878 | 0.00069868
12 | 0.0019957 | 0.00050016
13 | 0.001796 | 0.00045012
14 | 0.00162 | 0.00040602
15 | 0.0034878 | 0.00087412
16 | 0.012879 | 0.0032278
17 | 0.0013797 | 0.00034578
18 | 0.0037123 | 0.00093039
19 | 0.011242 | 0.0028176
20 | 0.0072619 | 0.00182
21 | 0.0033275 | 0.00083396
22 | 0.00118 | 0.00029575
23 | 0.005178 | 0.0012977
24 | 0.003659 | 0.00091702
25 | 0.0034789 | 0.0008719
26 | 0.0026196 | 0.00065653
27 | 0.0046605 | 0.001168
28 | 0.0061563 | 0.0015429
29 | 0.0095057 | 0.0023823
30 | 0.0041742 | 0.0010461
31 | 0.0067612 | 0.0016945
32 | 0.0049843 | 0.0012492
33 | 0.0032523 | 0.0008151
34 | 0.0033276 | 0.00083397
35 | 0.0033254 | 0.00083342
36 | 0.0027629 | 0.00069245
37 | 0.0033275 | 0.00083396
38 | 0.0027651 | 0.00069301
39 | 0.0033334 | 0.00083544
40 | 0.0027656 | 0.00069311
41 | 0.0027652 | 0.00069301
42 | 0.0053151 | 0.0013321
43 | 0.010604 | 0.0026575
44 | 0.012409 | 0.0031101
45 | 0.008747 | 0.0021922
46 | 0.012176 | 0.0030517
47 | 0.012801 | 0.0032083
48 | 0.0022245 | 0.00055751
49 | 0.0057496 | 0.001441
50 | 0.002685 | 0.00067293
51 | 0.0023079 | 0.00057842
52 | 0.0037606 | 0.0009425
53 | 0.0035585 | 0.00089185
54 | 0.0090748 | 0.0022743
55 | 0.0031508 | 0.00078966
56 | 0.0036017 | 0.00090268
57 | 0.0039497 | 0.00098988
58 | 0.0034176 | 0.00085652
59 | 0.003357 | 0.00084135
60 | 0.0032833 | 0.00082286
61 | 0.002567 | 0.00064335
62 | 0.0032666 | 0.00081869
63 | 0.0034867 | 0.00087384
64 | 0.0030952 | 0.00077574
65 | 0.0033994 | 0.00085198
66 | 0.0033018 | 0.00082752
67 | 0.0031326 | 0.00078511
68 | 0.0030263 | 0.00075845
69 | 0.0034916 | 0.00087508
70 | 0.0044493 | 0.0011151
71 | 0.00248 | 0.00062155
72 | 0.0025556 | 0.00064051
73 | 0.0023979 | 0.00060097
74 | 0.014052 | 0.0035219
75 | 0.0044504 | 0.0011154
76 | 0.0047669 | 0.0011947
77 | 0.0044894 | 0.0011251
78 | 0.0048853 | 0.0012244
79 | 0.0044157 | 0.0011067
80 | 0.0042015 | 0.001053
81 | 0.0047235 | 0.0011838
82 | 0.0038207 | 0.00095755
83 | 0.0041848 | 0.0010488
84 | 0.0064453 | 0.0016153
85 | 0.004292 | 0.0010757
86 | 0.0046416 | 0.0011633
87 | 0.0037214 | 0.00093266
88 | 0.0038969 | 0.00097666
89 | 0.00082044 | 0.00020562
90 | 0.003487 | 0.00087392
91 | 0.008334 | 0.0020887
92 | 0.0025332 | 0.00063487
93 | 0.0027629 | 0.00069246
94 | 0.0026777 | 0.0006711

## dtypes
| element | column | dtype
0 | bus | name | object
1 | bus | vn_kv | float64
2 | bus | type | object
3 | bus | zone | object
4 | bus | in_service | bool
5 | load | name | object
6 | load | bus | uint32
7 | load | p_mw | float64
8 | load | q_mvar | float64
9 | load | const_z_percent | float64
10 | load | const_i_percent | float64
11 | load | sn_mva | float64
12 | load | scaling | float64
13 | load | in_service | bool
14 | load | type | object
15 | ext_grid | name | object
16 | ext_grid | bus | uint32
17 | ext_grid | vm_pu | float64
18 | ext_grid | va_degree | float64
19 | ext_grid | slack_weight | float64
20 | ext_grid | in_service | bool
21 | line | name | object
22 | line | std_type | object
23 | line | from_bus | uint32
24 | line | to_bus | uint32
25 | line | length_km | float64
26 | line | r_ohm_per_km | float64
27 | line | x_ohm_per_km | float64
28 | line | c_nf_per_km | float64
29 | line | g_us_per_km | float64
30 | line | max_i_ka | float64
31 | line | df | float64
32 | line | parallel | uint32
33 | line | type | object
34 | line | in_service | bool
35 | trafo | name | object
36 | trafo | std_type | object
37 | trafo | hv_bus | uint32
38 | trafo | lv_bus | uint32
39 | trafo | sn_mva | float64
40 | trafo | vn_hv_kv | float64
41 | trafo | vn_lv_kv | float64
42 | trafo | vk_percent | float64
43 | trafo | vkr_percent | float64
44 | trafo | pfe_kw | float64
45 | trafo | i0_percent | float64
46 | trafo | shift_degree | float64
47 | trafo | tap_side | object
48 | trafo | tap_neutral | int32
49 | trafo | tap_min | int32
50 | trafo | tap_max | int32
51 | trafo | tap_step_percent | float64
52 | trafo | tap_step_degree | float64
53 | trafo | tap_pos | int32
54 | trafo | tap_phase_shifter | bool
55 | trafo | parallel | uint32
56 | trafo | df | float64
57 | trafo | in_service | bool
58 | line_geodata | coords | object
59 | bus_geodata | x | float64
60 | bus_geodata | y | float64
61 | bus_geodata | coords | object
62 | res_bus | vm_pu | float64
63 | res_bus | va_degree | float64
64 | res_bus | p_mw | float64
65 | res_bus | q_mvar | float64
66 | res_line | p_from_mw | float64
67 | res_line | q_from_mvar | float64
68 | res_line | p_to_mw | float64
69 | res_line | q_to_mvar | float64
70 | res_line | pl_mw | float64
71 | res_line | ql_mvar | float64
72 | res_line | i_from_ka | float64
73 | res_line | i_to_ka | float64
74 | res_line | i_ka | float64
75 | res_line | vm_from_pu | float64
76 | res_line | va_from_degree | float64
77 | res_line | vm_to_pu | float64
78 | res_line | va_to_degree | float64
79 | res_line | loading_percent | float64
80 | res_trafo | p_hv_mw | float64
81 | res_trafo | q_hv_mvar | float64
82 | res_trafo | p_lv_mw | float64
83 | res_trafo | q_lv_mvar | float64
84 | res_trafo | pl_mw | float64
85 | res_trafo | ql_mvar | float64
86 | res_trafo | i_hv_ka | float64
87 | res_trafo | i_lv_ka | float64
88 | res_trafo | vm_hv_pu | float64
89 | res_trafo | va_hv_degree | float64
90 | res_trafo | vm_lv_pu | float64
91 | res_trafo | va_lv_degree | float64
92 | res_trafo | loading_percent | float64
93 | res_ext_grid | p_mw | float64
94 | res_ext_grid | q_mvar | float64
95 | res_load | p_mw | float64
96 | res_load | q_mvar | float64

## parameters
| version | format_version | converged | OPF_converged | name | f_hz | sn_mva
0 | 2.14.6 | 2.14.0 | TRUE | FALSE |  | 50 | 1