## bus
| name | vn_kv | type | zone | in_service
0 | bus_LV_1216-5_0_4_node_0 | 0.4 | n |  | TRUE
1 | bus_LV_1216-5_0_4_node_1 | 0.4 | n |  | TRUE
2 | bus_LV_1216-5_0_4_node_129 | 0.4 | n |  | TRUE
3 | bus_LV_1216-5_0_4_node_2 | 0.4 | n |  | TRUE
4 | bus_LV_1216-5_0_4_node_130 | 0.4 | n |  | TRUE
5 | bus_LV_1216-5_0_4_node_138 | 0.4 | n |  | TRUE
6 | bus_LV_1216-5_0_4_node_3 | 0.4 | n |  | TRUE
7 | bus_LV_1216-5_0_4_node_4 | 0.4 | n |  | TRUE
8 | bus_LV_1216-5_0_4_node_5 | 0.4 | n |  | TRUE
9 | bus_LV_1216-5_0_4_node_48 | 0.4 | n |  | TRUE
10 | bus_LV_1216-5_0_4_node_47 | 0.4 | n |  | TRUE
11 | bus_LV_1216-5_0_4_node_6 | 0.4 | n |  | TRUE
12 | bus_LV_1216-5_0_4_node_7 | 0.4 | n |  | TRUE
13 | bus_LV_1216-5_0_4_node_8 | 0.4 | n |  | TRUE
14 | bus_LV_1216-5_0_4_node_9 | 0.4 | n |  | TRUE
15 | bus_LV_1216-5_0_4_node_10 | 0.4 | n |  | TRUE
16 | bus_LV_1216-5_0_4_node_11 | 0.4 | n |  | TRUE
17 | bus_LV_1216-5_0_4_node_38 | 0.4 | n |  | TRUE
18 | bus_LV_1216-5_0_4_node_26 | 0.4 | n |  | TRUE
19 | bus_LV_1216-5_0_4_node_13 | 0.4 | n |  | TRUE
20 | bus_LV_1216-5_0_4_node_34 | 0.4 | n |  | TRUE
21 | bus_LV_1216-5_0_4_node_24 | 0.4 | n |  | TRUE
22 | bus_LV_1216-5_0_4_node_23 | 0.4 | n |  | TRUE
23 | bus_LV_1216-5_0_4_node_12 | 0.4 | n |  | TRUE
24 | bus_LV_1216-5_0_4_node_14 | 0.4 | n |  | TRUE
25 | bus_LV_1216-5_0_4_node_15 | 0.4 | n |  | TRUE
26 | bus_LV_1216-5_0_4_node_16 | 0.4 | n |  | TRUE
27 | bus_LV_1216-5_0_4_node_46 | 0.4 | n |  | TRUE
28 | bus_LV_1216-5_0_4_node_17 | 0.4 | n |  | TRUE
29 | bus_LV_1216-5_0_4_node_18 | 0.4 | n |  | TRUE
30 | bus_LV_1216-5_0_4_node_19 | 0.4 | n |  | TRUE
31 | bus_LV_1216-5_0_4_node_20 | 0.4 | n |  | TRUE
32 | bus_LV_1216-5_0_4_node_21 | 0.4 | n |  | TRUE
33 | bus_LV_1216-5_0_4_node_35 | 0.4 | n |  | TRUE
34 | bus_LV_1216-5_0_4_node_22 | 0.4 | n |  | TRUE
35 | bus_LV_1216-5_0_4_node_33 | 0.4 | n |  | TRUE
36 | bus_LV_1216-5_0_4_node_25 | 0.4 | n |  | TRUE
37 | bus_LV_1216-5_0_4_node_113 | 0.4 | n |  | TRUE
38 | bus_LV_1216-5_0_4_node_111 | 0.4 | n |  | TRUE
39 | bus_LV_1216-5_0_4_node_27 | 0.4 | n |  | TRUE
40 | bus_LV_1216-5_0_4_node_28 | 0.4 | n |  | TRUE
41 | bus_LV_1216-5_0_4_node_29 | 0.4 | n |  | TRUE
42 | bus_LV_1216-5_0_4_node_30 | 0.4 | n |  | TRUE
43 | bus_LV_1216-5_0_4_node_31 | 0.4 | n |  | TRUE
44 | bus_LV_1216-5_0_4_node_32 | 0.4 | n |  | TRUE
45 | bus_LV_1216-5_0_4_node_41 | 0.4 | n |  | TRUE
46 | bus_LV_1216-5_0_4_node_106 | 0.4 | n |  | TRUE
47 | bus_LV_1216-5_0_4_node_36 | 0.4 | n |  | TRUE
48 | bus_LV_1216-5_0_4_node_43 | 0.4 | n |  | TRUE
49 | bus_LV_1216-5_0_4_node_40 | 0.4 | n |  | TRUE
50 | bus_LV_1216-5_0_4_node_107 | 0.4 | n |  | TRUE
51 | bus_LV_1216-5_0_4_node_37 | 0.4 | n |  | TRUE
52 | bus_LV_1216-5_0_4_node_141 | 0.4 | n |  | TRUE
53 | bus_LV_1216-5_0_4_node_42 | 0.4 | n |  | TRUE
54 | bus_LV_1216-5_0_4_node_45 | 0.4 | n |  | TRUE
55 | bus_LV_1216-5_0_4_node_54 | 0.4 | n |  | TRUE
56 | bus_LV_1216-5_0_4_node_88 | 0.4 | n |  | TRUE
57 | bus_LV_1216-5_0_4_node_67 | 0.4 | n |  | TRUE
58 | bus_LV_1216-5_0_4_node_55 | 0.4 | n |  | TRUE
59 | bus_LV_1216-5_0_4_node_49 | 0.4 | n |  | TRUE
60 | bus_LV_1216-5_0_4_node_50 | 0.4 | n |  | TRUE
61 | bus_LV_1216-5_0_4_node_51 | 0.4 | n |  | TRUE
62 | bus_LV_1216-5_0_4_node_52 | 0.4 | n |  | TRUE
63 | bus_LV_1216-5_0_4_node_53 | 0.4 | n |  | TRUE
64 | bus_LV_1216-5_0_4_node_128 | 0.4 | n |  | TRUE
65 | bus_LV_1216-5_0_4_node_104 | 0.4 | n |  | TRUE
66 | bus_LV_1216-5_0_4_node_118 | 0.4 | n |  | TRUE
67 | bus_LV_1216-5_0_4_node_133 | 0.4 | n |  | TRUE
68 | bus_LV_1216-5_0_4_node_103 | 0.4 | n |  | TRUE
69 | bus_LV_1216-5_0_4_node_119 | 0.4 | n |  | TRUE
70 | bus_LV_1216-5_0_4_node_75 | 0.4 | n |  | TRUE
71 | bus_LV_1216-5_0_4_node_102 | 0.4 | n |  | TRUE
72 | bus_LV_1216-5_0_4_node_56 | 0.4 | n |  | TRUE
73 | bus_LV_1216-5_0_4_node_57 | 0.4 | n |  | TRUE
74 | bus_LV_1216-5_0_4_node_58 | 0.4 | n |  | TRUE
75 | bus_LV_1216-5_0_4_node_59 | 0.4 | n |  | TRUE
76 | bus_LV_1216-5_0_4_node_74 | 0.4 | n |  | TRUE
77 | bus_LV_1216-5_0_4_node_71 | 0.4 | n |  | TRUE
78 | bus_LV_1216-5_0_4_node_76 | 0.4 | n |  | TRUE
79 | bus_LV_1216-5_0_4_node_72 | 0.4 | n |  | TRUE
80 | bus_LV_1216-5_0_4_node_60 | 0.4 | n |  | TRUE
81 | bus_LV_1216-5_0_4_node_61 | 0.4 | n |  | TRUE
82 | bus_LV_1216-5_0_4_node_62 | 0.4 | n |  | TRUE
83 | bus_LV_1216-5_0_4_node_63 | 0.4 | n |  | TRUE
84 | bus_LV_1216-5_0_4_node_125 | 0.4 | n |  | TRUE
85 | bus_LV_1216-5_0_4_node_64 | 0.4 | n |  | TRUE
86 | bus_LV_1216-5_0_4_node_68 | 0.4 | n |  | TRUE
87 | bus_LV_1216-5_0_4_node_126 | 0.4 | n |  | TRUE
88 | bus_LV_1216-5_0_4_node_127 | 0.4 | n |  | TRUE
89 | bus_LV_1216-5_0_4_node_65 | 0.4 | n |  | TRUE
90 | bus_LV_1216-5_0_4_node_69 | 0.4 | n |  | TRUE
91 | bus_LV_1216-5_0_4_node_66 | 0.4 | n |  | TRUE
92 | bus_LV_1216-5_0_4_node_70 | 0.4 | n |  | TRUE
93 | bus_LV_1216-5_0_4_node_97 | 0.4 | n |  | TRUE
94 | bus_LV_1216-5_0_4_node_98 | 0.4 | n |  | TRUE
95 | bus_LV_1216-5_0_4_node_73 | 0.4 | n |  | TRUE
96 | bus_LV_1216-5_0_4_node_83 | 0.4 | n |  | TRUE
97 | bus_LV_1216-5_0_4_node_80 | 0.4 | n |  | TRUE
98 | bus_LV_1216-5_0_4_node_105 | 0.4 | n |  | TRUE
99 | bus_LV_1216-5_0_4_node_81 | 0.4 | n |  | TRUE
100 | bus_LV_1216-5_0_4_node_77 | 0.4 | n |  | TRUE
101 | bus_LV_1216-5_0_4_node_78 | 0.4 | n |  | TRUE
102 | bus_LV_1216-5_0_4_node_79 | 0.4 | n |  | TRUE
103 | bus_LV_1216-5_0_4_node_92 | 0.4 | n |  | TRUE
104 | bus_LV_1216-5_0_4_node_89 | 0.4 | n |  | TRUE
105 | bus_LV_1216-5_0_4_node_94 | 0.4 | n |  | TRUE
106 | bus_LV_1216-5_0_4_node_108 | 0.4 | n |  | TRUE
107 | bus_LV_1216-5_0_4_node_90 | 0.4 | n |  | TRUE
108 | bus_LV_1216-5_0_4_node_96 | 0.4 | n |  | TRUE
109 | bus_LV_1216-5_0_4_node_93 | 0.4 | n |  | TRUE
110 | bus_LV_1216-5_0_4_node_82 | 0.4 | n |  | TRUE
111 | bus_LV_1216-5_0_4_node_114 | 0.4 | n |  | TRUE
112 | bus_LV_1216-5_0_4_node_84 | 0.4 | n |  | TRUE
113 | bus_LV_1216-5_0_4_node_85 | 0.4 | n |  | TRUE
114 | bus_LV_1216-5_0_4_node_86 | 0.4 | n |  | TRUE
115 | bus_LV_1216-5_0_4_node_91 | 0.4 | n |  | TRUE
116 | bus_LV_1216-5_0_4_node_101 | 0.4 | n |  | TRUE
117 | bus_LV_1216-5_0_4_node_100 | 0.4 | n |  | TRUE
118 | bus_LV_1216-5_0_4_node_109 | 0.4 | n |  | TRUE
119 | bus_LV_1216-5_0_4_node_95 | 0.4 | n |  | TRUE
120 | bus_LV_1216-5_0_4_node_139 | 0.4 | n |  | TRUE
121 | bus_LV_1216-5_0_4_node_140 | 0.4 | n |  | TRUE
122 | bus_LV_1216-5_0_4_node_99 | 0.4 | n |  | TRUE
123 | bus_LV_1216-5_0_4_node_115 | 0.4 | n |  | TRUE
124 | bus_LV_1216-5_0_4_node_110 | 0.4 | n |  | TRUE
125 | bus_LV_1216-5_0_4_node_112 | 0.4 | n |  | TRUE
126 | bus_LV_1216-5_0_4_node_116 | 0.4 | n |  | TRUE
127 | bus_LV_1216-5_0_4_node_117 | 0.4 | n |  | TRUE
128 | bus_LV_1216-5_0_4_node_121 | 0.4 | n |  | TRUE
129 | bus_LV_1216-5_0_4_node_123 | 0.4 | n |  | TRUE
130 | bus_LV_1216-5_0_4_node_120 | 0.4 | n |  | TRUE
131 | bus_LV_1216-5_0_4_node_135 | 0.4 | n |  | TRUE
132 | bus_LV_1216-5_0_4_node_137 | 0.4 | n |  | TRUE
133 | bus_LV_1216-5_0_4_node_122 | 0.4 | n |  | TRUE
134 | bus_LV_1216-5_0_4_node_136 | 0.4 | n |  | TRUE
135 | bus_LV_1216-5_0_4_node_124 | 0.4 | n |  | TRUE
136 | bus_LV_1216-5_0_4_node_132 | 0.4 | n |  | TRUE
137 | bus_LV_1216-5_0_4_node_131 | 0.4 | n |  | TRUE
138 | bus_LV_1216-5_0_4_node_134 | 0.4 | n |  | TRUE
139 | bus_MV_11_0_node_160 | 20 | n |  | TRUE

## load
| name | bus | p_mw | q_mvar | const_z_percent | const_i_percent | sn_mva | scaling | in_service | type
0 | LV_1216-5_0_4_load_0 | 0 | 0.00028352 | 7.1057e-05 | 0 | 0 |  | 1 | TRUE | wye
1 | LV_1216-5_0_4_load_129 | 2 | 0.0011562 | 0.00028978 | 0 | 0 |  | 1 | TRUE | wye
2 | LV_1216-5_0_4_load_130 | 4 | 0.001427 | 0.00035765 | 0 | 0 |  | 1 | TRUE | wye
3 | LV_1216-5_0_4_load_138 | 5 | 0.0011316 | 0.0002836 | 0 | 0 |  | 1 | TRUE | wye
4 | LV_1216-5_0_4_load_3 | 6 | 0.0030682 | 0.00076897 | 0 | 0 |  | 1 | TRUE | wye
5 | LV_1216-5_0_4_load_4 | 7 | 0.0033223 | 0.00083265 | 0 | 0 |  | 1 | TRUE | wye
6 | LV_1216-5_0_4_load_48 | 9 | 0.001339 | 0.00033558 | 0 | 0 |  | 1 | TRUE | wye
7 | LV_1216-5_0_4_load_6 | 11 | 0.0033684 | 0.00084421 | 0 | 0 |  | 1 | TRUE | wye
8 | LV_1216-5_0_4_load_7 | 12 | 0.0035563 | 0.0008913 | 0 | 0 |  | 1 | TRUE | wye
9 | LV_1216-5_0_4_load_9 | 14 | 0.0053326 | 0.0013365 | 0 | 0 |  | 1 | TRUE | wye
10 | LV_1216-5_0_4_load_11 | 16 | 0.0023021 | 0.00057697 | 0 | 0 |  | 1 | TRUE | wye
11 | LV_1216-5_0_4_load_38 | 17 | 0.011648 | 0.0029193 | 0 | 0 |  | 1 | TRUE | wye
12 | LV_1216-5_0_4_load_26 | 18 | 0.0020415 | 0.00051164 | 0 | 0 |  | 1 | TRUE | wye
13 | LV_1216-5_0_4_load_13 | 19 | 0.00095301 | 0.00023885 | 0 | 0 |  | 1 | TRUE | wye
14 | LV_1216-5_0_4_load_34 | 20 | 0.0064406 | 0.0016142 | 0 | 0 |  | 1 | TRUE | wye
15 | LV_1216-5_0_4_load_24 | 21 | 0.005813 | 0.0014569 | 0 | 0 |  | 1 | TRUE | wye
16 | LV_1216-5_0_4_load_12 | 23 | 0.00082384 | 0.00020647 | 0 | 0 |  | 1 | TRUE | wye
17 | LV_1216-5_0_4_load_15 | 25 | 0.00058706 | 0.00014713 | 0 | 0 |  | 1 | TRUE | wye
18 | LV_1216-5_0_4_load_16 | 26 | 0.0022509 | 0.00056412 | 0 | 0 |  | 1 | TRUE | wye
19 | LV_1216-5_0_4_load_46 | 27 | 0.0030102 | 0.00075442 | 0 | 0 |  | 1 | TRUE | wye
20 | LV_1216-5_0_4_load_17 | 28 | 0.0018574 | 0.00046551 | 0 | 0 |  | 1 | TRUE | wye
21 | LV_1216-5_0_4_load_18 | 29 | 0.0035412 | 0.0008875 | 0 | 0 |  | 1 | TRUE | wye
22 | LV_1216-5_0_4_load_19 | 30 | 0.0043971 | 0.001102 | 0 | 0 |  | 1 | TRUE | wye
23 | LV_1216-5_0_4_load_20 | 31 | 0.004912 | 0.0012311 | 0 | 0 |  | 1 | TRUE | wye
24 | LV_1216-5_0_4_load_21 | 32 | 0.0049071 | 0.0012298 | 0 | 0 |  | 1 | TRUE | wye
25 | LV_1216-5_0_4_load_35 | 33 | 0.0042038 | 0.0010536 | 0 | 0 |  | 1 | TRUE | wye
26 | LV_1216-5_0_4_load_22 | 34 | 0.0058368 | 0.0014628 | 0 | 0 |  | 1 | TRUE | wye
27 | LV_1216-5_0_4_load_33 | 35 | 0.005853 | 0.0014669 | 0 | 0 |  | 1 | TRUE | wye
28 | LV_1216-5_0_4_load_25 | 36 | 0.0018614 | 0.0004665 | 0 | 0 |  | 1 | TRUE | wye
29 | LV_1216-5_0_4_load_113 | 37 | 0.0035579 | 0.0008917 | 0 | 0 |  | 1 | TRUE | wye
30 | LV_1216-5_0_4_load_27 | 39 | 0.0056103 | 0.0014061 | 0 | 0 |  | 1 | TRUE | wye
31 | LV_1216-5_0_4_load_31 | 43 | 0.0026465 | 0.00066326 | 0 | 0 |  | 1 | TRUE | wye
32 | LV_1216-5_0_4_load_32 | 44 | 0.0056938 | 0.001427 | 0 | 0 |  | 1 | TRUE | wye
33 | LV_1216-5_0_4_load_106 | 46 | 0.0031938 | 0.00080043 | 0 | 0 |  | 1 | TRUE | wye
34 | LV_1216-5_0_4_load_43 | 48 | 0.0052147 | 0.0013069 | 0 | 0 |  | 1 | TRUE | wye
35 | LV_1216-5_0_4_load_40 | 49 | 0.004001 | 0.0010028 | 0 | 0 |  | 1 | TRUE | wye
36 | LV_1216-5_0_4_load_107 | 50 | 0.0012131 | 0.00030404 | 0 | 0 |  | 1 | TRUE | wye
37 | LV_1216-5_0_4_load_141 | 52 | 0.0025909 | 0.00064933 | 0 | 0 |  | 1 | TRUE | wye
38 | LV_1216-5_0_4_load_45 | 54 | 0.001531 | 0.00038371 | 0 | 0 |  | 1 | TRUE | wye
39 | LV_1216-5_0_4_load_54 | 55 | 0.004612 | 0.0011559 | 0 | 0 |  | 1 | TRUE | wye
40 | LV_1216-5_0_4_load_88 | 56 | 0.0043981 | 0.0011023 | 0 | 0 |  | 1 | TRUE | wye
41 | LV_1216-5_0_4_load_67 | 57 | 0.0058163 | 0.0014577 | 0 | 0 |  | 1 | TRUE | wye
42 | LV_1216-5_0_4_load_55 | 58 | 0.0027831 | 0.0006975 | 0 | 0 |  | 1 | TRUE | wye
43 | LV_1216-5_0_4_load_49 | 59 | 0.0066475 | 0.001666 | 0 | 0 |  | 1 | TRUE | wye
44 | LV_1216-5_0_4_load_50 | 60 | 0.0066094 | 0.0016565 | 0 | 0 |  | 1 | TRUE | wye
45 | LV_1216-5_0_4_load_51 | 61 | 0.00052136 | 0.00013066 | 0 | 0 |  | 1 | TRUE | wye
46 | LV_1216-5_0_4_load_53 | 63 | 0.0039452 | 0.00098875 | 0 | 0 |  | 1 | TRUE | wye
47 | LV_1216-5_0_4_load_104 | 65 | 0.0053246 | 0.0013345 | 0 | 0 |  | 1 | TRUE | wye
48 | LV_1216-5_0_4_load_118 | 66 | 0.0015816 | 0.00039639 | 0 | 0 |  | 1 | TRUE | wye
49 | LV_1216-5_0_4_load_133 | 67 | 0.0020972 | 0.00052561 | 0 | 0 |  | 1 | TRUE | wye
50 | LV_1216-5_0_4_load_103 | 68 | 0.0053279 | 0.0013353 | 0 | 0 |  | 1 | TRUE | wye
51 | LV_1216-5_0_4_load_75 | 70 | 0.0036385 | 0.0009119 | 0 | 0 |  | 1 | TRUE | wye
52 | LV_1216-5_0_4_load_102 | 71 | 0.0032874 | 0.0008239 | 0 | 0 |  | 1 | TRUE | wye
53 | LV_1216-5_0_4_load_56 | 72 | 0.0054319 | 0.0013614 | 0 | 0 |  | 1 | TRUE | wye
54 | LV_1216-5_0_4_load_57 | 73 | 0.0047063 | 0.0011795 | 0 | 0 |  | 1 | TRUE | wye
55 | LV_1216-5_0_4_load_58 | 74 | 0.015447 | 0.0038713 | 0 | 0 |  | 1 | TRUE | wye
56 | LV_1216-5_0_4_load_74 | 76 | 0.0012447 | 0.00031196 | 0 | 0 |  | 1 | TRUE | wye
57 | LV_1216-5_0_4_load_71 | 77 | 0.0025696 | 0.00064401 | 0 | 0 |  | 1 | TRUE | wye
58 | LV_1216-5_0_4_load_76 | 78 | 0.0018843 | 0.00047226 | 0 | 0 |  | 1 | TRUE | wye
59 | LV_1216-5_0_4_load_72 | 79 | 0.024463 | 0.0061309 | 0 | 0 |  | 1 | TRUE | wye
60 | LV_1216-5_0_4_load_60 | 80 | 0.0031046 | 0.00077809 | 0 | 0 |  | 1 | TRUE | wye
61 | LV_1216-5_0_4_load_61 | 81 | 0.0044748 | 0.0011215 | 0 | 0 |  | 1 | TRUE | wye
62 | LV_1216-5_0_4_load_62 | 82 | 0.0054234 | 0.0013592 | 0 | 0 |  | 1 | TRUE | wye
63 | LV_1216-5_0_4_load_63 | 83 | 0.0043776 | 0.0010971 | 0 | 0 |  | 1 | TRUE | wye
64 | LV_1216-5_0_4_load_125 | 84 | 0.0032837 | 0.00082297 | 0 | 0 |  | 1 | TRUE | wye
65 | LV_1216-5_0_4_load_64 | 85 | 0.0037625 | 0.00094296 | 0 | 0 |  | 1 | TRUE | wye
66 | LV_1216-5_0_4_load_68 | 86 | 0.004635 | 0.0011616 | 0 | 0 |  | 1 | TRUE | wye
67 | LV_1216-5_0_4_load_127 | 88 | 0.0050871 | 0.0012749 | 0 | 0 |  | 1 | TRUE | wye
68 | LV_1216-5_0_4_load_65 | 89 | 0.001705 | 0.00042731 | 0 | 0 |  | 1 | TRUE | wye
69 | LV_1216-5_0_4_load_69 | 90 | 0.0042269 | 0.0010594 | 0 | 0 |  | 1 | TRUE | wye
70 | LV_1216-5_0_4_load_66 | 91 | 0.0028197 | 0.00070667 | 0 | 0 |  | 1 | TRUE | wye
71 | LV_1216-5_0_4_load_70 | 92 | 0.0044155 | 0.0011066 | 0 | 0 |  | 1 | TRUE | wye
72 | LV_1216-5_0_4_load_97 | 93 | 0.0037079 | 0.00092929 | 0 | 0 |  | 1 | TRUE | wye
73 | LV_1216-5_0_4_load_98 | 94 | 0.0024012 | 0.00060179 | 0 | 0 |  | 1 | TRUE | wye
74 | LV_1216-5_0_4_load_80 | 97 | 0.0066806 | 0.0016743 | 0 | 0 |  | 1 | TRUE | wye
75 | LV_1216-5_0_4_load_105 | 98 | 0.01574 | 0.0039447 | 0 | 0 |  | 1 | TRUE | wye
76 | LV_1216-5_0_4_load_81 | 99 | 0.0060809 | 0.001524 | 0 | 0 |  | 1 | TRUE | wye
77 | LV_1216-5_0_4_load_79 | 102 | 0.0015454 | 0.0003873 | 0 | 0 |  | 1 | TRUE | wye
78 | LV_1216-5_0_4_load_92 | 103 | 0.0018101 | 0.00045366 | 0 | 0 |  | 1 | TRUE | wye
79 | LV_1216-5_0_4_load_89 | 104 | 0.0040975 | 0.0010269 | 0 | 0 |  | 1 | TRUE | wye
80 | LV_1216-5_0_4_load_108 | 106 | 0.0041376 | 0.001037 | 0 | 0 |  | 1 | TRUE | wye
81 | LV_1216-5_0_4_load_90 | 107 | 0.002453 | 0.00061477 | 0 | 0 |  | 1 | TRUE | wye
82 | LV_1216-5_0_4_load_93 | 109 | 0.0020022 | 0.0005018 | 0 | 0 |  | 1 | TRUE | wye
83 | LV_1216-5_0_4_load_82 | 110 | 0.0030028 | 0.00075257 | 0 | 0 |  | 1 | TRUE | wye
84 | LV_1216-5_0_4_load_114 | 111 | 0.0068667 | 0.001721 | 0 | 0 |  | 1 | TRUE | wye
85 | LV_1216-5_0_4_load_84 | 112 | 0.0019994 | 0.0005011 | 0 | 0 |  | 1 | TRUE | wye
86 | LV_1216-5_0_4_load_91 | 115 | 0.0021717 | 0.00054429 | 0 | 0 |  | 1 | TRUE | wye
87 | LV_1216-5_0_4_load_101 | 116 | 0.0058132 | 0.0014569 | 0 | 0 |  | 1 | TRUE | wye
88 | LV_1216-5_0_4_load_100 | 117 | 0.0035212 | 0.00088251 | 0 | 0 |  | 1 | TRUE | wye
89 | LV_1216-5_0_4_load_109 | 118 | 0.0093237 | 0.0023367 | 0 | 0 |  | 1 | TRUE | wye
90 | LV_1216-5_0_4_load_95 | 119 | 0.0035104 | 0.00087978 | 0 | 0 |  | 1 | TRUE | wye
91 | LV_1216-5_0_4_load_139 | 120 | 0.0037985 | 0.000952 | 0 | 0 |  | 1 | TRUE | wye
92 | LV_1216-5_0_4_load_140 | 121 | 0.0049434 | 0.0012389 | 0 | 0 |  | 1 | TRUE | wye
93 | LV_1216-5_0_4_load_99 | 122 | 0.0037765 | 0.00094649 | 0 | 0 |  | 1 | TRUE | wye
94 | LV_1216-5_0_4_load_115 | 123 | 0.0046179 | 0.0011574 | 0 | 0 |  | 1 | TRUE | wye
95 | LV_1216-5_0_4_load_110 | 124 | 0.0038531 | 0.00096567 | 0 | 0 |  | 1 | TRUE | wye
96 | LV_1216-5_0_4_load_112 | 125 | 0.0025461 | 0.00063812 | 0 | 0 |  | 1 | TRUE | wye
97 | LV_1216-5_0_4_load_116 | 126 | 0.013444 | 0.0033695 | 0 | 0 |  | 1 | TRUE | wye
98 | LV_1216-5_0_4_load_117 | 127 | 0.0067683 | 0.0016963 | 0 | 0 |  | 1 | TRUE | wye
99 | LV_1216-5_0_4_load_123 | 129 | 0.0078423 | 0.0019655 | 0 | 0 |  | 1 | TRUE | wye
100 | LV_1216-5_0_4_load_120 | 130 | 0.0051035 | 0.0012791 | 0 | 0 |  | 1 | TRUE | wye
101 | LV_1216-5_0_4_load_137 | 132 | 0.0071152 | 0.0017832 | 0 | 0 |  | 1 | TRUE | wye
102 | LV_1216-5_0_4_load_122 | 133 | 0.0066099 | 0.0016566 | 0 | 0 |  | 1 | TRUE | wye
103 | LV_1216-5_0_4_load_136 | 134 | 0.0050084 | 0.0012552 | 0 | 0 |  | 1 | TRUE | wye
104 | LV_1216-5_0_4_load_124 | 135 | 0.0044355 | 0.0011116 | 0 | 0 |  | 1 | TRUE | wye
105 | LV_1216-5_0_4_load_132 | 136 | 0.0012158 | 0.0003047 | 0 | 0 |  | 1 | TRUE | wye
106 | LV_1216-5_0_4_load_134 | 138 | 0.0017506 | 0.00043874 | 0 | 0 |  | 1 | TRUE | wye

## ext_grid
| name | bus | vm_pu | va_degree | slack_weight | in_service
0 |  | 119 | 1 | 0 | 1 | TRUE

## line
| name | std_type | from_bus | to_bus | length_km | r_ohm_per_km | x_ohm_per_km | c_nf_per_km | g_us_per_km | max_i_ka | df | parallel | type | in_service
0 | LV_1216-5_0_4_line_0 |  | 0 | 1 | 0.10989 | 0.125 | 0.08 | 261 | 0 | 0.364 | 1 | 1 | cs | TRUE
1 | LV_1216-5_0_4_line_1 |  | 0 | 2 | 0.78991 | 0.125 | 0.08 | 261 | 0 | 0.364 | 1 | 1 | cs | TRUE
2 | LV_1216-5_0_4_line_2 |  | 1 | 3 | 0.06153 | 0.125 | 0.08 | 261 | 0 | 0.364 | 1 | 1 | cs | TRUE
3 | LV_1216-5_0_4_line_3 |  | 2 | 4 | 0.0071931 | 0.125 | 0.08 | 261 | 0 | 0.364 | 1 | 1 | cs | TRUE
4 | LV_1216-5_0_4_line_4 |  | 3 | 5 | 0.10186 | 0.125 | 0.08 | 261 | 0 | 0.364 | 1 | 1 | cs | TRUE
5 | LV_1216-5_0_4_line_5 |  | 4 | 137 | 0.010991 | 0.125 | 0.08 | 261 | 0 | 0.364 | 1 | 1 | cs | TRUE
6 | LV_1216-5_0_4_line_6 |  | 6 | 7 | 0.045008 | 0.125 | 0.08 | 261 | 0 | 0.364 | 1 | 1 | cs | TRUE
7 | LV_1216-5_0_4_line_7 |  | 7 | 8 | 0.014992 | 0.125 | 0.08 | 261 | 0 | 0.364 | 1 | 1 | cs | TRUE
8 | LV_1216-5_0_4_line_8 |  | 8 | 9 | 0.045847 | 0.125 | 0.08 | 261 | 0 | 0.364 | 1 | 1 | cs | TRUE
9 | LV_1216-5_0_4_line_9 |  | 9 | 10 | 0.039247 | 0.125 | 0.08 | 261 | 0 | 0.364 | 1 | 1 | cs | TRUE
10 | LV_1216-5_0_4_line_10 |  | 10 | 27 | 0.018215 | 0.125 | 0.08 | 261 | 0 | 0.364 | 1 | 1 | cs | TRUE
11 | LV_1216-5_0_4_line_11 |  | 10 | 48 | 0.006057 | 0.125 | 0.08 | 261 | 0 | 0.364 | 1 | 1 | cs | TRUE
12 | LV_1216-5_0_4_line_12 |  | 11 | 12 | 0.035918 | 0.125 | 0.08 | 261 | 0 | 0.364 | 1 | 1 | cs | TRUE
13 | LV_1216-5_0_4_line_13 |  | 11 | 13 | 0.0582 | 0.125 | 0.08 | 261 | 0 | 0.364 | 1 | 1 | cs | TRUE
14 | LV_1216-5_0_4_line_14 |  | 12 | 14 | 0.021602 | 0.125 | 0.08 | 261 | 0 | 0.364 | 1 | 1 | cs | TRUE
15 | LV_1216-5_0_4_line_15 |  | 13 | 15 | 0.010876 | 0.125 | 0.08 | 261 | 0 | 0.364 | 1 | 1 | cs | TRUE
16 | LV_1216-5_0_4_line_16 |  | 13 | 16 | 0.0050992 | 0.125 | 0.08 | 261 | 0 | 0.364 | 1 | 1 | cs | TRUE
17 | LV_1216-5_0_4_line_17 |  | 14 | 17 | 0.059965 | 0.125 | 0.08 | 261 | 0 | 0.364 | 1 | 1 | cs | TRUE
18 | LV_1216-5_0_4_line_18 |  | 15 | 18 | 0.012857 | 0.125 | 0.08 | 261 | 0 | 0.364 | 1 | 2 | cs | TRUE
19 | LV_1216-5_0_4_line_19 |  | 16 | 19 | 0.021267 | 0.125 | 0.08 | 261 | 0 | 0.364 | 1 | 1 | cs | TRUE
20 | LV_1216-5_0_4_line_20 |  | 18 | 20 | 0.030561 | 0.125 | 0.08 | 261 | 0 | 0.364 | 1 | 2 | cs | TRUE
21 | LV_1216-5_0_4_line_21 |  | 19 | 23 | 0.0012924 | 0.125 | 0.08 | 261 | 0 | 0.364 | 1 | 1 | cs | TRUE
22 | LV_1216-5_0_4_line_22 |  | 20 | 35 | 0.0038223 | 0.125 | 0.08 | 261 | 0 | 0.364 | 1 | 4 | cs | TRUE
23 | LV_1216-5_0_4_line_23 |  | 21 | 22 | 0.045301 | 0.125 | 0.08 | 261 | 0 | 0.364 | 1 | 1 | cs | TRUE
24 | LV_1216-5_0_4_line_24 |  | 22 | 36 | 0.020183 | 0.125 | 0.08 | 261 | 0 | 0.364 | 1 | 4 | cs | TRUE
25 | LV_1216-5_0_4_line_25 |  | 22 | 34 | 0.028585 | 0.125 | 0.08 | 261 | 0 | 0.364 | 1 | 4 | cs | TRUE
26 | LV_1216-5_0_4_line_26 |  | 23 | 24 | 0.017294 | 0.125 | 0.08 | 261 | 0 | 0.364 | 1 | 1 | cs | TRUE
27 | LV_1216-5_0_4_line_27 |  | 24 | 25 | 0.022766 | 0.125 | 0.08 | 261 | 0 | 0.364 | 1 | 1 | cs | TRUE
28 | LV_1216-5_0_4_line_28 |  | 24 | 26 | 0.044032 | 0.125 | 0.08 | 261 | 0 | 0.364 | 1 | 1 | cs | TRUE
29 | LV_1216-5_0_4_line_29 |  | 25 | 27 | 0.014688 | 0.125 | 0.08 | 261 | 0 | 0.364 | 1 | 1 | cs | TRUE
30 | LV_1216-5_0_4_line_30 |  | 28 | 29 | 0.011485 | 0.125 | 0.08 | 261 | 0 | 0.364 | 1 | 4 | cs | TRUE
31 | LV_1216-5_0_4_line_31 |  | 28 | 30 | 0.0062248 | 0.125 | 0.08 | 261 | 0 | 0.364 | 1 | 4 | cs | TRUE
32 | LV_1216-5_0_4_line_32 |  | 29 | 31 | 0.0024995 | 0.125 | 0.08 | 261 | 0 | 0.364 | 1 | 4 | cs | TRUE
33 | LV_1216-5_0_4_line_33 |  | 30 | 32 | 0.0091201 | 0.125 | 0.08 | 261 | 0 | 0.364 | 1 | 4 | cs | TRUE
34 | LV_1216-5_0_4_line_34 |  | 31 | 33 | 0.011951 | 0.125 | 0.08 | 261 | 0 | 0.364 | 1 | 4 | cs | TRUE
35 | LV_1216-5_0_4_line_35 |  | 32 | 34 | 0.018702 | 0.125 | 0.08 | 261 | 0 | 0.364 | 1 | 4 | cs | TRUE
36 | LV_1216-5_0_4_line_36 |  | 33 | 35 | 0.019016 | 0.125 | 0.08 | 261 | 0 | 0.364 | 1 | 4 | cs | TRUE
37 | LV_1216-5_0_4_line_37 |  | 36 | 37 | 0.019899 | 0.125 | 0.08 | 261 | 0 | 0.364 | 1 | 4 | cs | TRUE
38 | LV_1216-5_0_4_line_38 |  | 37 | 38 | 0.011605 | 0.125 | 0.08 | 261 | 0 | 0.364 | 1 | 4 | cs | TRUE
39 | LV_1216-5_0_4_line_39 |  | 38 | 125 | 0.010904 | 0.125 | 0.08 | 261 | 0 | 0.364 | 1 | 1 | cs | TRUE
40 | LV_1216-5_0_4_line_40 |  | 38 | 124 | 0.012935 | 0.125 | 0.08 | 261 | 0 | 0.364 | 1 | 4 | cs | TRUE
41 | LV_1216-5_0_4_line_41 |  | 39 | 40 | 0.030449 | 0.125 | 0.08 | 261 | 0 | 0.364 | 1 | 1 | cs | TRUE
42 | LV_1216-5_0_4_line_42 |  | 39 | 41 | 0.029055 | 0.125 | 0.08 | 261 | 0 | 0.364 | 1 | 1 | cs | TRUE
43 | LV_1216-5_0_4_line_43 |  | 40 | 42 | 0.002483 | 0.125 | 0.08 | 261 | 0 | 0.364 | 1 | 1 | cs | TRUE
44 | LV_1216-5_0_4_line_44 |  | 40 | 43 | 0.018636 | 0.125 | 0.08 | 261 | 0 | 0.364 | 1 | 1 | cs | TRUE
45 | LV_1216-5_0_4_line_45 |  | 41 | 44 | 0.014452 | 0.125 | 0.08 | 261 | 0 | 0.364 | 1 | 1 | cs | TRUE
46 | LV_1216-5_0_4_line_46 |  | 42 | 45 | 0.025237 | 0.125 | 0.08 | 261 | 0 | 0.364 | 1 | 1 | cs | TRUE
47 | LV_1216-5_0_4_line_47 |  | 42 | 46 | 0.081766 | 0.125 | 0.08 | 261 | 0 | 0.364 | 1 | 1 | cs | TRUE
48 | LV_1216-5_0_4_line_48 |  | 43 | 47 | 0.10714 | 0.125 | 0.08 | 261 | 0 | 0.364 | 1 | 1 | cs | TRUE
49 | LV_1216-5_0_4_line_49 |  | 45 | 48 | 0.032383 | 0.125 | 0.08 | 261 | 0 | 0.364 | 1 | 1 | cs | TRUE
50 | LV_1216-5_0_4_line_50 |  | 45 | 49 | 0.016401 | 0.125 | 0.08 | 261 | 0 | 0.364 | 1 | 1 | cs | TRUE
51 | LV_1216-5_0_4_line_51 |  | 46 | 50 | 0.065102 | 0.125 | 0.08 | 261 | 0 | 0.364 | 1 | 1 | cs | TRUE
52 | LV_1216-5_0_4_line_52 |  | 47 | 51 | 0.026337 | 0.125 | 0.08 | 261 | 0 | 0.364 | 1 | 1 | cs | TRUE
53 | LV_1216-5_0_4_line_53 |  | 49 | 53 | 0.038746 | 0.125 | 0.08 | 261 | 0 | 0.364 | 1 | 1 | cs | TRUE
54 | LV_1216-5_0_4_line_54 |  | 51 | 52 | 0.037418 | 0.125 | 0.08 | 261 | 0 | 0.364 | 1 | 1 | cs | TRUE
55 | LV_1216-5_0_4_line_55 |  | 53 | 54 | 0.020084 | 0.125 | 0.08 | 261 | 0 | 0.364 | 1 | 1 | cs | TRUE
56 | LV_1216-5_0_4_line_56 |  | 54 | 55 | 0.020455 | 0.125 | 0.08 | 261 | 0 | 0.364 | 1 | 1 | cs | TRUE
57 | LV_1216-5_0_4_line_57 |  | 55 | 58 | 0.018099 | 0.125 | 0.08 | 261 | 0 | 0.364 | 1 | 1 | cs | TRUE
58 | LV_1216-5_0_4_line_58 |  | 56 | 57 | 0.011314 | 0.125 | 0.08 | 261 | 0 | 0.364 | 1 | 1 | cs | TRUE
59 | LV_1216-5_0_4_line_59 |  | 57 | 91 | 0.016235 | 0.125 | 0.08 | 261 | 0 | 0.364 | 1 | 1 | cs | TRUE
60 | LV_1216-5_0_4_line_60 |  | 58 | 70 | 0.01682 | 0.125 | 0.08 | 261 | 0 | 0.364 | 1 | 1 | cs | TRUE
61 | LV_1216-5_0_4_line_61 |  | 59 | 60 | 0.016715 | 0.125 | 0.08 | 261 | 0 | 0.364 | 1 | 1 | cs | TRUE
62 | LV_1216-5_0_4_line_62 |  | 59 | 61 | 0.02761 | 0.125 | 0.08 | 261 | 0 | 0.364 | 1 | 1 | cs | TRUE
63 | LV_1216-5_0_4_line_63 |  | 60 | 62 | 0.0039951 | 0.125 | 0.08 | 261 | 0 | 0.364 | 1 | 1 | cs | TRUE
64 | LV_1216-5_0_4_line_64 |  | 61 | 63 | 0.047576 | 0.125 | 0.08 | 261 | 0 | 0.364 | 1 | 1 | cs | TRUE
65 | LV_1216-5_0_4_line_65 |  | 62 | 64 | 0.068369 | 0.125 | 0.08 | 261 | 0 | 0.364 | 1 | 1 | cs | TRUE
66 | LV_1216-5_0_4_line_66 |  | 62 | 65 | 0.018279 | 0.125 | 0.08 | 261 | 0 | 0.364 | 1 | 1 | cs | TRUE
67 | LV_1216-5_0_4_line_67 |  | 63 | 66 | 0.0072604 | 0.125 | 0.08 | 261 | 0 | 0.364 | 1 | 1 | cs | TRUE
68 | LV_1216-5_0_4_line_68 |  | 64 | 67 | 0.014007 | 0.125 | 0.08 | 261 | 0 | 0.364 | 1 | 1 | cs | TRUE
69 | LV_1216-5_0_4_line_69 |  | 65 | 68 | 0.008557 | 0.125 | 0.08 | 261 | 0 | 0.364 | 1 | 1 | cs | TRUE
70 | LV_1216-5_0_4_line_70 |  | 66 | 69 | 0.060626 | 0.125 | 0.08 | 261 | 0 | 0.364 | 1 | 1 | cs | TRUE
71 | LV_1216-5_0_4_line_71 |  | 67 | 136 | 0.0099493 | 0.125 | 0.08 | 261 | 0 | 0.364 | 1 | 1 | cs | TRUE
72 | LV_1216-5_0_4_line_72 |  | 68 | 96 | 0.0037213 | 0.125 | 0.08 | 261 | 0 | 0.364 | 1 | 1 | cs | TRUE
73 | LV_1216-5_0_4_line_73 |  | 69 | 131 | 0.035801 | 0.125 | 0.08 | 261 | 0 | 0.364 | 1 | 1 | cs | TRUE
74 | LV_1216-5_0_4_line_74 |  | 70 | 71 | 0.002525 | 0.125 | 0.08 | 261 | 0 | 0.364 | 1 | 1 | cs | TRUE
75 | LV_1216-5_0_4_line_75 |  | 72 | 73 | 0.021501 | 0.125 | 0.08 | 261 | 0 | 0.364 | 1 | 1 | cs | TRUE
76 | LV_1216-5_0_4_line_76 |  | 72 | 74 | 0.010727 | 0.125 | 0.08 | 261 | 0 | 0.364 | 1 | 1 | cs | TRUE
77 | LV_1216-5_0_4_line_77 |  | 74 | 75 | 0.021566 | 0.125 | 0.08 | 261 | 0 | 0.364 | 1 | 1 | cs | TRUE
78 | LV_1216-5_0_4_line_78 |  | 75 | 76 | 0.037558 | 0.125 | 0.08 | 261 | 0 | 0.364 | 1 | 2 | cs | TRUE
79 | LV_1216-5_0_4_line_79 |  | 75 | 77 | 0.0071489 | 0.125 | 0.08 | 261 | 0 | 0.364 | 1 | 1 | cs | TRUE
80 | LV_1216-5_0_4_line_80 |  | 76 | 78 | 5.4294e-05 | 0.125 | 0.08 | 261 | 0 | 0.364 | 1 | 4 | cs | TRUE
81 | LV_1216-5_0_4_line_81 |  | 77 | 79 | 0.025472 | 0.125 | 0.08 | 261 | 0 | 0.364 | 1 | 1 | cs | TRUE
82 | LV_1216-5_0_4_line_82 |  | 78 | 100 | 0.0046914 | 0.125 | 0.08 | 261 | 0 | 0.364 | 1 | 4 | cs | TRUE
83 | LV_1216-5_0_4_line_83 |  | 79 | 95 | 0.012215 | 0.125 | 0.08 | 261 | 0 | 0.364 | 1 | 1 | cs | TRUE
84 | LV_1216-5_0_4_line_84 |  | 80 | 81 | 0.016512 | 0.125 | 0.08 | 261 | 0 | 0.364 | 1 | 1 | cs | TRUE
85 | LV_1216-5_0_4_line_85 |  | 80 | 82 | 0.011517 | 0.125 | 0.08 | 261 | 0 | 0.364 | 1 | 1 | cs | TRUE
86 | LV_1216-5_0_4_line_86 |  | 81 | 83 | 0.0075312 | 0.125 | 0.08 | 261 | 0 | 0.364 | 1 | 1 | cs | TRUE
87 | LV_1216-5_0_4_line_87 |  | 81 | 84 | 0.18923 | 0.125 | 0.08 | 261 | 0 | 0.364 | 1 | 1 | cs | TRUE
88 | LV_1216-5_0_4_line_88 |  | 82 | 85 | 0.007982 | 0.125 | 0.08 | 261 | 0 | 0.364 | 1 | 1 | cs | TRUE
89 | LV_1216-5_0_4_line_89 |  | 83 | 86 | 0.021827 | 0.125 | 0.08 | 261 | 0 | 0.364 | 1 | 1 | cs | TRUE
90 | LV_1216-5_0_4_line_90 |  | 84 | 87 | 0.0062928 | 0.125 | 0.08 | 261 | 0 | 0.364 | 1 | 1 | cs | TRUE
91 | LV_1216-5_0_4_line_91 |  | 85 | 89 | 0.0025105 | 0.125 | 0.08 | 261 | 0 | 0.364 | 1 | 1 | cs | TRUE
92 | LV_1216-5_0_4_line_92 |  | 86 | 90 | 0.0041272 | 0.125 | 0.08 | 261 | 0 | 0.364 | 1 | 1 | cs | TRUE
93 | LV_1216-5_0_4_line_93 |  | 87 | 88 | 0.053269 | 0.125 | 0.08 | 261 | 0 | 0.364 | 1 | 1 | cs | TRUE
94 | LV_1216-5_0_4_line_94 |  | 88 | 114 | 0.18632 | 0.125 | 0.08 | 261 | 0 | 0.364 | 1 | 1 | cs | TRUE
95 | LV_1216-5_0_4_line_95 |  | 89 | 91 | 0.014915 | 0.125 | 0.08 | 261 | 0 | 0.364 | 1 | 1 | cs | TRUE
96 | LV_1216-5_0_4_line_96 |  | 90 | 92 | 0.01861 | 0.125 | 0.08 | 261 | 0 | 0.364 | 1 | 1 | cs | TRUE
97 | LV_1216-5_0_4_line_97 |  | 92 | 93 | 0.0048598 | 0.125 | 0.08 | 261 | 0 | 0.364 | 1 | 1 | cs | TRUE
98 | LV_1216-5_0_4_line_98 |  | 93 | 94 | 0.029331 | 0.125 | 0.08 | 261 | 0 | 0.364 | 1 | 1 | cs | TRUE
99 | LV_1216-5_0_4_line_99 |  | 94 | 122 | 0.04459 | 0.125 | 0.08 | 261 | 0 | 0.364 | 1 | 1 | cs | TRUE
100 | LV_1216-5_0_4_line_100 |  | 95 | 96 | 0.024055 | 0.125 | 0.08 | 261 | 0 | 0.364 | 1 | 1 | cs | TRUE
101 | LV_1216-5_0_4_line_101 |  | 95 | 97 | 0.014794 | 0.125 | 0.08 | 261 | 0 | 0.364 | 1 | 1 | cs | TRUE
102 | LV_1216-5_0_4_line_102 |  | 96 | 98 | 0.028003 | 0.125 | 0.08 | 261 | 0 | 0.364 | 1 | 1 | cs | TRUE
103 | LV_1216-5_0_4_line_103 |  | 97 | 99 | 0.016797 | 0.125 | 0.08 | 261 | 0 | 0.364 | 1 | 1 | cs | TRUE
104 | LV_1216-5_0_4_line_104 |  | 98 | 111 | 0.0075942 | 0.125 | 0.08 | 261 | 0 | 0.364 | 1 | 1 | cs | TRUE
105 | LV_1216-5_0_4_line_105 |  | 99 | 110 | 0.014039 | 0.125 | 0.08 | 261 | 0 | 0.364 | 1 | 1 | cs | TRUE
106 | LV_1216-5_0_4_line_106 |  | 100 | 101 | 0.044374 | 0.125 | 0.08 | 261 | 0 | 0.364 | 1 | 4 | cs | TRUE
107 | LV_1216-5_0_4_line_107 |  | 100 | 102 | 0.019971 | 0.125 | 0.08 | 261 | 0 | 0.364 | 1 | 4 | cs | TRUE
108 | LV_1216-5_0_4_line_108 |  | 101 | 103 | 0.02493 | 0.125 | 0.08 | 261 | 0 | 0.364 | 1 | 4 | cs | TRUE
109 | LV_1216-5_0_4_line_109 |  | 101 | 104 | 0.023093 | 0.125 | 0.08 | 261 | 0 | 0.364 | 1 | 1 | cs | TRUE
110 | LV_1216-5_0_4_line_110 |  | 102 | 105 | 0.012705 | 0.125 | 0.08 | 261 | 0 | 0.364 | 1 | 4 | cs | TRUE
111 | LV_1216-5_0_4_line_111 |  | 103 | 106 | 0.040522 | 0.125 | 0.08 | 261 | 0 | 0.364 | 1 | 4 | cs | TRUE
112 | LV_1216-5_0_4_line_112 |  | 104 | 107 | 0.022902 | 0.125 | 0.08 | 261 | 0 | 0.364 | 1 | 1 | cs | TRUE
113 | LV_1216-5_0_4_line_113 |  | 105 | 108 | 0.018517 | 0.125 | 0.08 | 261 | 0 | 0.364 | 1 | 1 | cs | TRUE
114 | LV_1216-5_0_4_line_114 |  | 105 | 109 | 0.0077475 | 0.125 | 0.08 | 261 | 0 | 0.364 | 1 | 4 | cs | TRUE
115 | LV_1216-5_0_4_line_115 |  | 106 | 118 | 0.019701 | 0.125 | 0.08 | 261 | 0 | 0.364 | 1 | 4 | cs | TRUE
116 | LV_1216-5_0_4_line_116 |  | 107 | 115 | 0.0071179 | 0.125 | 0.08 | 261 | 0 | 0.364 | 1 | 1 | cs | TRUE
117 | LV_1216-5_0_4_line_117 |  | 108 | 120 | 0.012567 | 0.125 | 0.08 | 261 | 0 | 0.364 | 1 | 1 | cs | TRUE
118 | LV_1216-5_0_4_line_118 |  | 108 | 121 | 0.017916 | 0.125 | 0.08 | 261 | 0 | 0.364 | 1 | 1 | cs | TRUE
119 | LV_1216-5_0_4_line_119 |  | 109 | 119 | 0.012218 | 0.125 | 0.08 | 261 | 0 | 0.364 | 1 | 4 | cs | TRUE
120 | LV_1216-5_0_4_line_120 |  | 111 | 123 | 0.0014199 | 0.125 | 0.08 | 261 | 0 | 0.364 | 1 | 1 | cs | TRUE
121 | LV_1216-5_0_4_line_121 |  | 112 | 113 | 0.016201 | 0.125 | 0.08 | 261 | 0 | 0.364 | 1 | 1 | cs | TRUE
122 | LV_1216-5_0_4_line_122 |  | 113 | 114 | 0.089545 | 0.125 | 0.08 | 261 | 0 | 0.364 | 1 | 1 | cs | TRUE
123 | LV_1216-5_0_4_line_123 |  | 115 | 116 | 0.021838 | 0.125 | 0.08 | 261 | 0 | 0.364 | 1 | 1 | cs | TRUE
124 | LV_1216-5_0_4_line_124 |  | 116 | 117 | 0.013345 | 0.125 | 0.08 | 261 | 0 | 0.364 | 1 | 1 | cs | TRUE
125 | LV_1216-5_0_4_line_125 |  | 117 | 122 | 0.0084204 | 0.125 | 0.08 | 261 | 0 | 0.364 | 1 | 1 | cs | TRUE
126 | LV_1216-5_0_4_line_126 |  | 118 | 124 | 0.0016611 | 0.125 | 0.08 | 261 | 0 | 0.364 | 1 | 4 | cs | TRUE
127 | LV_1216-5_0_4_line_127 |  | 125 | 126 | 0.080604 | 0.125 | 0.08 | 261 | 0 | 0.364 | 1 | 1 | cs | TRUE
128 | LV_1216-5_0_4_line_128 |  | 126 | 127 | 0.015249 | 0.125 | 0.08 | 261 | 0 | 0.364 | 1 | 1 | cs | TRUE
129 | LV_1216-5_0_4_line_129 |  | 127 | 128 | 0.0083701 | 0.125 | 0.08 | 261 | 0 | 0.364 | 1 | 1 | cs | TRUE
130 | LV_1216-5_0_4_line_130 |  | 128 | 129 | 0.041651 | 0.125 | 0.08 | 261 | 0 | 0.364 | 1 | 1 | cs | TRUE
131 | LV_1216-5_0_4_line_131 |  | 128 | 130 | 0.046372 | 0.125 | 0.08 | 261 | 0 | 0.364 | 1 | 1 | cs | TRUE
132 | LV_1216-5_0_4_line_132 |  | 129 | 135 | 0.0033146 | 0.125 | 0.08 | 261 | 0 | 0.364 | 1 | 1 | cs | TRUE
133 | LV_1216-5_0_4_line_133 |  | 130 | 133 | 0.076379 | 0.125 | 0.08 | 261 | 0 | 0.364 | 1 | 1 | cs | TRUE
134 | LV_1216-5_0_4_line_134 |  | 130 | 134 | 0.10405 | 0.125 | 0.08 | 261 | 0 | 0.364 | 1 | 1 | cs | TRUE
135 | LV_1216-5_0_4_line_135 |  | 131 | 132 | 0.051908 | 0.125 | 0.08 | 261 | 0 | 0.364 | 1 | 1 | cs | TRUE
136 | LV_1216-5_0_4_line_136 |  | 136 | 137 | 0.0094901 | 0.125 | 0.08 | 261 | 0 | 0.364 | 1 | 1 | cs | TRUE
137 | LV_1216-5_0_4_line_137 |  | 137 | 138 | 0.028186 | 0.125 | 0.08 | 261 | 0 | 0.364 | 1 | 1 | cs | TRUE

## trafo
| name | std_type | hv_bus | lv_bus | sn_mva | vn_hv_kv | vn_lv_kv | vk_percent | vkr_percent | pfe_kw | i0_percent | shift_degree | tap_side | tap_neutral | tap_min | tap_max | tap_step_percent | tap_step_degree | tap_pos | tap_phase_shifter | parallel | df | in_service
0 | LV_1216-5_0_4_trafo_95 | 0.63 MVA 20/0.4 kV | 139 | 119 | 0.63 | 20 | 0.4 | 6 | 1.206 | 1.65 | 0.2619 | 150 | hv | 0 | -2 | 2 | 2.5 | 0 | 0 | FALSE | 1 | 1 | TRUE

## line_geodata
| x0 | y0 | x1 | y1 | x2 | y2 | x3 | y3 | x4 | y4 | x5 | y5 | x6 | y6 | x7 | y7 | x8 | y8 | x9 | y9 | x10 | y10
0 | 2695143.8372 | 1183272.129 | 2695126.7417 | 1183265.32 | 2695107.9995 | 1183259.3077 | 2695059.1584 | 1183291.1976 | 2695045.6995 | 1183290.4709
1 | 2694278.0963 | 1183104.0866 | 2695045.6995 | 1183290.4709
2 | 2695127.6323 | 1183290.0166 | 2695151.2919 | 1183294.1059 | 2695160.5024 | 1183294.9637 | 2695143.8372 | 1183272.129
3 | 2694272.6023 | 1183099.4437 | 2694278.0963 | 1183104.0866 | 2694278.0963 | 1183104.0866
4 | 2695127.6323 | 1183290.0166 | 2695135.1978 | 1183294.9287 | 2695139.0074 | 1183297.8577 | 2695136.1769 | 1183301.5485 | 2695135.5187 | 1183305.9742 | 2695139.5368 | 1183314.5212 | 2695148.1333 | 1183320.8617 | 2695153.0977 | 1183326.0772 | 2695172.6497 | 1183333.9704 | 2695187.6529 | 1183345.0935 | 2695196.605 | 1183353.0741
5 | 2694264.2077 | 1183092.3496 | 2694272.6023 | 1183099.4437
6 | 2693740.8576 | 1183264.4422 | 2693772.6571 | 1183274.5106 | 2693783.4686 | 1183278.8566
7 | 2693797.379 | 1183284.4482 | 2693783.4686 | 1183278.8566
8 | 2693842.6366 | 1183277.1186 | 2693797.379 | 1183284.4482
9 | 2693864.9376 | 1183300.705 | 2693860.7961 | 1183297.4825 | 2693857.4269 | 1183278.5956 | 2693842.6366 | 1183277.1186
10 | 2693864.9376 | 1183300.705 | 2693865.5843 | 1183296.9572 | 2693868.0431 | 1183282.757
11 | 2693864.9376 | 1183300.705 | 2693863.9045 | 1183306.6732
12 | 2693876.7724 | 1183113.2629 | 2693875.4049 | 1183116.6187 | 2693875.7919 | 1183148.9109
13 | 2693882.2818 | 1183201.5915 | 2693877.1875 | 1183199.2324 | 2693875.0194 | 1183198.22 | 2693872.192 | 1183191.5382 | 2693876.0204 | 1183167.9721 | 2693875.7919 | 1183148.9109
14 | 2693876.7724 | 1183113.2629 | 2693884.6249 | 1183093.9932 | 2693884.9016 | 1183093.2497
15 | 2693884.4799 | 1183190.9414 | 2693882.2818 | 1183201.5915
16 | 2693882.2818 | 1183201.5915 | 2693881.303 | 1183206.5959
17 | 2693912.9541 | 1183040.4475 | 2693890.1334 | 1183079.1923 | 2693884.9016 | 1183093.2497
18 | 2693884.4799 | 1183190.9414 | 2693889.5671 | 1183190.8321 | 2693894.6465 | 1183190.7338 | 2693896.4259 | 1183188.7186
19 | 2693881.303 | 1183206.5959 | 2693880.6299 | 1183210.0376 | 2693877.602 | 1183227.5381
20 | 2693916.3859 | 1183165.5787 | 2693906.7505 | 1183177.0259 | 2693896.4259 | 1183188.7186
21 | 2693877.602 | 1183227.5381 | 2693877.3817 | 1183228.8115
22 | 2693918.8473 | 1183162.6544 | 2693916.3859 | 1183165.5787
23 | 2693940.2783 | 1183062.7009 | 2693921.8529 | 1183091.4081 | 2693916.3399 | 1183101.1448
24 | 2693940.2783 | 1183062.7009 | 2693951.8328 | 1183046.1526
25 | 2693940.2783 | 1183062.7009 | 2693944.5349 | 1183067.3594 | 2693945.483 | 1183073.1224 | 2693944.5172 | 1183079.2 | 2693942.9324 | 1183089.3577
26 | 2693874.4333 | 1183245.8522 | 2693877.3817 | 1183228.8115
27 | 2693874.4333 | 1183245.8522 | 2693870.5491 | 1183268.2843
28 | 2693874.4333 | 1183245.8522 | 2693866.2793 | 1183244.8127 | 2693861.4043 | 1183258.6674 | 2693856.4961 | 1183268.797 | 2693846.6782 | 1183267.7958
29 | 2693870.5491 | 1183268.2843 | 2693868.0431 | 1183282.757
30 | 2693935.6457 | 1183134.2365 | 2693937.4335 | 1183128.2201 | 2693938.0642 | 1183123.0501
31 | 2693938.8181 | 1183116.8711 | 2693938.0642 | 1183123.0501
32 | 2693934.9338 | 1183136.6325 | 2693935.6457 | 1183134.2365
33 | 2693940.0495 | 1183107.8358 | 2693939.4575 | 1183111.6302 | 2693938.8181 | 1183116.8711
34 | 2693934.9338 | 1183136.6325 | 2693933.6124 | 1183141.0795 | 2693930.3699 | 1183147.6327
35 | 2693942.9324 | 1183089.3577 | 2693940.0495 | 1183107.8358
36 | 2693918.8473 | 1183162.6544 | 2693928.7704 | 1183150.8654 | 2693930.3699 | 1183147.6327
37 | 2693951.8328 | 1183046.1526 | 2693954.3 | 1183042.619 | 2693963.385 | 1183029.9507
38 | 2693970.148 | 1183020.5201 | 2693963.385 | 1183029.9507
39 | 2693970.148 | 1183020.5201 | 2693975.8147 | 1183011.2037
40 | 2693970.148 | 1183020.5201 | 2693976.6851 | 1183024.3806 | 2693981.9471 | 1183025.3081
41 | 2693853.9813 | 1183365.9415 | 2693849.7956 | 1183365.5424 | 2693823.6709 | 1183363.0384
42 | 2693794.7486 | 1183360.2663 | 2693823.6709 | 1183363.0384
43 | 2693853.9813 | 1183365.9415 | 2693854.2872 | 1183363.4781
44 | 2693853.9813 | 1183365.9415 | 2693850.7568 | 1183384.2968
45 | 2693794.7486 | 1183360.2663 | 2693782.7854 | 1183368.3744
46 | 2693858.3806 | 1183338.5819 | 2693857.1964 | 1183344.9563 | 2693855.4496 | 1183355.569 | 2693854.2872 | 1183363.4781
47 | 2693854.2872 | 1183363.4781 | 2693883.7033 | 1183368.1306 | 2693900.1154 | 1183371.8345 | 2693909.367 | 1183375.4262 | 2693914.8193 | 1183379.781 | 2693916.2075 | 1183385.7177 | 2693916.3772 | 1183390.4789 | 2693915.267 | 1183397.7908
48 | 2693832.2184 | 1183489.8239 | 2693850.7568 | 1183384.2968
49 | 2693858.3806 | 1183338.5819 | 2693863.9045 | 1183306.6732
50 | 2693858.3806 | 1183338.5819 | 2693864.3741 | 1183340.0767 | 2693866.7482 | 1183341.0923 | 2693872.9442 | 1183345.5653
51 | 2693915.267 | 1183397.7908 | 2693912.2475 | 1183417.6759 | 2693908.6392 | 1183432.5622 | 2693901.6005 | 1183455.8556 | 2693899.9377 | 1183460.9277
52 | 2693806.2656 | 1183484.9257 | 2693832.2184 | 1183489.8239
53 | 2693907.0064 | 1183363.326 | 2693890.1393 | 1183356.9799 | 2693887.1037 | 1183355.7872 | 2693872.9442 | 1183345.5653
54 | 2693812.4023 | 1183448.0205 | 2693806.2656 | 1183484.9257
55 | 2693907.0064 | 1183363.326 | 2693912.4637 | 1183343.9975
56 | 2693912.4637 | 1183343.9975 | 2693918.0219 | 1183324.312
57 | 2693918.0219 | 1183324.312 | 2693922.9399 | 1183306.8937
58 | 2693982.1606 | 1183352.796 | 2693981.4187 | 1183355.8653 | 2693978.0868 | 1183363.3101
59 | 2693982.1606 | 1183352.796 | 2693983.5336 | 1183347.1151 | 2693985.5065 | 1183336.9137
60 | 2693922.9399 | 1183306.8937 | 2693927.5102 | 1183290.707
61 | 2694190.4675 | 1183018.5699 | 2694183.3259 | 1183033.6821
62 | 2694206.5447 | 1182996.8933 | 2694196.8166 | 1183005.1348 | 2694190.4675 | 1183018.5699
63 | 2694181.619 | 1183037.2942 | 2694183.3259 | 1183033.6821
64 | 2694206.5447 | 1182996.8933 | 2694208.5029 | 1182995.2344 | 2694212.1463 | 1182987.8869 | 2694221.7814 | 1182964.2122 | 2694225.6316 | 1182953.6435
65 | 2694181.619 | 1183037.2942 | 2694201.1535 | 1183048.864 | 2694217.6858 | 1183071.6717 | 2694232.9497 | 1183080.4506
66 | 2694181.619 | 1183037.2942 | 2694178.9424 | 1183040.9433 | 2694165.4835 | 1183043.7745
67 | 2694228.1167 | 1182946.8217 | 2694225.6316 | 1182953.6435
68 | 2694232.9497 | 1183080.4506 | 2694246.0401 | 1183085.4337
69 | 2694165.4835 | 1183043.7745 | 2694157.1098 | 1183045.536
70 | 2694257.7391 | 1182895.3783 | 2694254.7734 | 1182901.3799 | 2694249.4558 | 1182904.9541 | 2694242.3151 | 1182912.769 | 2694234.878 | 1182928.2619 | 2694228.1167 | 1182946.8217
71 | 2694255.3385 | 1183088.9734 | 2694246.0401 | 1183085.4337
72 | 2694153.4681 | 1183046.3021 | 2694157.1098 | 1183045.536
73 | 2694293.2439 | 1182892.7239 | 2694280.3354 | 1182891.4645 | 2694257.7391 | 1182895.3783
74 | 2693928.1963 | 1183288.277 | 2693927.5102 | 1183290.707
75 | 2694087.2165 | 1183015.016 | 2694087.3228 | 1183009.44 | 2694087.3368 | 1183003.6922 | 2694097.5097 | 1183003.9332
76 | 2694087.2165 | 1183015.016 | 2694087.1069 | 1183020.7549 | 2694087.0738 | 1183025.7421
77 | 2694085.7519 | 1183047.2283 | 2694086.9948 | 1183037.6194 | 2694087.0738 | 1183025.7421
78 | 2694085.7519 | 1183047.2283 | 2694082.1449 | 1183048.8616 | 2694078.6266 | 1183050.6853 | 2694072.6963 | 1183056.3291 | 2694066.6817 | 1183061.0266 | 2694058.4919 | 1183066.6239 | 2694054.9373 | 1183068.2225
79 | 2694085.7519 | 1183047.2283 | 2694090.7461 | 1183047.2178 | 2694092.8317 | 1183047.7587
80 | 2694054.8878 | 1183068.2448 | 2694054.9373 | 1183068.2225
81 | 2694092.8317 | 1183047.7587 | 2694102.2906 | 1183050.212 | 2694113.0987 | 1183052.4498 | 2694117.7599 | 1183052.5795
82 | 2694050.6093 | 1183070.1691 | 2694054.8878 | 1183068.2448
83 | 2694129.8917 | 1183051.4017 | 2694120.4414 | 1183052.6541 | 2694117.7599 | 1183052.5795
84 | 2693991.5463 | 1183300.4868 | 2693992.4192 | 1183295.1993 | 2693993.3958 | 1183285.5195 | 2693993.3659 | 1183284.096
85 | 2693991.5463 | 1183300.4868 | 2693989.6705 | 1183311.8496
86 | 2693993.3659 | 1183284.096 | 2693993.2079 | 1183276.5665 | 2693993.2079 | 1183276.5665
87 | 2693993.3659 | 1183284.096 | 2694181.7453 | 1183301.9804
88 | 2693989.6705 | 1183311.8496 | 2693988.3704 | 1183319.7251
89 | 2693985.8961 | 1183256.0676 | 2693991.3492 | 1183268.9881 | 2693993.2079 | 1183276.5665
90 | 2694182.3207 | 1183295.7139 | 2694181.7453 | 1183301.9804
91 | 2693987.9615 | 1183322.202 | 2693988.3704 | 1183319.7251
92 | 2693985.8961 | 1183256.0676 | 2693985.6288 | 1183255.4342 | 2693983.9362 | 1183252.4397
93 | 2694222.7155 | 1183330.5709 | 2694182.3207 | 1183295.7139
94 | 2694112.5607 | 1183480.8358 | 2694222.7155 | 1183330.5709
95 | 2693987.9615 | 1183322.202 | 2693985.6859 | 1183335.9863 | 2693985.5065 | 1183336.9137
96 | 2693974.779 | 1183236.239 | 2693983.9362 | 1183252.4397
97 | 2693974.779 | 1183236.239 | 2693972.3877 | 1183232.0083
98 | 2693972.3877 | 1183232.0083 | 2693972.0029 | 1183231.3275 | 2693970.2063 | 1183225.1398 | 2693968.9883 | 1183213.7023 | 2693970.0431 | 1183203.1513
99 | 2693981.0075 | 1183160.8154 | 2693979.5634 | 1183169.4511 | 2693980.5769 | 1183172.9915 | 2693977.6152 | 1183178.2818 | 2693970.4465 | 1183199.1159 | 2693970.0431 | 1183203.1513
100 | 2694129.8917 | 1183051.4017 | 2694153.4681 | 1183046.3021
101 | 2694129.8917 | 1183051.4017 | 2694126.5058 | 1183064.2345 | 2694125.6296 | 1183065.4794
102 | 2694153.4681 | 1183046.3021 | 2694156.4728 | 1183035.8649 | 2694163.9986 | 1183031.7138 | 2694167.1265 | 1183023.7597
103 | 2694125.6296 | 1183065.4794 | 2694118.8125 | 1183075.165 | 2694114.11 | 1183076.7208
104 | 2694167.1265 | 1183023.7597 | 2694169.9058 | 1183016.6924
105 | 2694100.7817 | 1183081.1302 | 2694114.11 | 1183076.7208
106 | 2694050.6093 | 1183070.1691 | 2694038.7132 | 1183071.5722 | 2694013.7239 | 1183072.314 | 2694009.3123 | 1183071.2108 | 2694006.763 | 1183069.681
107 | 2694050.6093 | 1183070.1691 | 2694046.9716 | 1183078.1393 | 2694046.0946 | 1183089.3145
108 | 2694006.763 | 1183069.681 | 2694005.8811 | 1183067.488 | 2694006.0128 | 1183065.4221 | 2694008.3135 | 1183057.0083 | 2694010.5756 | 1183050.562 | 2694012.9833 | 1183047.4978 | 2694013.6374 | 1183046.6824
109 | 2694006.763 | 1183069.681 | 2693998.7229 | 1183077.4265 | 2693995.0839 | 1183088.7864
110 | 2694045.1006 | 1183101.9806 | 2694046.0946 | 1183089.3145
111 | 2694013.6374 | 1183046.6824 | 2694019.9072 | 1183038.8676 | 2694021.0887 | 1183035.5951 | 2694021.5261 | 1183031.5661 | 2694020.3474 | 1183028.8236 | 2694018.9413 | 1183027.434 | 2694009.8852 | 1183022.5444 | 2694005.1098 | 1183020.7795 | 2694002.4852 | 1183020.6916
112 | 2693995.0839 | 1183088.7864 | 2693992.3797 | 1183097.2285 | 2693991.4092 | 1183111.2327
113 | 2694045.1006 | 1183101.9806 | 2694043.6502 | 1183120.4363
114 | 2694045.1006 | 1183101.9806 | 2694039.3885 | 1183107.2148
115 | 2693983.6081 | 1183025.2941 | 2693986.094 | 1183025.2731 | 2693994.8178 | 1183021.652 | 2694000.1184 | 1183020.6123 | 2694002.4852 | 1183020.6916
116 | 2693990.0976 | 1183118.2039 | 2693991.2445 | 1183113.6099 | 2693991.4092 | 1183111.2327
117 | 2694043.6502 | 1183120.4363 | 2694042.6746 | 1183132.9623
118 | 2694059.6014 | 1183112.1924 | 2694043.6502 | 1183120.4363
119 | 2694030.3804 | 1183115.4694 | 2694039.3885 | 1183107.2148
120 | 2694170.4255 | 1183015.371 | 2694169.9058 | 1183016.6924
121 | 2694181.2004 | 1183531.1015 | 2694190.4948 | 1183537.7741 | 2694193.4958 | 1183541.4688
122 | 2694181.2004 | 1183531.1015 | 2694168.716 | 1183529.1819 | 2694163.1595 | 1183526.1371 | 2694138.162 | 1183508.0885 | 2694124.5157 | 1183500.903 | 2694119.3739 | 1183497.698 | 2694113.9282 | 1183488.0841 | 2694112.5607 | 1183480.8358
123 | 2693984.8083 | 1183139.3918 | 2693990.0976 | 1183118.2039
124 | 2693984.8083 | 1183139.3918 | 2693984.1475 | 1183142.0389 | 2693982.3964 | 1183152.5103
125 | 2693981.0075 | 1183160.8154 | 2693982.3964 | 1183152.5103
126 | 2693981.9471 | 1183025.3081 | 2693983.6081 | 1183025.2941
127 | 2693975.8147 | 1183011.2037 | 2693995.9518 | 1182978.0977 | 2693998.1561 | 1182973.396 | 2694004.7301 | 1182960.3019 | 2694013.4475 | 1182940.0915
128 | 2694017.8483 | 1182925.5099 | 2694014.3664 | 1182937.961 | 2694013.4475 | 1182940.0915
129 | 2694020.1024 | 1182917.4491 | 2694017.8483 | 1182925.5099
130 | 2694020.1024 | 1182917.4491 | 2694024.3255 | 1182902.3502 | 2694028.563 | 1182876.7252
131 | 2694020.1024 | 1182917.4491 | 2694009.8542 | 1182898.4985 | 2694004.3568 | 1182898.9348 | 2693995.055 | 1182909.2066 | 2693993.0718 | 1182914.2887
132 | 2694029.1038 | 1182873.455 | 2694028.563 | 1182876.7252
133 | 2693964.7222 | 1182976.974 | 2693964.3052 | 1182970.4522 | 2693963.6946 | 1182959.2355 | 2693966.8837 | 1182954.5492 | 2693977.0607 | 1182951.7626 | 2693984.4099 | 1182946.2076 | 2693988.7935 | 1182925.2519 | 2693993.0718 | 1182914.2887
134 | 2693993.0718 | 1182914.2887 | 2693892.8509 | 1182886.3236
135 | 2694293.2439 | 1182892.7239 | 2694301.5525 | 1182904.8289 | 2694308.6373 | 1182915.1247 | 2694313.3793 | 1182926.7734 | 2694312.6687 | 1182938.9255
136 | 2694264.2077 | 1183092.3496 | 2694255.3385 | 1183088.9734
137 | 2694283.0482 | 1183071.3437 | 2694264.2077 | 1183092.3496

## bus_geodata
| x | y | coords
0 | 2695045.6995 | 1183290.4709
1 | 2695143.8372 | 1183272.129
2 | 2694278.0963 | 1183104.0866
3 | 2695127.6323 | 1183290.0166
4 | 2694272.6023 | 1183099.4437
5 | 2695196.605 | 1183353.0741
6 | 2693740.8576 | 1183264.4422
7 | 2693783.4686 | 1183278.8566
8 | 2693797.379 | 1183284.4482
9 | 2693842.6366 | 1183277.1186
10 | 2693864.9376 | 1183300.705
11 | 2693875.7919 | 1183148.9109
12 | 2693876.7724 | 1183113.2629
13 | 2693882.2818 | 1183201.5915
14 | 2693884.9016 | 1183093.2497
15 | 2693884.4799 | 1183190.9414
16 | 2693881.303 | 1183206.5959
17 | 2693912.9541 | 1183040.4475
18 | 2693896.4259 | 1183188.7186
19 | 2693877.602 | 1183227.5381
20 | 2693916.3859 | 1183165.5787
21 | 2693916.3399 | 1183101.1448
22 | 2693940.2783 | 1183062.7009
23 | 2693877.3817 | 1183228.8115
24 | 2693874.4333 | 1183245.8522
25 | 2693870.5491 | 1183268.2843
26 | 2693846.6782 | 1183267.7958
27 | 2693868.0431 | 1183282.757
28 | 2693938.0642 | 1183123.0501
29 | 2693935.6457 | 1183134.2365
30 | 2693938.8181 | 1183116.8711
31 | 2693934.9338 | 1183136.6325
32 | 2693940.0495 | 1183107.8358
33 | 2693930.3699 | 1183147.6327
34 | 2693942.9324 | 1183089.3577
35 | 2693918.8473 | 1183162.6544
36 | 2693951.8328 | 1183046.1526
37 | 2693963.385 | 1183029.9507
38 | 2693970.148 | 1183020.5201
39 | 2693823.6709 | 1183363.0384
40 | 2693853.9813 | 1183365.9415
41 | 2693794.7486 | 1183360.2663
42 | 2693854.2872 | 1183363.4781
43 | 2693850.7568 | 1183384.2968
44 | 2693782.7854 | 1183368.3744
45 | 2693858.3806 | 1183338.5819
46 | 2693915.267 | 1183397.7908
47 | 2693832.2184 | 1183489.8239
48 | 2693863.9045 | 1183306.6732
49 | 2693872.9442 | 1183345.5653
50 | 2693899.9377 | 1183460.9277
51 | 2693806.2656 | 1183484.9257
52 | 2693812.4023 | 1183448.0205
53 | 2693907.0064 | 1183363.326
54 | 2693912.4637 | 1183343.9975
55 | 2693918.0219 | 1183324.312
56 | 2693978.0868 | 1183363.3101
57 | 2693982.1606 | 1183352.796
58 | 2693922.9399 | 1183306.8937
59 | 2694190.4675 | 1183018.5699
60 | 2694183.3259 | 1183033.6821
61 | 2694206.5447 | 1182996.8933
62 | 2694181.619 | 1183037.2942
63 | 2694225.6316 | 1182953.6435
64 | 2694232.9497 | 1183080.4506
65 | 2694165.4835 | 1183043.7745
66 | 2694228.1167 | 1182946.8217
67 | 2694246.0401 | 1183085.4337
68 | 2694157.1098 | 1183045.536
69 | 2694257.7391 | 1182895.3783
70 | 2693927.5102 | 1183290.707
71 | 2693928.1963 | 1183288.277
72 | 2694087.2164 | 1183015.016
73 | 2694097.5097 | 1183003.9332
74 | 2694087.0738 | 1183025.7421
75 | 2694085.7519 | 1183047.2283
76 | 2694054.9373 | 1183068.2225
77 | 2694092.8317 | 1183047.7587
78 | 2694054.8878 | 1183068.2448
79 | 2694117.7599 | 1183052.5795
80 | 2693991.5463 | 1183300.4868
81 | 2693993.3659 | 1183284.096
82 | 2693989.6705 | 1183311.8496
83 | 2693993.2079 | 1183276.5665
84 | 2694181.7453 | 1183301.9804
85 | 2693988.3704 | 1183319.7251
86 | 2693985.8961 | 1183256.0676
87 | 2694182.3207 | 1183295.7139
88 | 2694222.7155 | 1183330.5709
89 | 2693987.9615 | 1183322.202
90 | 2693983.9362 | 1183252.4397
91 | 2693985.5065 | 1183336.9137
92 | 2693974.779 | 1183236.239
93 | 2693972.3877 | 1183232.0083
94 | 2693970.0431 | 1183203.1513
95 | 2694129.8917 | 1183051.4017
96 | 2694153.4681 | 1183046.3021
97 | 2694125.6296 | 1183065.4794
98 | 2694167.1265 | 1183023.7597
99 | 2694114.11 | 1183076.7208
100 | 2694050.6093 | 1183070.1691
101 | 2694006.763 | 1183069.681
102 | 2694046.0946 | 1183089.3145
103 | 2694013.6374 | 1183046.6824
104 | 2693995.0839 | 1183088.7864
105 | 2694045.1006 | 1183101.9806
106 | 2694002.4852 | 1183020.6916
107 | 2693991.4092 | 1183111.2327
108 | 2694043.6502 | 1183120.4363
109 | 2694039.3885 | 1183107.2148
110 | 2694100.7817 | 1183081.1302
111 | 2694169.9058 | 1183016.6924
112 | 2694193.4958 | 1183541.4688
113 | 2694181.2004 | 1183531.1015
114 | 2694112.5607 | 1183480.8358
115 | 2693990.0976 | 1183118.2039
116 | 2693984.8083 | 1183139.3918
117 | 2693982.3964 | 1183152.5103
118 | 2693983.6081 | 1183025.2941
119 | 2694030.3804 | 1183115.4694
120 | 2694042.6746 | 1183132.9623
121 | 2694059.6014 | 1183112.1924
122 | 2693981.0075 | 1183160.8154
123 | 2694170.4255 | 1183015.371
124 | 2693981.9471 | 1183025.3081
125 | 2693975.8147 | 1183011.2037
126 | 2694013.4475 | 1182940.0915
127 | 2694017.8483 | 1182925.5099
128 | 2694020.1024 | 1182917.4491
129 | 2694028.563 | 1182876.7252
130 | 2693993.0718 | 1182914.2887
131 | 2694293.2439 | 1182892.7239
132 | 2694312.6687 | 1182938.9255
133 | 2693964.7222 | 1182976.974
134 | 2693892.8509 | 1182886.3236
135 | 2694029.1038 | 1182873.455
136 | 2694255.3385 | 1183088.9734
137 | 2694264.2077 | 1183092.3496
138 | 2694283.0482 | 1183071.3437
139 | 2694045.1006 | 1183101.9806

## line_std_types
| c_nf_per_km | r_ohm_per_km | x_ohm_per_km | max_i_ka | type | q_mm2 | alpha | voltage_rating
NAYY 4x50 SE | 210 | 0.642 | 0.083 | 0.142 | cs | 50 | 0.00403 | LV
NAYY 4x120 SE | 264 | 0.225 | 0.08 | 0.242 | cs | 120 | 0.00403 | LV
NAYY 4x150 SE | 261 | 0.208 | 0.08 | 0.27 | cs | 150 | 0.00403 | LV
NA2XS2Y 1x95 RM/25 12/20 kV | 216 | 0.313 | 0.132 | 0.252 | cs | 95 | 0.00403 | MV
NA2XS2Y 1x185 RM/25 12/20 kV | 273 | 0.161 | 0.117 | 0.362 | cs | 185 | 0.00403 | MV
NA2XS2Y 1x240 RM/25 12/20 kV | 304 | 0.122 | 0.112 | 0.421 | cs | 240 | 0.00403 | MV
NA2XS2Y 1x95 RM/25 6/10 kV | 315 | 0.313 | 0.123 | 0.249 | cs | 95 | 0.00403 | MV
NA2XS2Y 1x185 RM/25 6/10 kV | 406 | 0.161 | 0.11 | 0.358 | cs | 185 | 0.00403 | MV
NA2XS2Y 1x240 RM/25 6/10 kV | 456 | 0.122 | 0.105 | 0.416 | cs | 240 | 0.00403 | MV
NA2XS2Y 1x150 RM/25 12/20 kV | 250 | 0.206 | 0.116 | 0.319 | cs | 150 | 0.00403 | MV
NA2XS2Y 1x120 RM/25 12/20 kV | 230 | 0.253 | 0.119 | 0.283 | cs | 120 | 0.00403 | MV
NA2XS2Y 1x70 RM/25 12/20 kV | 190 | 0.443 | 0.132 | 0.22 | cs | 70 | 0.00403 | MV
NA2XS2Y 1x150 RM/25 6/10 kV | 360 | 0.206 | 0.11 | 0.315 | cs | 150 | 0.00403 | MV
NA2XS2Y 1x120 RM/25 6/10 kV | 340 | 0.253 | 0.113 | 0.28 | cs | 120 | 0.00403 | MV
NA2XS2Y 1x70 RM/25 6/10 kV | 280 | 0.443 | 0.123 | 0.217 | cs | 70 | 0.00403 | MV
N2XS(FL)2Y 1x120 RM/35 64/110 kV | 112 | 0.153 | 0.166 | 0.366 | cs | 120 | 0.00393 | HV
N2XS(FL)2Y 1x185 RM/35 64/110 kV | 125 | 0.099 | 0.156 | 0.457 | cs | 185 | 0.00393 | HV
N2XS(FL)2Y 1x240 RM/35 64/110 kV | 135 | 0.075 | 0.149 | 0.526 | cs | 240 | 0.00393 | HV
N2XS(FL)2Y 1x300 RM/35 64/110 kV | 144 | 0.06 | 0.144 | 0.588 | cs | 300 | 0.00393 | HV
15-AL1/3-ST1A 0.4 | 11 | 1.8769 | 0.35 | 0.105 | ol | 16 | 0.00403 | LV
24-AL1/4-ST1A 0.4 | 11.25 | 1.2012 | 0.335 | 0.14 | ol | 24 | 0.00403 | LV
48-AL1/8-ST1A 0.4 | 12.2 | 0.5939 | 0.3 | 0.21 | ol | 48 | 0.00403 | LV
94-AL1/15-ST1A 0.4 | 13.2 | 0.306 | 0.29 | 0.35 | ol | 94 | 0.00403 | LV
34-AL1/6-ST1A 10.0 | 9.7 | 0.8342 | 0.36 | 0.17 | ol | 34 | 0.00403 | MV
48-AL1/8-ST1A 10.0 | 10.1 | 0.5939 | 0.35 | 0.21 | ol | 48 | 0.00403 | MV
70-AL1/11-ST1A 10.0 | 10.4 | 0.4132 | 0.339 | 0.29 | ol | 70 | 0.00403 | MV
94-AL1/15-ST1A 10.0 | 10.75 | 0.306 | 0.33 | 0.35 | ol | 94 | 0.00403 | MV
122-AL1/20-ST1A 10.0 | 11.1 | 0.2376 | 0.323 | 0.41 | ol | 122 | 0.00403 | MV
149-AL1/24-ST1A 10.0 | 11.25 | 0.194 | 0.315 | 0.47 | ol | 149 | 0.00403 | MV
34-AL1/6-ST1A 20.0 | 9.15 | 0.8342 | 0.382 | 0.17 | ol | 34 | 0.00403 | MV
48-AL1/8-ST1A 20.0 | 9.5 | 0.5939 | 0.372 | 0.21 | ol | 48 | 0.00403 | MV
70-AL1/11-ST1A 20.0 | 9.7 | 0.4132 | 0.36 | 0.29 | ol | 70 | 0.00403 | MV
94-AL1/15-ST1A 20.0 | 10 | 0.306 | 0.35 | 0.35 | ol | 94 | 0.00403 | MV
122-AL1/20-ST1A 20.0 | 10.3 | 0.2376 | 0.344 | 0.41 | ol | 122 | 0.00403 | MV
149-AL1/24-ST1A 20.0 | 10.5 | 0.194 | 0.337 | 0.47 | ol | 149 | 0.00403 | MV
184-AL1/30-ST1A 20.0 | 10.75 | 0.1571 | 0.33 | 0.535 | ol | 184 | 0.00403 | MV
243-AL1/39-ST1A 20.0 | 11 | 0.1188 | 0.32 | 0.645 | ol | 243 | 0.00403 | MV
48-AL1/8-ST1A 110.0 | 8 | 0.5939 | 0.46 | 0.21 | ol | 48 | 0.00403 | HV
70-AL1/11-ST1A 110.0 | 8.4 | 0.4132 | 0.45 | 0.29 | ol | 70 | 0.00403 | HV
94-AL1/15-ST1A 110.0 | 8.65 | 0.306 | 0.44 | 0.35 | ol | 94 | 0.00403 | HV
122-AL1/20-ST1A 110.0 | 8.5 | 0.2376 | 0.43 | 0.41 | ol | 122 | 0.00403 | HV
149-AL1/24-ST1A 110.0 | 8.75 | 0.194 | 0.41 | 0.47 | ol | 149 | 0.00403 | HV
184-AL1/30-ST1A 110.0 | 8.8 | 0.1571 | 0.4 | 0.535 | ol | 184 | 0.00403 | HV
243-AL1/39-ST1A 110.0 | 9 | 0.1188 | 0.39 | 0.645 | ol | 243 | 0.00403 | HV
305-AL1/39-ST1A 110.0 | 9.2 | 0.0949 | 0.38 | 0.74 | ol | 305 | 0.00403 | HV
490-AL1/64-ST1A 110.0 | 9.75 | 0.059 | 0.37 | 0.96 | ol | 490 | 0.00403 | HV
679-AL1/86-ST1A 110.0 | 9.95 | 0.042 | 0.36 | 1.15 | ol | 679 | 0.00403 | HV
490-AL1/64-ST1A 220.0 | 10 | 0.059 | 0.285 | 0.96 | ol | 490 | 0.00403 | HV
679-AL1/86-ST1A 220.0 | 11.7 | 0.042 | 0.275 | 1.15 | ol | 679 | 0.00403 | HV
490-AL1/64-ST1A 380.0 | 11 | 0.059 | 0.253 | 0.96 | ol | 490 | 0.00403 | HV
679-AL1/86-ST1A 380.0 | 14.6 | 0.042 | 0.25 | 1.15 | ol | 679 | 0.00403 | HV

## trafo_std_types
| i0_percent | pfe_kw | vkr_percent | sn_mva | vn_lv_kv | vn_hv_kv | vk_percent | shift_degree | vector_group | tap_side | tap_neutral | tap_min | tap_max | tap_step_degree | tap_step_percent | tap_phase_shifter
160 MVA 380/110 kV | 0.06 | 60 | 0.25 | 160 | 110 | 380 | 12.2 | 0 | Yy0 | hv | 0 | -9 | 9 | 0 | 1.5 | FALSE
100 MVA 220/110 kV | 0.06 | 55 | 0.26 | 100 | 110 | 220 | 12 | 0 | Yy0 | hv | 0 | -9 | 9 | 0 | 1.5 | FALSE
63 MVA 110/20 kV | 0.04 | 22 | 0.32 | 63 | 20 | 110 | 18 | 150 | YNd5 | hv | 0 | -9 | 9 | 0 | 1.5 | FALSE
40 MVA 110/20 kV | 0.05 | 18 | 0.34 | 40 | 20 | 110 | 16.2 | 150 | YNd5 | hv | 0 | -9 | 9 | 0 | 1.5 | FALSE
25 MVA 110/20 kV | 0.07 | 14 | 0.41 | 25 | 20 | 110 | 12 | 150 | YNd5 | hv | 0 | -9 | 9 | 0 | 1.5 | FALSE
63 MVA 110/10 kV | 0.04 | 22 | 0.32 | 63 | 10 | 110 | 18 | 150 | YNd5 | hv | 0 | -9 | 9 | 0 | 1.5 | FALSE
40 MVA 110/10 kV | 0.05 | 18 | 0.34 | 40 | 10 | 110 | 16.2 | 150 | YNd5 | hv | 0 | -9 | 9 | 0 | 1.5 | FALSE
25 MVA 110/10 kV | 0.07 | 14 | 0.41 | 25 | 10 | 110 | 12 | 150 | YNd5 | hv | 0 | -9 | 9 | 0 | 1.5 | FALSE
0.25 MVA 20/0.4 kV | 0.32 | 0.8 | 1.44 | 0.25 | 0.4 | 20 | 6 | 150 | Yzn5 | hv | 0 | -2 | 2 | 0 | 2.5 | FALSE
0.4 MVA 20/0.4 kV | 0.3375 | 1.35 | 1.425 | 0.4 | 0.4 | 20 | 6 | 150 | Dyn5 | hv | 0 | -2 | 2 | 0 | 2.5 | FALSE
0.63 MVA 20/0.4 kV | 0.2619 | 1.65 | 1.206 | 0.63 | 0.4 | 20 | 6 | 150 | Dyn5 | hv | 0 | -2 | 2 | 0 | 2.5 | FALSE
0.25 MVA 10/0.4 kV | 0.24 | 0.6 | 1.2 | 0.25 | 0.4 | 10 | 4 | 150 | Dyn5 | hv | 0 | -2 | 2 | 0 | 2.5 | FALSE
0.4 MVA 10/0.4 kV | 0.2375 | 0.95 | 1.325 | 0.4 | 0.4 | 10 | 4 | 150 | Dyn5 | hv | 0 | -2 | 2 | 0 | 2.5 | FALSE
0.63 MVA 10/0.4 kV | 0.1873 | 1.18 | 1.0794 | 0.63 | 0.4 | 10 | 4 | 150 | Dyn5 | hv | 0 | -2 | 2 | 0 | 2.5 | FALSE

## trafo3w_std_types
| sn_hv_mva | sn_mv_mva | sn_lv_mva | vn_hv_kv | vn_mv_kv | vn_lv_kv | vk_hv_percent | vk_mv_percent | vk_lv_percent | vkr_hv_percent | vkr_mv_percent | vkr_lv_percent | pfe_kw | i0_percent | shift_mv_degree | shift_lv_degree | vector_group | tap_side | tap_neutral | tap_min | tap_max | tap_step_percent
63/25/38 MVA 110/20/10 kV | 63 | 25 | 38 | 110 | 20 | 10 | 10.4 | 10.4 | 10.4 | 0.28 | 0.32 | 0.35 | 35 | 0.89 | 0 | 0 | YN0yn0yn0 | hv | 0 | -10 | 10 | 1.2
63/25/38 MVA 110/10/10 kV | 63 | 25 | 38 | 110 | 10 | 10 | 10.4 | 10.4 | 10.4 | 0.28 | 0.32 | 0.35 | 35 | 0.89 | 0 | 0 | YN0yn0yn0 | hv | 0 | -10 | 10 | 1.2

## fuse_std_types
| fuse_type | i_rated_a | t_avg | t_min | t_total | x_avg | x_min | x_total
HV 100A | HV 100A | 100 | 0 | [10.0, 3.64, 0.854, 0.281, 0.1, 0.0531, 0.022, 0.01] | [10.0, 4.267, 1.21, 0.403, 0.1, 0.058, 0.022, 0.01] | 0 | [300.0, 350.0, 450.0, 550.0, 700.0, 850.0, 1200.0, 1752.0] | [600.0, 700.0, 900.0, 1150.0, 1665.0, 2000.0, 3000.0, 4313.0]
HV 10A | HV 10A | 10 | 0 | [10.0, 1675.0, 0.344, 0.156, 0.1, 0.0417, 0.0171, 0.01] | [10.0, 1.3, 0.3, 0.155, 0.1, 0.0555, 0.023, 0.01] | 0 | [30.0, 32.0, 35.0, 37.0, 39.0, 50.0, 70.0, 88.0] | [60.0, 70.0, 80.0, 87.0, 94.0, 110.0, 150.0, 216.0]
HV 125A | HV 125A | 125 | 0 | [10.0, 1.82, 0.344, 0.1, 0.0467, 0.0269, 0.01] | [10.0, 2.478, 0.426, 0.1, 0.0427, 0.0211, 0.01] | 0 | [375.0, 500.0, 700.0, 925.0, 1200.0, 1500.0, 2341.0] | [750.0, 1000.0, 1500.0, 2200.0, 3000.0, 4000.0, 5765.0]
HV 160A | HV 160A | 160 | 0 | [10.0, 4.15, 1.03, 0.198, 0.1, 0.051, 0.0172, 0.01] | [10.0, 2.3, 0.734, 0.274, 0.1, 0.046, 0.0177, 0.01] | 0 | [480.0, 550.0, 700.0, 1000.0, 1260.0, 1600.0, 2500.0, 3227.0] | [960.0, 1300.0, 1700.0, 2200.0, 2996.0, 4000.0, 6000.0, 7946.0]
HV 16A | HV 16A | 16 | 0 | [10.0, 0.352, 0.164, 0.1, 0.0649, 0.0342, 0.01] | [10.0, 2.34, 0.722, 0.181, 0.1, 0.055, 0.0296, 0.01] | 0 | [48.0, 60.0, 65.0, 71.0, 80.0, 100.0, 162.0] | [96.0, 110.0, 125.0, 150.0, 168.0, 200.0, 250.0, 398.0]
HV 200A | HV 200A | 200 | 0 | [10.0, 4.267, 1.21, 0.403, 0.1, 0.058, 0.022, 0.01] | [10.0, 3.73, 1.654, 0.328, 0.1, 0.0531, 0.019, 0.01] | 0 | [600.0, 700.0, 900.0, 1150.0, 1665.0, 2000.0, 3000.0, 4313.0] | [1200.0, 1500.0, 1800.0, 2700.0, 3960.0, 5000.0, 7500.0, 10620.0]
HV 20A | HV 20A | 20 | 0 | [10.0, 1.3, 0.3, 0.155, 0.1, 0.0555, 0.023, 0.01] | [10.0, 1.3, 0.161, 0.1, 0.0611, 0.0399, 0.0141, 0.01] | 0 | [60.0, 70.0, 80.0, 87.0, 94.0, 110.0, 150.0, 216.0] | [120.0, 150.0, 200.0, 223.0, 260.0, 300.0, 450.0, 532.0]
HV 25A | HV 25A | 25 | 0 | [10.0, 2.512, 0.833, 0.299, 0.1, 0.0372, 0.0223, 0.01] | [10.0, 3.125, 0.597, 0.198, 0.1, 0.0378, 0.022, 0.01] | 0 | [75.0, 82.0, 90.0, 100.0, 124.0, 170.0, 200.0, 289.0] | [150.0, 170.0, 210.0, 250.0, 294.0, 400.0, 500.0, 711.0]
HV 31.5A | HV 31.5A | 31.5 | 0 | [10.0, 2.34, 0.722, 0.181, 0.1, 0.055, 0.0296, 0.01] | [10.0, 2.84, 0.368, 0.164, 0.1, 0.0621, 0.0378, 0.0195, 0.01] | 0 | [95.0, 110.0, 125.0, 150.0, 165.0, 200.0, 250.0, 390.0] | [189.0, 220.0, 300.0, 350.0, 393.0, 450.0, 530.0, 700.0, 960.0]
HV 40A | HV 40A | 40 | 0 | [10.0, 1.3, 0.161, 0.1, 0.0611, 0.0399, 0.0141, 0.01] | [10.0, 2.05, 0.369, 0.198, 0.1, 0.051, 0.0298, 0.01] | 0 | [120.0, 150.0, 200.0, 223.0, 260.0, 300.0, 450.0, 532.0] | [240.0, 300.0, 400.0, 450.0, 530.0, 650.0, 800.0, 1311.0]
HV 50A | HV 50A | 50 | 0 | [10.0, 3.215, 0.597, 0.198, 0.1, 0.0378, 0.022, 0.01] | [10.0, 3.64, 0.854, 0.281, 0.1, 0.0531, 0.022, 0.01] | 0 | [150.0, 170.0, 210.0, 250.0, 294.0, 400.0, 500.0, 711.0] | [300.0, 350.0, 450.0, 550.0, 700.0, 850.0, 1200.0, 1752.0]
HV 6.3A | HV 6.3A | 6.3 | 0 | [10.0, 1.39, 0.344, 0.168, 0.1, 0.056, 0.0263, 0.01] | [10.0, 1.711, 0.516, 0.198, 0.1, 0.0634, 0.0303, 0.01] | 0 | [19.0, 19.5, 20.4, 20.8, 22.0, 25.0, 32.0, 48.0] | [38.0, 40.0, 43.0, 48.0, 53.0, 60.0, 75.0, 118.0]
HV 63A | HV 63A | 63 | 0 | [10.0, 2.84, 0.368, 0.164, 0.1, 0.0621, 0.0378, 0.0195, 0.01] | [10.0, 1.82, 0.344, 0.1, 0.0467, 0.0269, 0.01] | 0 | [189.0, 220.0, 300.0, 350.0, 393.0, 450.0, 530.0, 700.0, 961.0] | [378.0, 500.0, 700.0, 934.0, 1200.0, 1500.0, 2366.0]
HV 80A | HV 80A | 80 | 0 | [10.0, 2.05, 0.369, 0.198, 0.1, 0.051, 0.0298, 0.01] | [10.0, 4.15, 1.03, 0.198, 0.1, 0.051, 0.0172, 0.01] | 0 | [240.0, 300.0, 400.0, 450.0, 530.0, 650.0, 800.0, 1311.0] | [480.0, 550.0, 700.0, 1000.0, 1260.0, 1600.0, 2500.0, 3227.0]
Siemens NH-1-100 | Siemens NH-1-100 | 100 | [5400.0, 2000.0, 400.0, 20.0, 1.0, 0.2, 0.012, 0.004] | 0 | 0 | [150.0, 190.0, 250.0, 430.0, 900.0, 1250.0, 2700.0, 3600.0] | 0 | 0
Siemens NH-1-125 | Siemens NH-1-125 | 125 | [4800.0, 120.0, 7.0, 0.1, 0.004] | 0 | 0 | [180.0, 400.0, 740.0, 2000.0, 4250.0] | 0 | 0
Siemens NH-1-16 | Siemens NH-1-16 | 16 | [4000.0, 400.0, 2.0, 0.1, 0.04, 0.01] | 0 | 0 | [26.0, 35.0, 75.0, 150.0, 200.0, 300.0] | 0 | 0
Siemens NH-1-160 | Siemens NH-1-160 | 160 | [4800.0, 120.0, 7.0, 0.1, 0.004] | 0 | 0 | [210.0, 500.0, 900.0, 2300.0, 5000.0] | 0 | 0
Siemens NH-1-25 | Siemens NH-1-25 | 25 | [4000.0, 1000.0, 10.0, 0.2, 0.02, 0.01] | 0 | 0 | [40.0, 50.0, 100.0, 210.0, 400.0, 500.0] | 0 | 0
Siemens NH-1-50 | Siemens NH-1-50 | 50 | [4000.0, 40.0, 4.0, 1.0, 0.02, 0.01] | 0 | 0 | [86.0, 200.0, 300.0, 400.0, 1000.0, 1280.0] | 0 | 0
Siemens NH-1-63 | Siemens NH-1-63 | 63 | [4000.0, 100.0, 10.0, 2.0, 0.04, 0.01] | 0 | 0 | [100.0, 200.0, 300.0, 400.0, 1000.0, 1500.0] | 0 | 0
Siemens NH-1-80 | Siemens NH-1-80 | 80 | [4800.0, 120.0, 7.0, 0.1, 0.01] | 0 | 0 | [150.58, 250.0, 450.0, 1150.0, 2470.0] | 0 | 0
Siemens NH-2-1000 | Siemens NH-2-1000 | 1000 | [4800.0, 120.0, 7.0, 0.1, 0.004] | 0 | 0 | [1900.0, 3500.0, 8400.0, 24000.0, 52000.0] | 0 | 0
Siemens NH-2-200 | Siemens NH-2-200 | 200 | [4800.0, 120.0, 7.0, 0.1, 0.004] | 0 | 0 | [280.0, 650.0, 1200.0, 3000.0, 7000.0] | 0 | 0
Siemens NH-2-224 | Siemens NH-2-224 | 224 | [4800.0, 120.0, 7.0, 0.2, 0.04, 0.004] | 0 | 0 | [400.0, 750.0, 1453.0, 3025.0, 4315.0, 7600.0] | 0 | 0
Siemens NH-2-250 | Siemens NH-2-250 | 250 | [4800.0, 120.0, 7.0, 0.1, 0.004] | 0 | 0 | [450.0, 800.0, 1650.0, 4000.0, 8500.0] | 0 | 0
Siemens NH-2-315 | Siemens NH-2-315 | 315 | [4800.0, 120.0, 7.0, 0.1, 0.004] | 0 | 0 | [550.0, 920.0, 1900.0, 5000.0, 11000.0] | 0 | 0
Siemens NH-2-355 | Siemens NH-2-355 | 355 | [4800.0, 120.0, 6.0, 0.1, 0.004] | 0 | 0 | [650.0, 1116.27, 2350.0, 5840.0, 12790.0] | 0 | 0
Siemens NH-2-400 | Siemens NH-2-400 | 400 | [4800.0, 120.0, 7.0, 0.1, 0.004] | 0 | 0 | [720.0, 1350.0, 2800.0, 6500.0, 15000.0] | 0 | 0
Siemens NH-2-425 | Siemens NH-2-425 | 425 | [4800.0, 120.0, 7.0, 0.1, 0.004] | 0 | 0 | [850.0, 1500.0, 3050.0, 7500.0, 16500.0] | 0 | 0
Siemens NH-2-630 | Siemens NH-2-630 | 630 | [4800.0, 120.0, 7.0, 0.1, 0.004] | 0 | 0 | [1200.0, 2000.0, 4800.0, 12000.0, 26000.0] | 0 | 0

## res_bus
| vm_pu | va_degree | p_mw | q_mvar
0 | 0.98289 | -0.32972 | 0.00028352 | 7.1057e-05
1 | 0.98278 | -0.33198 | 0 | 0
2 | 0.98392 | -0.30926 | 0.0011562 | 0.00028978
3 | 0.98271 | -0.33324 | 0 | 0
4 | 0.98394 | -0.30893 | 0.001427 | 0.00035765
5 | 0.98261 | -0.33532 | 0.0011316 | 0.0002836
6 | 0.97294 | -0.5221 | 0.0030682 | 0.00076897
7 | 0.97307 | -0.51956 | 0.0033223 | 0.00083265
8 | 0.97316 | -0.5178 | 0 | 0
9 | 0.97343 | -0.5124 | 0.001339 | 0.00033558
10 | 0.97371 | -0.50682 | 0 | 0
11 | 0.97789 | -0.42504 | 0.0033684 | 0.00084421
12 | 0.9772 | -0.4385 | 0.0035563 | 0.0008913
13 | 0.97918 | -0.39971 | 0 | 0
14 | 0.97686 | -0.4452 | 0.0053326 | 0.0013365
15 | 0.98007 | -0.38241 | 0 | 0
16 | 0.97888 | -0.40562 | 0.0023021 | 0.00057697
17 | 0.97621 | -0.45796 | 0.011648 | 0.0029193
18 | 0.98059 | -0.37219 | 0.0020415 | 0.00051164
19 | 0.97766 | -0.4294 | 0.00095301 | 0.00023885
20 | 0.98187 | -0.34739 | 0.0064406 | 0.0016142
21 | 0.98467 | -0.29305 | 0.005813 | 0.0014569
22 | 0.98491 | -0.28832 | 0 | 0
23 | 0.97759 | -0.43082 | 0.00082384 | 0.00020647
24 | 0.97662 | -0.44965 | 0 | 0
25 | 0.97541 | -0.47354 | 0.00058706 | 0.00014713
26 | 0.97653 | -0.45146 | 0.0022509 | 0.00056412
27 | 0.97463 | -0.48883 | 0.0030102 | 0.00075442
28 | 0.98307 | -0.32406 | 0.0018574 | 0.00046551
29 | 0.98276 | -0.32999 | 0.0035412 | 0.0008875
30 | 0.98324 | -0.32079 | 0.0043971 | 0.001102
31 | 0.9827 | -0.33125 | 0.004912 | 0.0012311
32 | 0.98349 | -0.31582 | 0.0049071 | 0.0012298
33 | 0.9824 | -0.33697 | 0.0042038 | 0.0010536
34 | 0.98404 | -0.30523 | 0.0058368 | 0.0014628
35 | 0.98195 | -0.34573 | 0.005853 | 0.0014669
36 | 0.98556 | -0.27586 | 0.0018614 | 0.0004665
37 | 0.9862 | -0.26344 | 0.0035579 | 0.0008917
38 | 0.98659 | -0.25601 | 0 | 0
39 | 0.97137 | -0.55317 | 0.0056103 | 0.0014061
40 | 0.97169 | -0.54681 | 0 | 0
41 | 0.97121 | -0.55623 | 0 | 0
42 | 0.97173 | -0.54605 | 0 | 0
43 | 0.9716 | -0.54862 | 0.0026465 | 0.00066326
44 | 0.97114 | -0.55775 | 0.0056938 | 0.001427
45 | 0.97222 | -0.53629 | 0 | 0
46 | 0.97139 | -0.55271 | 0.0031938 | 0.00080043
47 | 0.97134 | -0.55375 | 0 | 0
48 | 0.97345 | -0.51195 | 0.0052147 | 0.0013069
49 | 0.97192 | -0.5423 | 0.004001 | 0.0010028
50 | 0.97132 | -0.55417 | 0.0012131 | 0.00030404
51 | 0.97127 | -0.55501 | 0 | 0
52 | 0.97118 | -0.5568 | 0.0025909 | 0.00064933
53 | 0.97134 | -0.55364 | 0 | 0
54 | 0.97105 | -0.55953 | 0.001531 | 0.00038371
55 | 0.97077 | -0.56494 | 0.004612 | 0.0011559
56 | 0.97589 | -0.46459 | 0.0043981 | 0.0011023
57 | 0.97594 | -0.46368 | 0.0058163 | 0.0014577
58 | 0.97061 | -0.56819 | 0.0027831 | 0.0006975
59 | 0.98438 | -0.30026 | 0.0066475 | 0.001666
60 | 0.98468 | -0.2943 | 0.0066094 | 0.0016565
61 | 0.98404 | -0.3068 | 0.00052136 | 0.00013066
62 | 0.98478 | -0.2924 | 0 | 0
63 | 0.98349 | -0.31764 | 0.0039452 | 0.00098875
64 | 0.98421 | -0.30359 | 0 | 0
65 | 0.98538 | -0.28074 | 0.0053246 | 0.0013345
66 | 0.98343 | -0.31878 | 0.0015816 | 0.00039639
67 | 0.98409 | -0.30589 | 0.0020972 | 0.00052561
68 | 0.9857 | -0.27446 | 0.0053279 | 0.0013353
69 | 0.98303 | -0.32656 | 0 | 0
70 | 0.9705 | -0.57035 | 0.0036385 | 0.0009119
71 | 0.97049 | -0.5705 | 0.0032874 | 0.0008239
72 | 0.99131 | -0.1658 | 0.0054319 | 0.0013614
73 | 0.99121 | -0.1676 | 0.0047063 | 0.0011795
74 | 0.99141 | -0.16387 | 0.015447 | 0.0038713
75 | 0.99191 | -0.15409 | 0 | 0
76 | 0.99436 | -0.10704 | 0.0012447 | 0.00031196
77 | 0.99115 | -0.16882 | 0.0025696 | 0.00064401
78 | 0.99436 | -0.107 | 0.0018843 | 0.00047226
79 | 0.98848 | -0.22032 | 0.024463 | 0.0061309
80 | 0.9767 | -0.44867 | 0.0031046 | 0.00077809
81 | 0.97711 | -0.44052 | 0.0044748 | 0.0011215
82 | 0.97644 | -0.45371 | 0.0054234 | 0.0013592
83 | 0.97741 | -0.43476 | 0.0043776 | 0.0010971
84 | 0.97529 | -0.47646 | 0.0032837 | 0.00082297
85 | 0.97631 | -0.45641 | 0.0037625 | 0.00094296
86 | 0.97835 | -0.41635 | 0.004635 | 0.0011616
87 | 0.97525 | -0.47728 | 0 | 0
88 | 0.9749 | -0.48421 | 0.0050871 | 0.0012749
89 | 0.97627 | -0.45709 | 0.001705 | 0.00042731
90 | 0.97854 | -0.41253 | 0.0042269 | 0.0010594
91 | 0.97609 | -0.46064 | 0.0028197 | 0.00070667
92 | 0.97949 | -0.39387 | 0.0044155 | 0.0011066
93 | 0.97976 | -0.38861 | 0.0037079 | 0.00092929
94 | 0.98148 | -0.35498 | 0.0024012 | 0.00060179
95 | 0.98748 | -0.23977 | 0 | 0
96 | 0.98586 | -0.27138 | 0 | 0
97 | 0.98727 | -0.24394 | 0.0066806 | 0.0016743
98 | 0.98515 | -0.28506 | 0.01574 | 0.0039447
99 | 0.98713 | -0.24667 | 0.0060809 | 0.001524
100 | 0.99451 | -0.10401 | 0 | 0
101 | 0.99142 | -0.16309 | 0 | 0
102 | 0.99657 | -0.064831 | 0.0015454 | 0.0003873
103 | 0.99018 | -0.18674 | 0.0018101 | 0.00045366
104 | 0.98955 | -0.19899 | 0.0040975 | 0.0010269
105 | 0.99789 | -0.039905 | 0 | 0
106 | 0.98819 | -0.22499 | 0.0041376 | 0.001037
107 | 0.98777 | -0.23304 | 0.002453 | 0.00061477
108 | 0.99774 | -0.042739 | 0 | 0
109 | 0.99871 | -0.024442 | 0.0020022 | 0.0005018
110 | 0.98709 | -0.24742 | 0.0030028 | 0.00075257
111 | 0.98507 | -0.28663 | 0.0068667 | 0.001721
112 | 0.97435 | -0.49495 | 0.0019994 | 0.0005011
113 | 0.97438 | -0.49436 | 0 | 0
114 | 0.97455 | -0.49107 | 0 | 0
115 | 0.98724 | -0.24334 | 0.0021717 | 0.00054429
116 | 0.98565 | -0.27416 | 0.0058132 | 0.0014569
117 | 0.98474 | -0.29164 | 0.0035212 | 0.00088251
118 | 0.98725 | -0.24328 | 0.0093237 | 0.0023367
119 | 1 | 0 | -0.46756 | -0.11965
120 | 0.9977 | -0.043575 | 0.0037985 | 0.000952
121 | 0.99766 | -0.04429 | 0.0049434 | 0.0012389
122 | 0.9842 | -0.30216 | 0.0037765 | 0.00094649
123 | 0.98507 | -0.28675 | 0.0046179 | 0.0011574
124 | 0.98717 | -0.24475 | 0.0038531 | 0.00096567
125 | 0.98606 | -0.26613 | 0.0025461 | 0.00063812
126 | 0.9824 | -0.33751 | 0.013444 | 0.0033695
127 | 0.98189 | -0.34737 | 0.0067683 | 0.0016963
128 | 0.98167 | -0.35176 | 0 | 0
129 | 0.9812 | -0.36102 | 0.0078423 | 0.0019655
130 | 0.98095 | -0.3658 | 0.0051035 | 0.0012791
131 | 0.9828 | -0.33115 | 0 | 0
132 | 0.98245 | -0.33782 | 0.0071152 | 0.0017832
133 | 0.98049 | -0.37495 | 0.0066099 | 0.0016566
134 | 0.98047 | -0.37525 | 0.0050084 | 0.0012552
135 | 0.98118 | -0.36128 | 0.0044355 | 0.0011116
136 | 0.98403 | -0.30714 | 0.0012158 | 0.0003047
137 | 0.98398 | -0.30813 | 0 | 0
138 | 0.98393 | -0.30902 | 0.0017506 | 0.00043874
139 | 0.99998 | 149.9956 | 0 | 0

## res_line
| p_from_mw | q_from_mvar | p_to_mw | q_to_mvar | pl_mw | ql_mvar | i_from_ka | i_to_ka | i_ka | vm_from_pu | va_from_degree | vm_to_pu | va_to_degree | loading_percent
0 | 0.0011319 | 0.00028033 | -0.0011318 | -0.00028164 | 1.2087e-07 | -1.3153e-06 | 0.0017124 | 0.0017129 | 0.0017129 | 0.98289 | -0.32972 | 0.98278 | -0.33198 | 0.47057
1 | -0.0014154 | -0.00035139 | 0.0014168 | 0.00034223 | 1.3563e-06 | -9.1539e-06 | 0.0021416 | 0.0021381 | 0.0021416 | 0.98289 | -0.32972 | 0.98392 | -0.30926 | 0.58835
2 | 0.0011318 | 0.00028164 | -0.0011317 | -0.00028238 | 6.7708e-08 | -7.3628e-07 | 0.0017129 | 0.0017131 | 0.0017131 | 0.98278 | -0.33198 | 0.98271 | -0.33324 | 0.47064
3 | -0.002573 | -0.00063201 | 0.002573 | 0.00063195 | 4.0748e-08 | -6.5281e-08 | 0.0038867 | 0.0038867 | 0.0038867 | 0.98392 | -0.30926 | 0.98394 | -0.30893 | 1.0678
4 | 0.0011317 | 0.00028238 | -0.0011316 | -0.0002836 | 1.1214e-07 | -1.2187e-06 | 0.0017131 | 0.0017136 | 0.0017136 | 0.98271 | -0.33324 | 0.98261 | -0.33532 | 0.47077
5 | -0.0040001 | -0.0009896 | 0.0040002 | 0.00098956 | 1.506e-07 | -4.3219e-08 | 0.0060448 | 0.0060447 | 0.0060448 | 0.98394 | -0.30893 | 0.98398 | -0.30813 | 1.6607
6 | -0.0030682 | -0.00076897 | 0.0030686 | 0.00076864 | 3.7163e-07 | -3.2118e-07 | 0.0046925 | 0.0046923 | 0.0046925 | 0.97294 | -0.5221 | 0.97307 | -0.51956 | 1.2892
7 | -0.0063909 | -0.0016013 | 0.0063914 | 0.0016014 | 5.3694e-07 | 1.5739e-07 | 0.0097728 | 0.0097727 | 0.0097728 | 0.97307 | -0.51956 | 0.97316 | -0.5178 | 2.6848
8 | -0.0063914 | -0.0016014 | 0.0063931 | 0.0016019 | 1.642e-06 | 4.8108e-07 | 0.0097727 | 0.0097725 | 0.0097727 | 0.97316 | -0.5178 | 0.97343 | -0.5124 | 2.6848
9 | -0.007732 | -0.0019375 | 0.0077341 | 0.0019383 | 2.056e-06 | 8.2778e-07 | 0.011819 | 0.011819 | 0.011819 | 0.97343 | -0.5124 | 0.97371 | -0.50682 | 3.2471
10 | -0.053852 | -0.013528 | 0.053898 | 0.013558 | 4.6272e-05 | 2.9388e-05 | 0.082307 | 0.082307 | 0.082307 | 0.97371 | -0.50682 | 0.97463 | -0.48883 | 22.6117
11 | 0.046117 | 0.01159 | -0.046106 | -0.011583 | 1.1285e-05 | 7.1472e-06 | 0.070488 | 0.070488 | 0.070488 | 0.97371 | -0.50682 | 0.97345 | -0.51195 | 19.3647
12 | 0.020563 | 0.005162 | -0.020549 | -0.005154 | 1.319e-05 | 7.991e-06 | 0.031293 | 0.031293 | 0.031293 | 0.97789 | -0.42504 | 0.9772 | -0.4385 | 8.5969
13 | -0.023931 | -0.0060062 | 0.02396 | 0.006024 | 2.8946e-05 | 1.7794e-05 | 0.036418 | 0.036418 | 0.036418 | 0.97789 | -0.42504 | 0.97918 | -0.39971 | 10.005
14 | 0.016993 | 0.0042627 | -0.016988 | -0.0042595 | 5.4245e-06 | 3.2011e-06 | 0.025877 | 0.025877 | 0.025877 | 0.9772 | -0.4385 | 0.97686 | -0.4452 | 7.1092
15 | -0.088039 | -0.022231 | 0.088112 | 0.022278 | 7.3069e-05 | 4.6627e-05 | 0.13385 | 0.13385 | 0.13385 | 0.97918 | -0.39971 | 0.98007 | -0.38241 | 36.7717
16 | 0.064079 | 0.016207 | -0.064061 | -0.016195 | 1.8152e-05 | 1.1553e-05 | 0.097431 | 0.097431 | 0.097431 | 0.97918 | -0.39971 | 0.97888 | -0.40562 | 26.7668
17 | 0.011655 | 0.0029231 | -0.011648 | -0.0029193 | 7.0885e-06 | 3.7864e-06 | 0.017754 | 0.017755 | 0.017755 | 0.97686 | -0.4452 | 0.97621 | -0.45796 | 4.8777
18 | -0.088112 | -0.022278 | 0.088155 | 0.022305 | 4.3189e-05 | 2.7317e-05 | 0.13385 | 0.13385 | 0.13385 | 0.98007 | -0.38241 | 0.98059 | -0.37219 | 18.3859
19 | 0.061759 | 0.015618 | -0.061688 | -0.015574 | 7.0367e-05 | 4.4768e-05 | 0.093932 | 0.093932 | 0.093932 | 0.97888 | -0.40562 | 0.97766 | -0.4294 | 25.8054
20 | -0.090197 | -0.022816 | 0.090304 | 0.022884 | 0.00010747 | 6.8007e-05 | 0.13695 | 0.13695 | 0.13695 | 0.98059 | -0.37219 | 0.98187 | -0.34739 | 18.8114
21 | 0.060735 | 0.015335 | -0.060731 | -0.015332 | 4.145e-06 | 2.6366e-06 | 0.092481 | 0.092481 | 0.092481 | 0.97766 | -0.4294 | 0.97759 | -0.43082 | 25.4069
22 | -0.096745 | -0.024499 | 0.096753 | 0.024503 | 7.7126e-06 | 4.7426e-06 | 0.14671 | 0.14671 | 0.14671 | 0.98187 | -0.34739 | 0.98195 | -0.34573 | 10.076
23 | -0.005813 | -0.0014569 | 0.0058143 | 0.0014571 | 1.3109e-06 | 2.6258e-07 | 0.0087845 | 0.0087843 | 0.0087845 | 0.98467 | -0.29305 | 0.98491 | -0.28832 | 2.4133
24 | -0.13841 | -0.035066 | 0.13849 | 0.035118 | 8.2842e-05 | 5.1991e-05 | 0.20924 | 0.20924 | 0.20924 | 0.98491 | -0.28832 | 0.98556 | -0.27586 | 14.371
25 | 0.13259 | 0.033609 | -0.13248 | -0.033542 | 0.00010769 | 6.7465e-05 | 0.20046 | 0.20046 | 0.20046 | 0.98491 | -0.28832 | 0.98404 | -0.30523 | 13.7677
26 | 0.059907 | 0.015126 | -0.059853 | -0.015091 | 5.3973e-05 | 3.4326e-05 | 0.091227 | 0.091227 | 0.091227 | 0.97759 | -0.43082 | 0.97662 | -0.44965 | 25.0625
27 | 0.057602 | 0.014528 | -0.057537 | -0.014486 | 6.5809e-05 | 4.1833e-05 | 0.087798 | 0.087798 | 0.087798 | 0.97662 | -0.44965 | 0.97541 | -0.47354 | 24.1203
28 | 0.0022511 | 0.00056369 | -0.0022509 | -0.00056412 | 1.9423e-07 | -4.2662e-07 | 0.0034296 | 0.0034298 | 0.0034298 | 0.97662 | -0.44965 | 0.97653 | -0.45146 | 0.94226
29 | 0.05695 | 0.014339 | -0.056908 | -0.014312 | 4.1597e-05 | 2.6439e-05 | 0.086902 | 0.086902 | 0.086902 | 0.97541 | -0.47354 | 0.97463 | -0.48883 | 23.8743
30 | 0.11537 | 0.029212 | -0.11534 | -0.029191 | 3.2877e-05 | 2.0459e-05 | 0.17474 | 0.17474 | 0.17474 | 0.98307 | -0.32406 | 0.98276 | -0.32999 | 12.0016
31 | -0.11723 | -0.029677 | 0.11725 | 0.029689 | 1.8397e-05 | 1.1459e-05 | 0.17755 | 0.17755 | 0.17755 | 0.98307 | -0.32406 | 0.98324 | -0.32079 | 12.1946
32 | 0.1118 | 0.028304 | -0.11179 | -0.0283 | 6.7229e-06 | 4.176e-06 | 0.16938 | 0.16938 | 0.16938 | 0.98276 | -0.32999 | 0.9827 | -0.33125 | 11.6333
33 | -0.12165 | -0.030791 | 0.12168 | 0.030809 | 2.9013e-05 | 1.8105e-05 | 0.18421 | 0.18421 | 0.18421 | 0.98324 | -0.32079 | 0.98349 | -0.31582 | 12.6517
34 | 0.10688 | 0.027069 | -0.10685 | -0.02705 | 2.9383e-05 | 1.8199e-05 | 0.16194 | 0.16194 | 0.16194 | 0.9827 | -0.33125 | 0.9824 | -0.33697 | 11.1225
35 | -0.12658 | -0.032039 | 0.12665 | 0.032079 | 6.4386e-05 | 4.0257e-05 | 0.19163 | 0.19163 | 0.19163 | 0.98349 | -0.31582 | 0.98404 | -0.30523 | 13.1616
36 | 0.10265 | 0.025997 | -0.10261 | -0.02597 | 4.315e-05 | 2.6653e-05 | 0.15558 | 0.15558 | 0.15558 | 0.9824 | -0.33697 | 0.98195 | -0.34573 | 10.6852
37 | -0.14035 | -0.035585 | 0.14043 | 0.035638 | 8.3885e-05 | 5.2672e-05 | 0.21205 | 0.21205 | 0.21205 | 0.98556 | -0.27586 | 0.9862 | -0.26344 | 14.564
38 | -0.14399 | -0.036529 | 0.14404 | 0.036562 | 5.1429e-05 | 3.2322e-05 | 0.21742 | 0.21742 | 0.21742 | 0.9862 | -0.26344 | 0.98659 | -0.25601 | 14.9327
39 | 0.051997 | 0.013119 | -0.051971 | -0.013103 | 2.517e-05 | 1.5969e-05 | 0.078455 | 0.078455 | 0.078455 | 0.98659 | -0.25601 | 0.98606 | -0.26613 | 21.5536
40 | -0.19604 | -0.049681 | 0.19615 | 0.049748 | 0.00010616 | 6.728e-05 | 0.29587 | 0.29587 | 0.29587 | 0.98659 | -0.25601 | 0.98717 | -0.24475 | 20.3211
41 | -0.011305 | -0.0028333 | 0.011309 | 0.0028351 | 3.4246e-06 | 1.8147e-06 | 0.017318 | 0.017318 | 0.017318 | 0.97137 | -0.55317 | 0.97169 | -0.54681 | 4.7578
42 | 0.0056951 | 0.0014273 | -0.0056942 | -0.0014271 | 8.2927e-07 | 1.7113e-07 | 0.0087241 | 0.0087242 | 0.0087242 | 0.97137 | -0.55317 | 0.97121 | -0.55623 | 2.3968
43 | -0.016548 | -0.0041463 | 0.016548 | 0.0041467 | 5.9789e-07 | 3.5189e-07 | 0.02534 | 0.02534 | 0.02534 | 0.97169 | -0.54681 | 0.97173 | -0.54605 | 6.9616
44 | 0.0052388 | 0.0013112 | -0.0052383 | -0.0013111 | 4.4973e-07 | 5.6998e-08 | 0.0080219 | 0.0080219 | 0.0080219 | 0.97169 | -0.54681 | 0.9716 | -0.54862 | 2.2038
45 | 0.0056942 | 0.0014271 | -0.0056938 | -0.001427 | 4.1249e-07 | 8.5168e-08 | 0.0087242 | 0.0087243 | 0.0087243 | 0.97121 | -0.55623 | 0.97114 | -0.55775 | 2.3968
46 | -0.020957 | -0.0052503 | 0.020966 | 0.0052562 | 9.7457e-06 | 5.9245e-06 | 0.03209 | 0.03209 | 0.03209 | 0.97173 | -0.54605 | 0.97222 | -0.53629 | 8.816
47 | 0.0044084 | 0.0011036 | -0.004407 | -0.0011037 | 1.3972e-06 | -1.1835e-07 | 0.0067502 | 0.0067505 | 0.0067505 | 0.97173 | -0.54605 | 0.97139 | -0.55271 | 1.8545
48 | 0.0025919 | 0.00064786 | -0.0025912 | -0.00064878 | 6.3296e-07 | -9.2148e-07 | 0.0039689 | 0.0039693 | 0.0039693 | 0.9716 | -0.54862 | 0.97134 | -0.55375 | 1.0905
49 | -0.040844 | -0.010246 | 0.040891 | 0.010276 | 4.7461e-05 | 2.9973e-05 | 0.062516 | 0.062516 | 0.062516 | 0.97222 | -0.53629 | 0.97345 | -0.51195 | 17.1749
50 | 0.019878 | 0.0049898 | -0.019872 | -0.0049863 | 5.6939e-06 | 3.4408e-06 | 0.030426 | 0.030426 | 0.030426 | 0.97222 | -0.53629 | 0.97192 | -0.5423 | 8.3589
51 | 0.0012132 | 0.00030329 | -0.0012131 | -0.00030404 | 8.4309e-08 | -7.519e-07 | 0.0018582 | 0.0018585 | 0.0018585 | 0.97139 | -0.55271 | 0.97132 | -0.55417 | 0.51057
52 | 0.0025912 | 0.00064878 | -0.0025911 | -0.00064901 | 1.5561e-07 | -2.2639e-07 | 0.0039693 | 0.0039695 | 0.0039695 | 0.97134 | -0.55375 | 0.97127 | -0.55501 | 1.0905
53 | 0.015871 | 0.0039836 | -0.015862 | -0.0039786 | 8.5804e-06 | 5.0116e-06 | 0.024301 | 0.024301 | 0.024301 | 0.97192 | -0.5423 | 0.97134 | -0.55364 | 6.6761
54 | 0.0025911 | 0.00064901 | -0.0025909 | -0.00064933 | 2.211e-07 | -3.2155e-07 | 0.0039695 | 0.0039696 | 0.0039696 | 0.97127 | -0.55501 | 0.97118 | -0.5568 | 1.0906
55 | 0.015862 | 0.0039786 | -0.015858 | -0.003976 | 4.4477e-06 | 2.598e-06 | 0.024301 | 0.024301 | 0.024301 | 0.97134 | -0.55364 | 0.97105 | -0.55953 | 6.6761
56 | 0.014327 | 0.0035923 | -0.014323 | -0.0035901 | 3.6974e-06 | 2.1134e-06 | 0.021955 | 0.021955 | 0.021955 | 0.97105 | -0.55953 | 0.97077 | -0.56494 | 6.0316
57 | 0.0097112 | 0.0024343 | -0.0097097 | -0.0024335 | 1.5039e-06 | 7.3879e-07 | 0.014886 | 0.014886 | 0.014886 | 0.97077 | -0.56494 | 0.97061 | -0.56819 | 4.0895
58 | -0.0043981 | -0.0011023 | 0.0043983 | 0.0011023 | 1.9081e-07 | -1.9252e-08 | 0.0067062 | 0.0067061 | 0.0067062 | 0.97589 | -0.46459 | 0.97594 | -0.46368 | 1.8424
59 | -0.010215 | -0.00256 | 0.010216 | 0.0025607 | 1.4767e-06 | 7.422e-07 | 0.015574 | 0.015574 | 0.015574 | 0.97594 | -0.46368 | 0.97609 | -0.46064 | 4.2787
60 | 0.0069266 | 0.001736 | -0.0069259 | -0.0017358 | 7.1125e-07 | 2.4735e-07 | 0.010619 | 0.010619 | 0.010619 | 0.97061 | -0.56819 | 0.9705 | -0.57035 | 2.9174
61 | -0.019828 | -0.0049734 | 0.019834 | 0.0049768 | 5.6317e-06 | 3.3917e-06 | 0.029975 | 0.029975 | 0.029975 | 0.98438 | -0.30026 | 0.98468 | -0.2943 | 8.2348
62 | 0.013181 | 0.0033074 | -0.013177 | -0.0033051 | 4.111e-06 | 2.2801e-06 | 0.019926 | 0.019926 | 0.019926 | 0.98438 | -0.30026 | 0.98404 | -0.3068 | 5.4743
63 | -0.026443 | -0.0066333 | 0.026446 | 0.0066347 | 2.3926e-06 | 1.4804e-06 | 0.039963 | 0.039962 | 0.039963 | 0.98468 | -0.2943 | 0.98478 | -0.2924 | 10.9787
64 | 0.012655 | 0.0031744 | -0.012649 | -0.0031709 | 6.5345e-06 | 3.578e-06 | 0.019138 | 0.019138 | 0.019138 | 0.98404 | -0.3068 | 0.98349 | -0.31764 | 5.2577
65 | 0.0090704 | 0.0022611 | -0.0090655 | -0.0022589 | 4.813e-06 | 2.211e-06 | 0.013701 | 0.013701 | 0.013701 | 0.98478 | -0.2924 | 0.98421 | -0.30359 | 3.7641
66 | -0.035516 | -0.0088959 | 0.035536 | 0.0089083 | 1.974e-05 | 1.2401e-05 | 0.053664 | 0.053664 | 0.053664 | 0.98478 | -0.2924 | 0.98538 | -0.28074 | 14.7428
67 | 0.0087038 | 0.0021821 | -0.0087033 | -0.0021819 | 4.7218e-07 | 2.1007e-07 | 0.013169 | 0.013169 | 0.013169 | 0.98349 | -0.31764 | 0.98343 | -0.31878 | 3.6179
68 | 0.0090655 | 0.0022589 | -0.0090646 | -0.0022585 | 9.8607e-07 | 4.531e-07 | 0.013701 | 0.013702 | 0.013702 | 0.98421 | -0.30359 | 0.98409 | -0.30589 | 3.7642
69 | -0.040861 | -0.010243 | 0.040873 | 0.01025 | 1.2217e-05 | 7.7101e-06 | 0.061704 | 0.061704 | 0.061704 | 0.98538 | -0.28074 | 0.9857 | -0.27446 | 16.9517
70 | 0.0071217 | 0.0017855 | -0.0071191 | -0.0017846 | 2.6401e-06 | 9.2073e-07 | 0.010776 | 0.010776 | 0.010776 | 0.98343 | -0.31878 | 0.98303 | -0.32656 | 2.9605
71 | 0.0069674 | 0.0017329 | -0.006967 | -0.0017327 | 4.1373e-07 | 1.3839e-07 | 0.01053 | 0.01053 | 0.01053 | 0.98409 | -0.30589 | 0.98403 | -0.30714 | 2.893
72 | -0.046201 | -0.011586 | 0.046207 | 0.01159 | 6.7887e-06 | 4.2973e-06 | 0.069747 | 0.069747 | 0.069747 | 0.9857 | -0.27446 | 0.98586 | -0.27138 | 19.1613
73 | 0.0071191 | 0.0017846 | -0.0071175 | -0.001784 | 1.5591e-06 | 5.4405e-07 | 0.010776 | 0.010776 | 0.010776 | 0.98303 | -0.32656 | 0.9828 | -0.33115 | 2.9606
74 | 0.0032874 | 0.00082388 | -0.0032874 | -0.0008239 | 2.4056e-08 | -1.5804e-08 | 0.0050404 | 0.0050404 | 0.0050404 | 0.9705 | -0.57035 | 0.97049 | -0.5705 | 1.3847
75 | 0.0047067 | 0.0011795 | -0.0047063 | -0.0011795 | 4.0246e-07 | -1.9592e-08 | 0.007065 | 0.0070651 | 0.0070651 | 0.99131 | -0.1658 | 0.99121 | -0.1676 | 1.941
76 | -0.010139 | -0.0025408 | 0.010139 | 0.0025413 | 9.3169e-07 | 4.5797e-07 | 0.015219 | 0.015219 | 0.015219 | 0.99131 | -0.1658 | 0.99141 | -0.16387 | 4.1809
77 | -0.025586 | -0.0064126 | 0.025598 | 0.00642 | 1.1927e-05 | 7.3551e-06 | 0.038403 | 0.038403 | 0.038403 | 0.99141 | -0.16387 | 0.99191 | -0.15409 | 10.5502
78 | -0.14241 | -0.035928 | 0.14273 | 0.036133 | 0.00032164 | 0.00020488 | 0.21372 | 0.21372 | 0.21372 | 0.99191 | -0.15409 | 0.99436 | -0.10704 | 29.3566
79 | 0.11681 | 0.029508 | -0.11673 | -0.029456 | 8.2394e-05 | 5.264e-05 | 0.17531 | 0.17531 | 0.17531 | 0.99191 | -0.15409 | 0.99115 | -0.16882 | 48.163
80 | -0.14397 | -0.036445 | 0.14397 | 0.036445 | 2.3655e-07 | 1.4858e-07 | 0.21558 | 0.21558 | 0.21558 | 0.99436 | -0.10704 | 0.99436 | -0.107 | 14.8062
81 | 0.11416 | 0.028812 | -0.11388 | -0.028632 | 0.0002808 | 0.00017939 | 0.17146 | 0.17146 | 0.17146 | 0.99115 | -0.16882 | 0.98848 | -0.22032 | 47.1032
82 | -0.14586 | -0.036917 | 0.14588 | 0.036931 | 2.0978e-05 | 1.3183e-05 | 0.2184 | 0.2184 | 0.2184 | 0.99436 | -0.107 | 0.99451 | -0.10401 | 14.9999
83 | 0.089413 | 0.022501 | -0.08933 | -0.022448 | 8.3029e-05 | 5.2982e-05 | 0.13463 | 0.13463 | 0.13463 | 0.98848 | -0.22032 | 0.98748 | -0.23977 | 36.9865
84 | -0.027042 | -0.0067814 | 0.027053 | 0.006788 | 1.0511e-05 | 6.5201e-06 | 0.0412 | 0.0412 | 0.0412 | 0.9767 | -0.44867 | 0.97711 | -0.44052 | 11.3188
85 | 0.023937 | 0.0060034 | -0.023932 | -0.0059998 | 5.7443e-06 | 3.5323e-06 | 0.036471 | 0.036471 | 0.036471 | 0.9767 | -0.44867 | 0.97644 | -0.45371 | 10.0194
86 | -0.041919 | -0.010515 | 0.041931 | 0.010523 | 1.151e-05 | 7.2722e-06 | 0.063841 | 0.063841 | 0.063841 | 0.97711 | -0.44052 | 0.97741 | -0.43476 | 17.5386
87 | 0.010392 | 0.002606 | -0.010374 | -0.002597 | 1.7773e-05 | 9.0089e-06 | 0.015826 | 0.015826 | 0.015826 | 0.97711 | -0.44052 | 0.97529 | -0.47646 | 4.3479
88 | 0.018508 | 0.0046406 | -0.018506 | -0.0046392 | 2.3814e-06 | 1.4242e-06 | 0.028206 | 0.028206 | 0.028206 | 0.97644 | -0.45371 | 0.97631 | -0.45641 | 7.7489
89 | -0.046308 | -0.01162 | 0.046349 | 0.011646 | 4.0688e-05 | 2.5767e-05 | 0.070505 | 0.070505 | 0.070505 | 0.97741 | -0.43476 | 0.97835 | -0.41635 | 19.3695
90 | 0.0070901 | 0.001774 | -0.0070899 | -0.0017739 | 2.7609e-07 | 9.8173e-08 | 0.010816 | 0.010817 | 0.010817 | 0.97529 | -0.47646 | 0.97525 | -0.47728 | 2.9716
91 | 0.014743 | 0.0036962 | -0.014743 | -0.0036959 | 4.7538e-07 | 2.7285e-07 | 0.022471 | 0.022471 | 0.022471 | 0.97631 | -0.45641 | 0.97627 | -0.45709 | 6.1735
92 | -0.050984 | -0.012807 | 0.050993 | 0.012813 | 9.3091e-06 | 5.906e-06 | 0.077555 | 0.077555 | 0.077555 | 0.97835 | -0.41635 | 0.97854 | -0.41253 | 21.3062
93 | 0.0070899 | 0.0017739 | -0.0070875 | -0.0017731 | 2.3372e-06 | 8.3134e-07 | 0.010817 | 0.010817 | 0.010817 | 0.97525 | -0.47728 | 0.9749 | -0.48421 | 2.9716
94 | 0.0020005 | 0.00049812 | -0.0019998 | -0.00050002 | 6.5106e-07 | -1.9056e-06 | 0.0030522 | 0.003053 | 0.003053 | 0.9749 | -0.48421 | 0.97455 | -0.49107 | 0.83874
95 | 0.013038 | 0.0032686 | -0.013036 | -0.0032674 | 2.2089e-06 | 1.2272e-06 | 0.019873 | 0.019873 | 0.019873 | 0.97627 | -0.45709 | 0.97609 | -0.46064 | 5.4595
96 | -0.05522 | -0.013873 | 0.055269 | 0.013904 | 4.922e-05 | 3.1267e-05 | 0.083982 | 0.083982 | 0.083982 | 0.97854 | -0.41253 | 0.97949 | -0.39387 | 23.072
97 | -0.059685 | -0.01501 | 0.0597 | 0.01502 | 1.4989e-05 | 9.5316e-06 | 0.09069 | 0.09069 | 0.09069 | 0.97949 | -0.39387 | 0.97976 | -0.38861 | 24.9148
98 | -0.063408 | -0.015949 | 0.06351 | 0.016014 | 0.00010205 | 6.494e-05 | 0.096321 | 0.096321 | 0.096321 | 0.97976 | -0.38861 | 0.98148 | -0.35498 | 26.4619
99 | -0.065911 | -0.016616 | 0.066078 | 0.016722 | 0.00016708 | 0.00010637 | 0.099962 | 0.099961 | 0.099962 | 0.98148 | -0.35498 | 0.9842 | -0.30216 | 27.462
100 | 0.073561 | 0.018495 | -0.07345 | -0.018425 | 0.00011088 | 7.0657e-05 | 0.11087 | 0.11087 | 0.11087 | 0.98748 | -0.23977 | 0.98586 | -0.27138 | 30.4585
101 | 0.015769 | 0.0039531 | -0.015766 | -0.0039513 | 3.1325e-06 | 1.8156e-06 | 0.023762 | 0.023762 | 0.023762 | 0.98748 | -0.23977 | 0.98727 | -0.24394 | 6.528
102 | 0.027243 | 0.0068345 | -0.027225 | -0.0068235 | 1.7757e-05 | 1.1008e-05 | 0.041122 | 0.041122 | 0.041122 | 0.98586 | -0.27138 | 0.98515 | -0.28506 | 11.2973
103 | 0.009085 | 0.002277 | -0.0090838 | -0.0022765 | 1.1811e-06 | 5.4112e-07 | 0.013693 | 0.013693 | 0.013693 | 0.98727 | -0.24394 | 0.98713 | -0.24667 | 3.7618
104 | 0.011486 | 0.0028788 | -0.011485 | -0.0028783 | 8.5709e-07 | 4.5185e-07 | 0.017348 | 0.017348 | 0.017348 | 0.98515 | -0.28506 | 0.98507 | -0.28663 | 4.766
105 | 0.0030029 | 0.00075246 | -0.0030028 | -0.00075257 | 1.0787e-07 | -1.1042e-07 | 0.0045266 | 0.0045267 | 0.0045267 | 0.98713 | -0.24667 | 0.98709 | -0.24742 | 1.2436
106 | 0.30544 | 0.078171 | -0.30457 | -0.077616 | 0.00087104 | 0.00055517 | 0.45758 | 0.45758 | 0.45758 | 0.99451 | -0.10401 | 0.99142 | -0.16309 | 31.4273
107 | -0.45132 | -0.1151 | 0.45217 | 0.11565 | 0.00085552 | 0.00054649 | 0.67598 | 0.67598 | 0.67598 | 0.99451 | -0.10401 | 0.99657 | -0.064831 | 46.4271
108 | 0.21611 | 0.055074 | -0.21586 | -0.054917 | 0.00024639 | 0.00015641 | 0.32468 | 0.32468 | 0.32468 | 0.99142 | -0.16309 | 0.99018 | -0.18674 | 22.2998
109 | 0.088457 | 0.022542 | -0.088304 | -0.022445 | 0.00015295 | 9.7589e-05 | 0.1329 | 0.1329 | 0.1329 | 0.99142 | -0.16309 | 0.98955 | -0.19899 | 36.5104
110 | -0.45372 | -0.11604 | 0.45427 | 0.11639 | 0.00054799 | 0.00035005 | 0.67829 | 0.67829 | 0.67829 | 0.99657 | -0.064831 | 0.99789 | -0.039905 | 46.5856
111 | 0.21405 | 0.054464 | -0.21366 | -0.054214 | 0.0003938 | 0.00024995 | 0.32196 | 0.32197 | 0.32197 | 0.99018 | -0.18674 | 0.98819 | -0.22499 | 22.113
112 | 0.084206 | 0.021418 | -0.084068 | -0.02133 | 0.00013795 | 8.7993e-05 | 0.12674 | 0.12674 | 0.12674 | 0.98955 | -0.19899 | 0.98777 | -0.23304 | 34.8177
113 | 0.0087436 | 0.0021914 | -0.0087425 | -0.0021909 | 1.1804e-06 | 5.1361e-07 | 0.013038 | 0.013038 | 0.013038 | 0.99789 | -0.039905 | 0.99774 | -0.042739 | 3.5819
114 | -0.46301 | -0.11858 | 0.46336 | 0.1188 | 0.00034713 | 0.00022176 | 0.69132 | 0.69132 | 0.69132 | 0.99789 | -0.039905 | 0.99871 | -0.024442 | 47.481
115 | 0.20952 | 0.053177 | -0.20934 | -0.05306 | 0.00018412 | 0.00011683 | 0.31574 | 0.31574 | 0.31574 | 0.98819 | -0.22499 | 0.98725 | -0.24328 | 21.6851
116 | 0.081616 | 0.020715 | -0.081575 | -0.020689 | 4.0409e-05 | 2.5771e-05 | 0.12304 | 0.12304 | 0.12304 | 0.98777 | -0.23304 | 0.98724 | -0.24334 | 33.8026
117 | 0.0037987 | 0.00095193 | -0.0037985 | -0.000952 | 1.5125e-07 | -6.7316e-08 | 0.0056653 | 0.0056653 | 0.0056653 | 0.99774 | -0.042739 | 0.9977 | -0.043575 | 1.5564
118 | 0.0049438 | 0.0012389 | -0.0049434 | -0.0012389 | 3.6523e-07 | -2.1675e-10 | 0.007373 | 0.0073731 | 0.0073731 | 0.99774 | -0.042739 | 0.99766 | -0.04429 | 2.0256
119 | -0.46536 | -0.1193 | 0.46591 | 0.11965 | 0.00055218 | 0.00035276 | 0.69431 | 0.69431 | 0.69431 | 0.99871 | -0.024442 | 1 | 0 | 47.6859
120 | 0.0046179 | 0.0011574 | -0.0046179 | -0.0011574 | 2.591e-08 | -1.4938e-09 | 0.0069757 | 0.0069757 | 0.0069757 | 0.98507 | -0.28663 | 0.98507 | -0.28675 | 1.9164
121 | -0.0019994 | -0.0005011 | 0.0019995 | 0.00050094 | 5.6646e-08 | -1.6554e-07 | 0.0030535 | 0.0030534 | 0.0030535 | 0.97435 | -0.49495 | 0.97438 | -0.49436 | 0.83887
122 | -0.0019995 | -0.00050094 | 0.0019998 | 0.00050002 | 3.1303e-07 | -9.152e-07 | 0.0030534 | 0.003053 | 0.0030534 | 0.97438 | -0.49436 | 0.97455 | -0.49107 | 0.83885
123 | 0.079403 | 0.020145 | -0.079286 | -0.02007 | 0.00011747 | 7.4902e-05 | 0.11977 | 0.11977 | 0.11977 | 0.98724 | -0.24334 | 0.98565 | -0.27416 | 32.9033
124 | 0.073473 | 0.018613 | -0.073411 | -0.018574 | 6.1651e-05 | 3.9286e-05 | 0.11099 | 0.11099 | 0.11099 | 0.98565 | -0.27416 | 0.98474 | -0.29164 | 30.4923
125 | 0.06989 | 0.017691 | -0.069855 | -0.017669 | 3.526e-05 | 2.2459e-05 | 0.10567 | 0.10567 | 0.10567 | 0.98474 | -0.29164 | 0.9842 | -0.30216 | 29.0305
126 | 0.20001 | 0.050723 | -0.2 | -0.050714 | 1.4173e-05 | 8.9858e-06 | 0.30168 | 0.30168 | 0.30168 | 0.98725 | -0.24328 | 0.98717 | -0.24475 | 20.7199
127 | 0.049425 | 0.012465 | -0.049257 | -0.012359 | 0.00016828 | 0.00010667 | 0.074613 | 0.074613 | 0.074613 | 0.98606 | -0.26613 | 0.9824 | -0.33751 | 20.4982
128 | 0.035813 | 0.0089892 | -0.035796 | -0.0089786 | 1.6829e-05 | 1.0578e-05 | 0.054249 | 0.05425 | 0.05425 | 0.9824 | -0.33751 | 0.98189 | -0.34737 | 14.9037
129 | 0.029027 | 0.0072823 | -0.029021 | -0.0072785 | 6.0746e-06 | 3.7819e-06 | 0.043992 | 0.043992 | 0.043992 | 0.98189 | -0.34737 | 0.98167 | -0.35176 | 12.0859
130 | 0.012283 | 0.00308 | -0.012278 | -0.0030771 | 5.4151e-06 | 2.9393e-06 | 0.01862 | 0.01862 | 0.01862 | 0.98167 | -0.35176 | 0.9812 | -0.36102 | 5.1153
131 | 0.016738 | 0.0041985 | -0.016727 | -0.0041919 | 1.1195e-05 | 6.579e-06 | 0.025373 | 0.025373 | 0.025373 | 0.98167 | -0.35176 | 0.98095 | -0.3658 | 6.9706
132 | 0.0044355 | 0.0011116 | -0.0044355 | -0.0011116 | 5.6241e-08 | -5.8703e-09 | 0.0067266 | 0.0067266 | 0.0067266 | 0.9812 | -0.36102 | 0.98118 | -0.36128 | 1.848
133 | 0.0066128 | 0.0016575 | -0.0066099 | -0.0016566 | 2.8821e-06 | 8.8076e-07 | 0.010031 | 0.010031 | 0.010031 | 0.98095 | -0.3658 | 0.98049 | -0.37495 | 2.7559
134 | 0.0050107 | 0.0012554 | -0.0050084 | -0.0012552 | 2.2542e-06 | 1.2979e-07 | 0.0076006 | 0.0076011 | 0.0076011 | 0.98095 | -0.3658 | 0.98047 | -0.37525 | 2.0882
135 | 0.0071175 | 0.001784 | -0.0071152 | -0.0017832 | 2.2606e-06 | 7.8925e-07 | 0.010776 | 0.010777 | 0.010777 | 0.9828 | -0.33115 | 0.98245 | -0.33782 | 2.9606
136 | 0.0057512 | 0.001428 | -0.0057509 | -0.001428 | 2.6887e-07 | 5.1526e-08 | 0.008692 | 0.008692 | 0.008692 | 0.98403 | -0.30714 | 0.98398 | -0.30813 | 2.3879
137 | 0.0017507 | 0.00043843 | -0.0017506 | -0.00043874 | 7.408e-08 | -3.106e-07 | 0.0026473 | 0.0026474 | 0.0026474 | 0.98398 | -0.30813 | 0.98393 | -0.30902 | 0.72732

## res_trafo
| p_hv_mw | q_hv_mvar | p_lv_mw | q_lv_mvar | pl_mw | ql_mvar | i_hv_ka | i_lv_ka | vm_hv_pu | va_hv_degree | vm_lv_pu | va_lv_degree | loading_percent
0 | -1.2729e-15 | -1.3162e-15 | 0.00165 | 1.2699e-07 | 0.00165 | 1.2699e-07 | 5.2857e-17 | 0.0023815 | 0.99998 | 149.9956 | 1 | 0 | 0.2619

## res_ext_grid
| p_mw | q_mvar
0 | 0.47107 | 0.12053

## res_load
| p_mw | q_mvar
0 | 0.00028352 | 7.1057e-05
1 | 0.0011562 | 0.00028978
2 | 0.001427 | 0.00035765
3 | 0.0011316 | 0.0002836
4 | 0.0030682 | 0.00076897
5 | 0.0033223 | 0.00083265
6 | 0.001339 | 0.00033558
7 | 0.0033684 | 0.00084421
8 | 0.0035563 | 0.0008913
9 | 0.0053326 | 0.0013365
10 | 0.0023021 | 0.00057697
11 | 0.011648 | 0.0029193
12 | 0.0020415 | 0.00051164
13 | 0.00095301 | 0.00023885
14 | 0.0064406 | 0.0016142
15 | 0.005813 | 0.0014569
16 | 0.00082384 | 0.00020647
17 | 0.00058706 | 0.00014713
18 | 0.0022509 | 0.00056412
19 | 0.0030102 | 0.00075442
20 | 0.0018574 | 0.00046551
21 | 0.0035412 | 0.0008875
22 | 0.0043971 | 0.001102
23 | 0.004912 | 0.0012311
24 | 0.0049071 | 0.0012298
25 | 0.0042038 | 0.0010536
26 | 0.0058368 | 0.0014628
27 | 0.005853 | 0.0014669
28 | 0.0018614 | 0.0004665
29 | 0.0035579 | 0.0008917
30 | 0.0056103 | 0.0014061
31 | 0.0026465 | 0.00066326
32 | 0.0056938 | 0.001427
33 | 0.0031938 | 0.00080043
34 | 0.0052147 | 0.0013069
35 | 0.004001 | 0.0010028
36 | 0.0012131 | 0.00030404
37 | 0.0025909 | 0.00064933
38 | 0.001531 | 0.00038371
39 | 0.004612 | 0.0011559
40 | 0.0043981 | 0.0011023
41 | 0.0058163 | 0.0014577
42 | 0.0027831 | 0.0006975
43 | 0.0066475 | 0.001666
44 | 0.0066094 | 0.0016565
45 | 0.00052136 | 0.00013066
46 | 0.0039452 | 0.00098875
47 | 0.0053246 | 0.0013345
48 | 0.0015816 | 0.00039639
49 | 0.0020972 | 0.00052561
50 | 0.0053279 | 0.0013353
51 | 0.0036385 | 0.0009119
52 | 0.0032874 | 0.0008239
53 | 0.0054319 | 0.0013614
54 | 0.0047063 | 0.0011795
55 | 0.015447 | 0.0038713
56 | 0.0012447 | 0.00031196
57 | 0.0025696 | 0.00064401
58 | 0.0018843 | 0.00047226
59 | 0.024463 | 0.0061309
60 | 0.0031046 | 0.00077809
61 | 0.0044748 | 0.0011215
62 | 0.0054234 | 0.0013592
63 | 0.0043776 | 0.0010971
64 | 0.0032837 | 0.00082297
65 | 0.0037625 | 0.00094296
66 | 0.004635 | 0.0011616
67 | 0.0050871 | 0.0012749
68 | 0.001705 | 0.00042731
69 | 0.0042269 | 0.0010594
70 | 0.0028197 | 0.00070667
71 | 0.0044155 | 0.0011066
72 | 0.0037079 | 0.00092929
73 | 0.0024012 | 0.00060179
74 | 0.0066806 | 0.0016743
75 | 0.01574 | 0.0039447
76 | 0.0060809 | 0.001524
77 | 0.0015454 | 0.0003873
78 | 0.0018101 | 0.00045366
79 | 0.0040975 | 0.0010269
80 | 0.0041376 | 0.001037
81 | 0.002453 | 0.00061477
82 | 0.0020022 | 0.0005018
83 | 0.0030028 | 0.00075257
84 | 0.0068667 | 0.001721
85 | 0.0019994 | 0.0005011
86 | 0.0021717 | 0.00054429
87 | 0.0058132 | 0.0014569
88 | 0.0035212 | 0.00088251
89 | 0.0093237 | 0.0023367
90 | 0.0035104 | 0.00087978
91 | 0.0037985 | 0.000952
92 | 0.0049434 | 0.0012389
93 | 0.0037765 | 0.00094649
94 | 0.0046179 | 0.0011574
95 | 0.0038531 | 0.00096567
96 | 0.0025461 | 0.00063812
97 | 0.013444 | 0.0033695
98 | 0.0067683 | 0.0016963
99 | 0.0078423 | 0.0019655
100 | 0.0051035 | 0.0012791
101 | 0.0071152 | 0.0017832
102 | 0.0066099 | 0.0016566
103 | 0.0050084 | 0.0012552
104 | 0.0044355 | 0.0011116
105 | 0.0012158 | 0.0003047
106 | 0.0017506 | 0.00043874

## dtypes
| element | column | dtype
0 | bus | name | object
1 | bus | vn_kv | float64
2 | bus | type | object
3 | bus | zone | object
4 | bus | in_service | bool
5 | load | name | object
6 | load | bus | uint32
7 | load | p_mw | float64
8 | load | q_mvar | float64
9 | load | const_z_percent | float64
10 | load | const_i_percent | float64
11 | load | sn_mva | float64
12 | load | scaling | float64
13 | load | in_service | bool
14 | load | type | object
15 | ext_grid | name | object
16 | ext_grid | bus | uint32
17 | ext_grid | vm_pu | float64
18 | ext_grid | va_degree | float64
19 | ext_grid | slack_weight | float64
20 | ext_grid | in_service | bool
21 | line | name | object
22 | line | std_type | object
23 | line | from_bus | uint32
24 | line | to_bus | uint32
25 | line | length_km | float64
26 | line | r_ohm_per_km | float64
27 | line | x_ohm_per_km | float64
28 | line | c_nf_per_km | float64
29 | line | g_us_per_km | float64
30 | line | max_i_ka | float64
31 | line | df | float64
32 | line | parallel | uint32
33 | line | type | object
34 | line | in_service | bool
35 | trafo | name | object
36 | trafo | std_type | object
37 | trafo | hv_bus | uint32
38 | trafo | lv_bus | uint32
39 | trafo | sn_mva | float64
40 | trafo | vn_hv_kv | float64
41 | trafo | vn_lv_kv | float64
42 | trafo | vk_percent | float64
43 | trafo | vkr_percent | float64
44 | trafo | pfe_kw | float64
45 | trafo | i0_percent | float64
46 | trafo | shift_degree | float64
47 | trafo | tap_side | object
48 | trafo | tap_neutral | int32
49 | trafo | tap_min | int32
50 | trafo | tap_max | int32
51 | trafo | tap_step_percent | float64
52 | trafo | tap_step_degree | float64
53 | trafo | tap_pos | int32
54 | trafo | tap_phase_shifter | bool
55 | trafo | parallel | uint32
56 | trafo | df | float64
57 | trafo | in_service | bool
58 | line_geodata | coords | object
59 | bus_geodata | x | float64
60 | bus_geodata | y | float64
61 | bus_geodata | coords | object
62 | res_bus | vm_pu | float64
63 | res_bus | va_degree | float64
64 | res_bus | p_mw | float64
65 | res_bus | q_mvar | float64
66 | res_line | p_from_mw | float64
67 | res_line | q_from_mvar | float64
68 | res_line | p_to_mw | float64
69 | res_line | q_to_mvar | float64
70 | res_line | pl_mw | float64
71 | res_line | ql_mvar | float64
72 | res_line | i_from_ka | float64
73 | res_line | i_to_ka | float64
74 | res_line | i_ka | float64
75 | res_line | vm_from_pu | float64
76 | res_line | va_from_degree | float64
77 | res_line | vm_to_pu | float64
78 | res_line | va_to_degree | float64
79 | res_line | loading_percent | float64
80 | res_trafo | p_hv_mw | float64
81 | res_trafo | q_hv_mvar | float64
82 | res_trafo | p_lv_mw | float64
83 | res_trafo | q_lv_mvar | float64
84 | res_trafo | pl_mw | float64
85 | res_trafo | ql_mvar | float64
86 | res_trafo | i_hv_ka | float64
87 | res_trafo | i_lv_ka | float64
88 | res_trafo | vm_hv_pu | float64
89 | res_trafo | va_hv_degree | float64
90 | res_trafo | vm_lv_pu | float64
91 | res_trafo | va_lv_degree | float64
92 | res_trafo | loading_percent | float64
93 | res_ext_grid | p_mw | float64
94 | res_ext_grid | q_mvar | float64
95 | res_load | p_mw | float64
96 | res_load | q_mvar | float64

## parameters
| version | format_version | converged | OPF_converged | name | f_hz | sn_mva
0 | 2.14.6 | 2.14.0 | TRUE | FALSE |  | 50 | 1