## bus
| name | vn_kv | type | zone | in_service
0 | bus_LV_1218-1_0_4_node_0 | 0.4 | n |  | TRUE
1 | bus_LV_1218-1_0_4_node_1 | 0.4 | n |  | TRUE
2 | bus_LV_1218-1_0_4_node_2 | 0.4 | n |  | TRUE
3 | bus_LV_1218-1_0_4_node_3 | 0.4 | n |  | TRUE
4 | bus_LV_1218-1_0_4_node_4 | 0.4 | n |  | TRUE
5 | bus_LV_1218-1_0_4_node_5 | 0.4 | n |  | TRUE
6 | bus_LV_1218-1_0_4_node_47 | 0.4 | n |  | TRUE
7 | bus_LV_1218-1_0_4_node_27 | 0.4 | n |  | TRUE
8 | bus_LV_1218-1_0_4_node_68 | 0.4 | n |  | TRUE
9 | bus_LV_1218-1_0_4_node_45 | 0.4 | n |  | TRUE
10 | bus_LV_1218-1_0_4_node_49 | 0.4 | n |  | TRUE
11 | bus_LV_1218-1_0_4_node_51 | 0.4 | n |  | TRUE
12 | bus_LV_1218-1_0_4_node_46 | 0.4 | n |  | TRUE
13 | bus_LV_1218-1_0_4_node_48 | 0.4 | n |  | TRUE
14 | bus_LV_1218-1_0_4_node_29 | 0.4 | n |  | TRUE
15 | bus_LV_1218-1_0_4_node_6 | 0.4 | n |  | TRUE
16 | bus_LV_1218-1_0_4_node_7 | 0.4 | n |  | TRUE
17 | bus_LV_1218-1_0_4_node_8 | 0.4 | n |  | TRUE
18 | bus_LV_1218-1_0_4_node_9 | 0.4 | n |  | TRUE
19 | bus_LV_1218-1_0_4_node_10 | 0.4 | n |  | TRUE
20 | bus_LV_1218-1_0_4_node_67 | 0.4 | n |  | TRUE
21 | bus_LV_1218-1_0_4_node_11 | 0.4 | n |  | TRUE
22 | bus_LV_1218-1_0_4_node_12 | 0.4 | n |  | TRUE
23 | bus_LV_1218-1_0_4_node_13 | 0.4 | n |  | TRUE
24 | bus_LV_1218-1_0_4_node_14 | 0.4 | n |  | TRUE
25 | bus_LV_1218-1_0_4_node_32 | 0.4 | n |  | TRUE
26 | bus_LV_1218-1_0_4_node_15 | 0.4 | n |  | TRUE
27 | bus_LV_1218-1_0_4_node_34 | 0.4 | n |  | TRUE
28 | bus_LV_1218-1_0_4_node_30 | 0.4 | n |  | TRUE
29 | bus_LV_1218-1_0_4_node_132 | 0.4 | n |  | TRUE
30 | bus_LV_1218-1_0_4_node_108 | 0.4 | n |  | TRUE
31 | bus_LV_1218-1_0_4_node_16 | 0.4 | n |  | TRUE
32 | bus_LV_1218-1_0_4_node_17 | 0.4 | n |  | TRUE
33 | bus_LV_1218-1_0_4_node_18 | 0.4 | n |  | TRUE
34 | bus_LV_1218-1_0_4_node_19 | 0.4 | n |  | TRUE
35 | bus_LV_1218-1_0_4_node_20 | 0.4 | n |  | TRUE
36 | bus_LV_1218-1_0_4_node_21 | 0.4 | n |  | TRUE
37 | bus_LV_1218-1_0_4_node_53 | 0.4 | n |  | TRUE
38 | bus_LV_1218-1_0_4_node_50 | 0.4 | n |  | TRUE
39 | bus_LV_1218-1_0_4_node_54 | 0.4 | n |  | TRUE
40 | bus_LV_1218-1_0_4_node_61 | 0.4 | n |  | TRUE
41 | bus_LV_1218-1_0_4_node_62 | 0.4 | n |  | TRUE
42 | bus_LV_1218-1_0_4_node_52 | 0.4 | n |  | TRUE
43 | bus_LV_1218-1_0_4_node_22 | 0.4 | n |  | TRUE
44 | bus_LV_1218-1_0_4_node_23 | 0.4 | n |  | TRUE
45 | bus_LV_1218-1_0_4_node_25 | 0.4 | n |  | TRUE
46 | bus_LV_1218-1_0_4_node_26 | 0.4 | n |  | TRUE
47 | bus_LV_1218-1_0_4_node_42 | 0.4 | n |  | TRUE
48 | bus_LV_1218-1_0_4_node_64 | 0.4 | n |  | TRUE
49 | bus_LV_1218-1_0_4_node_40 | 0.4 | n |  | TRUE
50 | bus_LV_1218-1_0_4_node_66 | 0.4 | n |  | TRUE
51 | bus_LV_1218-1_0_4_node_63 | 0.4 | n |  | TRUE
52 | bus_LV_1218-1_0_4_node_41 | 0.4 | n |  | TRUE
53 | bus_LV_1218-1_0_4_node_69 | 0.4 | n |  | TRUE
54 | bus_LV_1218-1_0_4_node_70 | 0.4 | n |  | TRUE
55 | bus_LV_1218-1_0_4_node_31 | 0.4 | n |  | TRUE
56 | bus_LV_1218-1_0_4_node_33 | 0.4 | n |  | TRUE
57 | bus_LV_1218-1_0_4_node_74 | 0.4 | n |  | TRUE
58 | bus_LV_1218-1_0_4_node_90 | 0.4 | n |  | TRUE
59 | bus_LV_1218-1_0_4_node_35 | 0.4 | n |  | TRUE
60 | bus_LV_1218-1_0_4_node_36 | 0.4 | n |  | TRUE
61 | bus_LV_1218-1_0_4_node_39 | 0.4 | n |  | TRUE
62 | bus_LV_1218-1_0_4_node_37 | 0.4 | n |  | TRUE
63 | bus_LV_1218-1_0_4_node_38 | 0.4 | n |  | TRUE
64 | bus_LV_1218-1_0_4_node_82 | 0.4 | n |  | TRUE
65 | bus_LV_1218-1_0_4_node_87 | 0.4 | n |  | TRUE
66 | bus_LV_1218-1_0_4_node_55 | 0.4 | n |  | TRUE
67 | bus_LV_1218-1_0_4_node_56 | 0.4 | n |  | TRUE
68 | bus_LV_1218-1_0_4_node_57 | 0.4 | n |  | TRUE
69 | bus_LV_1218-1_0_4_node_58 | 0.4 | n |  | TRUE
70 | bus_LV_1218-1_0_4_node_102 | 0.4 | n |  | TRUE
71 | bus_LV_1218-1_0_4_node_59 | 0.4 | n |  | TRUE
72 | bus_LV_1218-1_0_4_node_60 | 0.4 | n |  | TRUE
73 | bus_LV_1218-1_0_4_node_101 | 0.4 | n |  | TRUE
74 | bus_LV_1218-1_0_4_node_113 | 0.4 | n |  | TRUE
75 | bus_LV_1218-1_0_4_node_103 | 0.4 | n |  | TRUE
76 | bus_LV_1218-1_0_4_node_131 | 0.4 | n |  | TRUE
77 | bus_LV_1218-1_0_4_node_130 | 0.4 | n |  | TRUE
78 | bus_LV_1218-1_0_4_node_78 | 0.4 | n |  | TRUE
79 | bus_LV_1218-1_0_4_node_79 | 0.4 | n |  | TRUE
80 | bus_LV_1218-1_0_4_node_80 | 0.4 | n |  | TRUE
81 | bus_LV_1218-1_0_4_node_81 | 0.4 | n |  | TRUE
82 | bus_LV_1218-1_0_4_node_88 | 0.4 | n |  | TRUE
83 | bus_LV_1218-1_0_4_node_93 | 0.4 | n |  | TRUE
84 | bus_LV_1218-1_0_4_node_94 | 0.4 | n |  | TRUE
85 | bus_LV_1218-1_0_4_node_95 | 0.4 | n |  | TRUE
86 | bus_LV_1218-1_0_4_node_96 | 0.4 | n |  | TRUE
87 | bus_LV_1218-1_0_4_node_97 | 0.4 | n |  | TRUE
88 | bus_LV_1218-1_0_4_node_107 | 0.4 | n |  | TRUE
89 | bus_LV_1218-1_0_4_node_104 | 0.4 | n |  | TRUE
90 | bus_LV_1218-1_0_4_node_105 | 0.4 | n |  | TRUE
91 | bus_LV_1218-1_0_4_node_106 | 0.4 | n |  | TRUE
92 | bus_LV_1218-1_0_4_node_129 | 0.4 | n |  | TRUE
93 | bus_LV_1218-1_0_4_node_114 | 0.4 | n |  | TRUE
94 | bus_LV_1218-1_0_4_node_118 | 0.4 | n |  | TRUE
95 | bus_LV_1218-1_0_4_node_119 | 0.4 | n |  | TRUE
96 | bus_LV_1218-1_0_4_node_120 | 0.4 | n |  | TRUE
97 | bus_LV_1218-1_0_4_node_121 | 0.4 | n |  | TRUE
98 | bus_LV_1218-1_0_4_node_123 | 0.4 | n |  | TRUE
99 | bus_LV_1218-1_0_4_node_127 | 0.4 | n |  | TRUE
100 | bus_LV_1218-1_0_4_node_128 | 0.4 | n |  | TRUE
101 | bus_LV_1218-1_0_4_node_72 | 0.4 | n |  | TRUE
102 | bus_LV_1218-1_0_4_node_73 | 0.4 | n |  | TRUE
103 | bus_LV_1218-1_0_4_node_75 | 0.4 | n |  | TRUE
104 | bus_LV_1218-1_0_4_node_98 | 0.4 | n |  | TRUE
105 | bus_LV_1218-1_0_4_node_43 | 0.4 | n |  | TRUE
106 | bus_LV_1218-1_0_4_node_44 | 0.4 | n |  | TRUE
107 | bus_LV_1218-1_0_4_node_99 | 0.4 | n |  | TRUE
108 | bus_LV_1218-1_0_4_node_65 | 0.4 | n |  | TRUE
109 | bus_LV_1218-1_0_4_node_71 | 0.4 | n |  | TRUE
110 | bus_LV_1218-1_0_4_node_77 | 0.4 | n |  | TRUE
111 | bus_LV_1218-1_0_4_node_76 | 0.4 | n |  | TRUE
112 | bus_LV_1218-1_0_4_node_89 | 0.4 | n |  | TRUE
113 | bus_LV_1218-1_0_4_node_83 | 0.4 | n |  | TRUE
114 | bus_LV_1218-1_0_4_node_84 | 0.4 | n |  | TRUE
115 | bus_LV_1218-1_0_4_node_85 | 0.4 | n |  | TRUE
116 | bus_LV_1218-1_0_4_node_115 | 0.4 | n |  | TRUE
117 | bus_LV_1218-1_0_4_node_100 | 0.4 | n |  | TRUE
118 | bus_LV_1218-1_0_4_node_124 | 0.4 | n |  | TRUE
119 | bus_LV_1218-1_0_4_node_92 | 0.4 | n |  | TRUE
120 | bus_LV_1218-1_0_4_node_109 | 0.4 | n |  | TRUE
121 | bus_LV_1218-1_0_4_node_117 | 0.4 | n |  | TRUE
122 | bus_LV_1218-1_0_4_node_111 | 0.4 | n |  | TRUE
123 | bus_LV_1218-1_0_4_node_116 | 0.4 | n |  | TRUE
124 | bus_LV_1218-1_0_4_node_91 | 0.4 | n |  | TRUE
125 | bus_LV_1218-1_0_4_node_125 | 0.4 | n |  | TRUE
126 | bus_LV_1218-1_0_4_node_126 | 0.4 | n |  | TRUE
127 | bus_MV_13_0_node_0 | 20 | n |  | TRUE

## load
| name | bus | p_mw | q_mvar | const_z_percent | const_i_percent | sn_mva | scaling | in_service | type
0 | LV_1218-1_0_4_load_0 | 0 | 0.0022062 | 0.00055294 | 0 | 0 |  | 1 | TRUE | wye
1 | LV_1218-1_0_4_load_1 | 1 | 0.0059042 | 0.0014797 | 0 | 0 |  | 1 | TRUE | wye
2 | LV_1218-1_0_4_load_4 | 4 | 0.0049265 | 0.0012347 | 0 | 0 |  | 1 | TRUE | wye
3 | LV_1218-1_0_4_load_5 | 5 | 0.005049 | 0.0012654 | 0 | 0 |  | 1 | TRUE | wye
4 | LV_1218-1_0_4_load_68 | 8 | 0.0028176 | 0.00070615 | 0 | 0 |  | 1 | TRUE | wye
5 | LV_1218-1_0_4_load_51 | 11 | 0.00037313 | 9.3514e-05 | 0 | 0 |  | 1 | TRUE | wye
6 | LV_1218-1_0_4_load_48 | 13 | 0.0019103 | 0.00047876 | 0 | 0 |  | 1 | TRUE | wye
7 | LV_1218-1_0_4_load_6 | 15 | 0.00027845 | 6.9786e-05 | 0 | 0 |  | 1 | TRUE | wye
8 | LV_1218-1_0_4_load_7 | 16 | 0.00032133 | 8.0533e-05 | 0 | 0 |  | 1 | TRUE | wye
9 | LV_1218-1_0_4_load_9 | 18 | 0.00030358 | 7.6085e-05 | 0 | 0 |  | 1 | TRUE | wye
10 | LV_1218-1_0_4_load_67 | 20 | 0.00057018 | 0.0001429 | 0 | 0 |  | 1 | TRUE | wye
11 | LV_1218-1_0_4_load_11 | 21 | 0.00070608 | 0.00017696 | 0 | 0 |  | 1 | TRUE | wye
12 | LV_1218-1_0_4_load_13 | 23 | 0.00092161 | 0.00023098 | 0 | 0 |  | 1 | TRUE | wye
13 | LV_1218-1_0_4_load_14 | 24 | 0.00048855 | 0.00012244 | 0 | 0 |  | 1 | TRUE | wye
14 | LV_1218-1_0_4_load_15 | 26 | 0.0011932 | 0.00029904 | 0 | 0 |  | 1 | TRUE | wye
15 | LV_1218-1_0_4_load_34 | 27 | 0.00059931 | 0.0001502 | 0 | 0 |  | 1 | TRUE | wye
16 | LV_1218-1_0_4_load_30 | 28 | 0.002392 | 0.00059949 | 0 | 0 |  | 1 | TRUE | wye
17 | LV_1218-1_0_4_load_132 | 29 | 0.00076012 | 0.0001905 | 0 | 0 |  | 1 | TRUE | wye
18 | LV_1218-1_0_4_load_108 | 30 | 0.001053 | 0.00026391 | 0 | 0 |  | 1 | TRUE | wye
19 | LV_1218-1_0_4_load_16 | 31 | 0.0016284 | 0.00040811 | 0 | 0 |  | 1 | TRUE | wye
20 | LV_1218-1_0_4_load_17 | 32 | 0.0013628 | 0.00034155 | 0 | 0 |  | 1 | TRUE | wye
21 | LV_1218-1_0_4_load_19 | 34 | 0.00084573 | 0.00021196 | 0 | 0 |  | 1 | TRUE | wye
22 | LV_1218-1_0_4_load_20 | 35 | 0.0008645 | 0.00021667 | 0 | 0 |  | 1 | TRUE | wye
23 | LV_1218-1_0_4_load_21 | 36 | 0.0022775 | 0.0005708 | 0 | 0 |  | 1 | TRUE | wye
24 | LV_1218-1_0_4_load_53 | 37 | 0.00053135 | 0.00013317 | 0 | 0 |  | 1 | TRUE | wye
25 | LV_1218-1_0_4_load_54 | 39 | 0.00045059 | 0.00011293 | 0 | 0 |  | 1 | TRUE | wye
26 | LV_1218-1_0_4_load_61 | 40 | 0.00053808 | 0.00013486 | 0 | 0 |  | 1 | TRUE | wye
27 | LV_1218-1_0_4_load_62 | 41 | 0.00068306 | 0.00017119 | 0 | 0 |  | 1 | TRUE | wye
28 | LV_1218-1_0_4_load_52 | 42 | 0.0042953 | 0.0010765 | 0 | 0 |  | 1 | TRUE | wye
29 | LV_1218-1_0_4_load_22 | 43 | 0.001143 | 0.00028647 | 0 | 0 |  | 1 | TRUE | wye
30 | LV_1218-1_0_4_load_26 | 46 | 0.00039595 | 9.9235e-05 | 0 | 0 |  | 1 | TRUE | wye
31 | LV_1218-1_0_4_load_42 | 47 | 0.0025236 | 0.00063247 | 0 | 0 |  | 1 | TRUE | wye
32 | LV_1218-1_0_4_load_40 | 49 | 0.00046233 | 0.00011587 | 0 | 0 |  | 1 | TRUE | wye
33 | LV_1218-1_0_4_load_66 | 50 | 0.00089105 | 0.00022332 | 0 | 0 |  | 1 | TRUE | wye
34 | LV_1218-1_0_4_load_63 | 51 | 0.00033189 | 8.3179e-05 | 0 | 0 |  | 1 | TRUE | wye
35 | LV_1218-1_0_4_load_41 | 52 | 0.00057743 | 0.00014472 | 0 | 0 |  | 1 | TRUE | wye
36 | LV_1218-1_0_4_load_69 | 53 | 0.0022629 | 0.00056714 | 0 | 0 |  | 1 | TRUE | wye
37 | LV_1218-1_0_4_load_70 | 54 | 0.00042539 | 0.00010661 | 0 | 0 |  | 1 | TRUE | wye
38 | LV_1218-1_0_4_load_31 | 55 | 0.00035 | 8.7718e-05 | 0 | 0 |  | 1 | TRUE | wye
39 | LV_1218-1_0_4_load_33 | 56 | 0.0002684 | 6.7267e-05 | 0 | 0 |  | 1 | TRUE | wye
40 | LV_1218-1_0_4_load_74 | 57 | 0.00024602 | 6.1658e-05 | 0 | 0 |  | 1 | TRUE | wye
41 | LV_1218-1_0_4_load_90 | 58 | 0.00026935 | 6.7507e-05 | 0 | 0 |  | 1 | TRUE | wye
42 | LV_1218-1_0_4_load_35 | 59 | 0.0014728 | 0.00036912 | 0 | 0 |  | 1 | TRUE | wye
43 | LV_1218-1_0_4_load_36 | 60 | 0.0017994 | 0.00045098 | 0 | 0 |  | 1 | TRUE | wye
44 | LV_1218-1_0_4_load_39 | 61 | 0.00044163 | 0.00011068 | 0 | 0 |  | 1 | TRUE | wye
45 | LV_1218-1_0_4_load_82 | 64 | 0.0002928 | 7.3384e-05 | 0 | 0 |  | 1 | TRUE | wye
46 | LV_1218-1_0_4_load_87 | 65 | 0.00098144 | 0.00024597 | 0 | 0 |  | 1 | TRUE | wye
47 | LV_1218-1_0_4_load_55 | 66 | 0.0011385 | 0.00028535 | 0 | 0 |  | 1 | TRUE | wye
48 | LV_1218-1_0_4_load_59 | 71 | 0.00096227 | 0.00024117 | 0 | 0 |  | 1 | TRUE | wye
49 | LV_1218-1_0_4_load_113 | 74 | 0.00036045 | 9.0337e-05 | 0 | 0 |  | 1 | TRUE | wye
50 | LV_1218-1_0_4_load_131 | 76 | 0.00093808 | 0.00023511 | 0 | 0 |  | 1 | TRUE | wye
51 | LV_1218-1_0_4_load_130 | 77 | 0.0012528 | 0.00031398 | 0 | 0 |  | 1 | TRUE | wye
52 | LV_1218-1_0_4_load_78 | 78 | 0.00041724 | 0.00010457 | 0 | 0 |  | 1 | TRUE | wye
53 | LV_1218-1_0_4_load_79 | 79 | 0.00025971 | 6.5088e-05 | 0 | 0 |  | 1 | TRUE | wye
54 | LV_1218-1_0_4_load_80 | 80 | 0.00072262 | 0.00018111 | 0 | 0 |  | 1 | TRUE | wye
55 | LV_1218-1_0_4_load_81 | 81 | 0.00039663 | 9.9406e-05 | 0 | 0 |  | 1 | TRUE | wye
56 | LV_1218-1_0_4_load_88 | 82 | 0.0018669 | 0.00046789 | 0 | 0 |  | 1 | TRUE | wye
57 | LV_1218-1_0_4_load_93 | 83 | 0.00037902 | 9.4993e-05 | 0 | 0 |  | 1 | TRUE | wye
58 | LV_1218-1_0_4_load_94 | 84 | 0.00048886 | 0.00012252 | 0 | 0 |  | 1 | TRUE | wye
59 | LV_1218-1_0_4_load_95 | 85 | 0.0006308 | 0.00015809 | 0 | 0 |  | 1 | TRUE | wye
60 | LV_1218-1_0_4_load_96 | 86 | 0.00036169 | 9.0647e-05 | 0 | 0 |  | 1 | TRUE | wye
61 | LV_1218-1_0_4_load_97 | 87 | 0.0003315 | 8.3081e-05 | 0 | 0 |  | 1 | TRUE | wye
62 | LV_1218-1_0_4_load_105 | 90 | 0.00093445 | 0.00023419 | 0 | 0 |  | 1 | TRUE | wye
63 | LV_1218-1_0_4_load_106 | 91 | 0.00055098 | 0.00013809 | 0 | 0 |  | 1 | TRUE | wye
64 | LV_1218-1_0_4_load_114 | 93 | 0.00042932 | 0.0001076 | 0 | 0 |  | 1 | TRUE | wye
65 | LV_1218-1_0_4_load_118 | 94 | 0.0045555 | 0.0011417 | 0 | 0 |  | 1 | TRUE | wye
66 | LV_1218-1_0_4_load_119 | 95 | 0.0045781 | 0.0011474 | 0 | 0 |  | 1 | TRUE | wye
67 | LV_1218-1_0_4_load_121 | 97 | 0.0033934 | 0.00085047 | 0 | 0 |  | 1 | TRUE | wye
68 | LV_1218-1_0_4_load_127 | 99 | 0.0020048 | 0.00050245 | 0 | 0 |  | 1 | TRUE | wye
69 | LV_1218-1_0_4_load_128 | 100 | 0.0026239 | 0.0006576 | 0 | 0 |  | 1 | TRUE | wye
70 | LV_1218-1_0_4_load_72 | 101 | 0.00054078 | 0.00013553 | 0 | 0 |  | 1 | TRUE | wye
71 | LV_1218-1_0_4_load_73 | 102 | 0.00041907 | 0.00010503 | 0 | 0 |  | 1 | TRUE | wye
72 | LV_1218-1_0_4_load_75 | 103 | 0.0011699 | 0.00029319 | 0 | 0 |  | 1 | TRUE | wye
73 | LV_1218-1_0_4_load_98 | 104 | 0.00052412 | 0.00013136 | 0 | 0 |  | 1 | TRUE | wye
74 | LV_1218-1_0_4_load_43 | 105 | 0.0011018 | 0.00027614 | 0 | 0 |  | 1 | TRUE | wye
75 | LV_1218-1_0_4_load_44 | 106 | 0.0040312 | 0.0010103 | 0 | 0 |  | 1 | TRUE | wye
76 | LV_1218-1_0_4_load_99 | 107 | 0.00044667 | 0.00011195 | 0 | 0 |  | 1 | TRUE | wye
77 | LV_1218-1_0_4_load_65 | 108 | 0.00054537 | 0.00013668 | 0 | 0 |  | 1 | TRUE | wye
78 | LV_1218-1_0_4_load_71 | 109 | 0.00052081 | 0.00013053 | 0 | 0 |  | 1 | TRUE | wye
79 | LV_1218-1_0_4_load_89 | 112 | 0.00024619 | 6.17e-05 | 0 | 0 |  | 1 | TRUE | wye
80 | LV_1218-1_0_4_load_83 | 113 | 0.00060447 | 0.0001515 | 0 | 0 |  | 1 | TRUE | wye
81 | LV_1218-1_0_4_load_100 | 117 | 0.00047174 | 0.00011823 | 0 | 0 |  | 1 | TRUE | wye
82 | LV_1218-1_0_4_load_124 | 118 | 0.00071343 | 0.0001788 | 0 | 0 |  | 1 | TRUE | wye
83 | LV_1218-1_0_4_load_92 | 119 | 0.00033664 | 8.4369e-05 | 0 | 0 |  | 1 | TRUE | wye
84 | LV_1218-1_0_4_load_109 | 120 | 0.00061021 | 0.00015293 | 0 | 0 |  | 1 | TRUE | wye
85 | LV_1218-1_0_4_load_117 | 121 | 0.00090373 | 0.0002265 | 0 | 0 |  | 1 | TRUE | wye
86 | LV_1218-1_0_4_load_111 | 122 | 0.0014641 | 0.00036694 | 0 | 0 |  | 1 | TRUE | wye
87 | LV_1218-1_0_4_load_91 | 124 | 0.00039906 | 0.00010001 | 0 | 0 |  | 1 | TRUE | wye
88 | LV_1218-1_0_4_load_126 | 126 | 0.00043554 | 0.00010916 | 0 | 0 |  | 1 | TRUE | wye

## ext_grid
| name | bus | vm_pu | va_degree | slack_weight | in_service
0 |  | 61 | 1 | 0 | 1 | TRUE

## line
| name | std_type | from_bus | to_bus | length_km | r_ohm_per_km | x_ohm_per_km | c_nf_per_km | g_us_per_km | max_i_ka | df | parallel | type | in_service
0 | LV_1218-1_0_4_line_0 |  | 0 | 1 | 0.010583 | 0.125 | 0.08 | 261 | 0 | 0.364 | 1 | 2 | cs | TRUE
1 | LV_1218-1_0_4_line_1 |  | 0 | 2 | 0.016391 | 0.125 | 0.08 | 261 | 0 | 0.364 | 1 | 2 | cs | TRUE
2 | LV_1218-1_0_4_line_2 |  | 1 | 3 | 0.0024891 | 0.125 | 0.08 | 261 | 0 | 0.364 | 1 | 2 | cs | TRUE
3 | LV_1218-1_0_4_line_3 |  | 2 | 4 | 0.017263 | 0.125 | 0.08 | 261 | 0 | 0.364 | 1 | 2 | cs | TRUE
4 | LV_1218-1_0_4_line_4 |  | 2 | 5 | 0.012571 | 0.125 | 0.08 | 261 | 0 | 0.364 | 1 | 1 | cs | TRUE
5 | LV_1218-1_0_4_line_5 |  | 3 | 6 | 0.016649 | 0.125 | 0.08 | 261 | 0 | 0.364 | 1 | 2 | cs | TRUE
6 | LV_1218-1_0_4_line_6 |  | 4 | 7 | 0.023401 | 0.125 | 0.08 | 261 | 0 | 0.364 | 1 | 2 | cs | TRUE
7 | LV_1218-1_0_4_line_7 |  | 6 | 8 | 0.0093102 | 0.125 | 0.08 | 261 | 0 | 0.364 | 1 | 1 | cs | TRUE
8 | LV_1218-1_0_4_line_8 |  | 6 | 9 | 0.030863 | 0.125 | 0.08 | 261 | 0 | 0.364 | 1 | 2 | cs | TRUE
9 | LV_1218-1_0_4_line_9 |  | 7 | 14 | 0.014954 | 0.125 | 0.08 | 261 | 0 | 0.364 | 1 | 2 | cs | TRUE
10 | LV_1218-1_0_4_line_10 |  | 9 | 12 | 0.016835 | 0.125 | 0.08 | 261 | 0 | 0.364 | 1 | 2 | cs | TRUE
11 | LV_1218-1_0_4_line_11 |  | 9 | 105 | 0.013196 | 0.125 | 0.08 | 261 | 0 | 0.364 | 1 | 1 | cs | TRUE
12 | LV_1218-1_0_4_line_12 |  | 10 | 11 | 0.027961 | 0.125 | 0.08 | 261 | 0 | 0.364 | 1 | 1 | cs | TRUE
13 | LV_1218-1_0_4_line_13 |  | 10 | 12 | 0.02238 | 0.125 | 0.08 | 261 | 0 | 0.364 | 1 | 2 | cs | TRUE
14 | LV_1218-1_0_4_line_14 |  | 10 | 13 | 0.0065635 | 0.125 | 0.08 | 261 | 0 | 0.364 | 1 | 2 | cs | TRUE
15 | LV_1218-1_0_4_line_15 |  | 11 | 20 | 0.020294 | 0.125 | 0.08 | 261 | 0 | 0.364 | 1 | 1 | cs | TRUE
16 | LV_1218-1_0_4_line_16 |  | 13 | 38 | 0.0056586 | 0.125 | 0.08 | 261 | 0 | 0.364 | 1 | 2 | cs | TRUE
17 | LV_1218-1_0_4_line_17 |  | 14 | 53 | 0.0092313 | 0.125 | 0.08 | 261 | 0 | 0.364 | 1 | 2 | cs | TRUE
18 | LV_1218-1_0_4_line_18 |  | 15 | 16 | 0.036077 | 0.125 | 0.08 | 261 | 0 | 0.364 | 1 | 1 | cs | TRUE
19 | LV_1218-1_0_4_line_19 |  | 15 | 17 | 0.017856 | 0.125 | 0.08 | 261 | 0 | 0.364 | 1 | 1 | cs | TRUE
20 | LV_1218-1_0_4_line_20 |  | 16 | 18 | 0.0049315 | 0.125 | 0.08 | 261 | 0 | 0.364 | 1 | 1 | cs | TRUE
21 | LV_1218-1_0_4_line_21 |  | 17 | 19 | 0.013548 | 0.125 | 0.08 | 261 | 0 | 0.364 | 1 | 1 | cs | TRUE
22 | LV_1218-1_0_4_line_22 |  | 19 | 20 | 0.077124 | 0.125 | 0.08 | 261 | 0 | 0.364 | 1 | 1 | cs | TRUE
23 | LV_1218-1_0_4_line_23 |  | 21 | 22 | 0.0027154 | 0.125 | 0.08 | 261 | 0 | 0.364 | 1 | 1 | cs | TRUE
24 | LV_1218-1_0_4_line_24 |  | 22 | 23 | 0.043661 | 0.125 | 0.08 | 261 | 0 | 0.364 | 1 | 2 | cs | TRUE
25 | LV_1218-1_0_4_line_25 |  | 22 | 24 | 0.068171 | 0.125 | 0.08 | 261 | 0 | 0.364 | 1 | 2 | cs | TRUE
26 | LV_1218-1_0_4_line_26 |  | 23 | 25 | 0.024088 | 0.125 | 0.08 | 261 | 0 | 0.364 | 1 | 2 | cs | TRUE
27 | LV_1218-1_0_4_line_27 |  | 24 | 26 | 0.099998 | 0.125 | 0.08 | 261 | 0 | 0.364 | 1 | 2 | cs | TRUE
28 | LV_1218-1_0_4_line_28 |  | 25 | 27 | 0.0085591 | 0.125 | 0.08 | 261 | 0 | 0.364 | 1 | 2 | cs | TRUE
29 | LV_1218-1_0_4_line_29 |  | 25 | 28 | 0.017007 | 0.125 | 0.08 | 261 | 0 | 0.364 | 1 | 1 | cs | TRUE
30 | LV_1218-1_0_4_line_30 |  | 26 | 29 | 0.13089 | 0.125 | 0.08 | 261 | 0 | 0.364 | 1 | 2 | cs | TRUE
31 | LV_1218-1_0_4_line_31 |  | 27 | 47 | 0.064516 | 0.125 | 0.08 | 261 | 0 | 0.364 | 1 | 2 | cs | TRUE
32 | LV_1218-1_0_4_line_32 |  | 28 | 55 | 0.023328 | 0.125 | 0.08 | 261 | 0 | 0.364 | 1 | 1 | cs | TRUE
33 | LV_1218-1_0_4_line_33 |  | 29 | 30 | 0.63176 | 0.125 | 0.08 | 261 | 0 | 0.364 | 1 | 2 | cs | TRUE
34 | LV_1218-1_0_4_line_34 |  | 30 | 120 | 0.14697 | 0.125 | 0.08 | 261 | 0 | 0.364 | 1 | 1 | cs | TRUE
35 | LV_1218-1_0_4_line_35 |  | 31 | 32 | 0.0054942 | 0.125 | 0.08 | 261 | 0 | 0.364 | 1 | 2 | cs | TRUE
36 | LV_1218-1_0_4_line_36 |  | 31 | 33 | 0.022966 | 0.125 | 0.08 | 261 | 0 | 0.364 | 1 | 2 | cs | TRUE
37 | LV_1218-1_0_4_line_37 |  | 32 | 34 | 0.008231 | 0.125 | 0.08 | 261 | 0 | 0.364 | 1 | 2 | cs | TRUE
38 | LV_1218-1_0_4_line_38 |  | 33 | 35 | 0.057816 | 0.125 | 0.08 | 261 | 0 | 0.364 | 1 | 1 | cs | TRUE
39 | LV_1218-1_0_4_line_39 |  | 33 | 36 | 0.023564 | 0.125 | 0.08 | 261 | 0 | 0.364 | 1 | 2 | cs | TRUE
40 | LV_1218-1_0_4_line_40 |  | 34 | 37 | 0.012637 | 0.125 | 0.08 | 261 | 0 | 0.364 | 1 | 2 | cs | TRUE
41 | LV_1218-1_0_4_line_41 |  | 36 | 38 | 0.013265 | 0.125 | 0.08 | 261 | 0 | 0.364 | 1 | 2 | cs | TRUE
42 | LV_1218-1_0_4_line_42 |  | 37 | 39 | 0.004019 | 0.125 | 0.08 | 261 | 0 | 0.364 | 1 | 2 | cs | TRUE
43 | LV_1218-1_0_4_line_43 |  | 38 | 42 | 0.015282 | 0.125 | 0.08 | 261 | 0 | 0.364 | 1 | 1 | cs | TRUE
44 | LV_1218-1_0_4_line_44 |  | 39 | 52 | 0.010309 | 0.125 | 0.08 | 261 | 0 | 0.364 | 1 | 2 | cs | TRUE
45 | LV_1218-1_0_4_line_45 |  | 40 | 41 | 0.0047811 | 0.125 | 0.08 | 261 | 0 | 0.364 | 1 | 1 | cs | TRUE
46 | LV_1218-1_0_4_line_46 |  | 41 | 107 | 0.0082651 | 0.125 | 0.08 | 261 | 0 | 0.364 | 1 | 1 | cs | TRUE
47 | LV_1218-1_0_4_line_47 |  | 43 | 44 | 0.01257 | 0.125 | 0.08 | 261 | 0 | 0.364 | 1 | 1 | cs | TRUE
48 | LV_1218-1_0_4_line_48 |  | 44 | 45 | 0.029288 | 0.125 | 0.08 | 261 | 0 | 0.364 | 1 | 2 | cs | TRUE
49 | LV_1218-1_0_4_line_49 |  | 44 | 46 | 0.037654 | 0.125 | 0.08 | 261 | 0 | 0.364 | 1 | 2 | cs | TRUE
50 | LV_1218-1_0_4_line_50 |  | 45 | 47 | 0.0073825 | 0.125 | 0.08 | 261 | 0 | 0.364 | 1 | 2 | cs | TRUE
51 | LV_1218-1_0_4_line_51 |  | 45 | 48 | 0.009431 | 0.125 | 0.08 | 261 | 0 | 0.364 | 1 | 1 | cs | TRUE
52 | LV_1218-1_0_4_line_52 |  | 46 | 49 | 0.019684 | 0.125 | 0.08 | 261 | 0 | 0.364 | 1 | 2 | cs | TRUE
53 | LV_1218-1_0_4_line_53 |  | 48 | 50 | 0.032584 | 0.125 | 0.08 | 261 | 0 | 0.364 | 1 | 1 | cs | TRUE
54 | LV_1218-1_0_4_line_54 |  | 48 | 51 | 0.0053032 | 0.125 | 0.08 | 261 | 0 | 0.364 | 1 | 1 | cs | TRUE
55 | LV_1218-1_0_4_line_55 |  | 49 | 52 | 0.0082704 | 0.125 | 0.08 | 261 | 0 | 0.364 | 1 | 2 | cs | TRUE
56 | LV_1218-1_0_4_line_56 |  | 51 | 108 | 0.024545 | 0.125 | 0.08 | 261 | 0 | 0.364 | 1 | 1 | cs | TRUE
57 | LV_1218-1_0_4_line_57 |  | 53 | 54 | 0.041365 | 0.125 | 0.08 | 261 | 0 | 0.364 | 1 | 2 | cs | TRUE
58 | LV_1218-1_0_4_line_58 |  | 54 | 109 | 0.0035495 | 0.125 | 0.08 | 261 | 0 | 0.364 | 1 | 2 | cs | TRUE
59 | LV_1218-1_0_4_line_59 |  | 55 | 56 | 0.022392 | 0.125 | 0.08 | 261 | 0 | 0.364 | 1 | 1 | cs | TRUE
60 | LV_1218-1_0_4_line_60 |  | 56 | 57 | 0.13133 | 0.125 | 0.08 | 261 | 0 | 0.364 | 1 | 1 | cs | TRUE
61 | LV_1218-1_0_4_line_61 |  | 57 | 58 | 0.0069154 | 0.125 | 0.08 | 261 | 0 | 0.364 | 1 | 1 | cs | TRUE
62 | LV_1218-1_0_4_line_62 |  | 58 | 112 | 0.0059734 | 0.125 | 0.08 | 261 | 0 | 0.364 | 1 | 1 | cs | TRUE
63 | LV_1218-1_0_4_line_63 |  | 59 | 60 | 0.051295 | 0.125 | 0.08 | 261 | 0 | 0.364 | 1 | 2 | cs | TRUE
64 | LV_1218-1_0_4_line_64 |  | 59 | 61 | 0.23774 | 0.125 | 0.08 | 261 | 0 | 0.364 | 1 | 2 | cs | TRUE
65 | LV_1218-1_0_4_line_65 |  | 60 | 62 | 0.036945 | 0.125 | 0.08 | 261 | 0 | 0.364 | 1 | 2 | cs | TRUE
66 | LV_1218-1_0_4_line_66 |  | 61 | 65 | 0.008753 | 0.125 | 0.08 | 261 | 0 | 0.364 | 1 | 1 | cs | TRUE
67 | LV_1218-1_0_4_line_67 |  | 61 | 63 | 0.14045 | 0.125 | 0.08 | 261 | 0 | 0.364 | 1 | 1 | cs | TRUE
68 | LV_1218-1_0_4_line_68 |  | 62 | 101 | 0.028842 | 0.125 | 0.08 | 261 | 0 | 0.364 | 1 | 2 | cs | TRUE
69 | LV_1218-1_0_4_line_69 |  | 62 | 102 | 0.012609 | 0.125 | 0.08 | 261 | 0 | 0.364 | 1 | 1 | cs | TRUE
70 | LV_1218-1_0_4_line_70 |  | 63 | 64 | 0.20506 | 0.125 | 0.08 | 261 | 0 | 0.364 | 1 | 1 | cs | TRUE
71 | LV_1218-1_0_4_line_71 |  | 64 | 73 | 0.012485 | 0.125 | 0.08 | 261 | 0 | 0.364 | 1 | 1 | cs | TRUE
72 | LV_1218-1_0_4_line_72 |  | 64 | 80 | 0.003046 | 0.125 | 0.08 | 261 | 0 | 0.364 | 1 | 1 | cs | TRUE
73 | LV_1218-1_0_4_line_73 |  | 65 | 82 | 0.016141 | 0.125 | 0.08 | 261 | 0 | 0.364 | 1 | 1 | cs | TRUE
74 | LV_1218-1_0_4_line_74 |  | 66 | 67 | 0.029897 | 0.125 | 0.08 | 261 | 0 | 0.364 | 1 | 1 | cs | TRUE
75 | LV_1218-1_0_4_line_75 |  | 66 | 68 | 0.078449 | 0.125 | 0.08 | 261 | 0 | 0.364 | 1 | 1 | cs | TRUE
76 | LV_1218-1_0_4_line_76 |  | 67 | 69 | 0.15308 | 0.125 | 0.08 | 261 | 0 | 0.364 | 1 | 1 | cs | TRUE
77 | LV_1218-1_0_4_line_77 |  | 67 | 70 | 0.2326 | 0.125 | 0.08 | 261 | 0 | 0.364 | 1 | 1 | cs | TRUE
78 | LV_1218-1_0_4_line_78 |  | 68 | 71 | 0.022643 | 0.125 | 0.08 | 261 | 0 | 0.364 | 1 | 1 | cs | TRUE
79 | LV_1218-1_0_4_line_79 |  | 68 | 72 | 0.052441 | 0.125 | 0.08 | 261 | 0 | 0.364 | 1 | 1 | cs | TRUE
80 | LV_1218-1_0_4_line_80 |  | 69 | 73 | 0.018908 | 0.125 | 0.08 | 261 | 0 | 0.364 | 1 | 1 | cs | TRUE
81 | LV_1218-1_0_4_line_81 |  | 69 | 74 | 0.038833 | 0.125 | 0.08 | 261 | 0 | 0.364 | 1 | 1 | cs | TRUE
82 | LV_1218-1_0_4_line_82 |  | 70 | 88 | 0.14715 | 0.125 | 0.08 | 261 | 0 | 0.364 | 1 | 1 | cs | TRUE
83 | LV_1218-1_0_4_line_83 |  | 70 | 86 | 0.015752 | 0.125 | 0.08 | 261 | 0 | 0.364 | 1 | 1 | cs | TRUE
84 | LV_1218-1_0_4_line_84 |  | 71 | 75 | 0.024772 | 0.125 | 0.08 | 261 | 0 | 0.364 | 1 | 1 | cs | TRUE
85 | LV_1218-1_0_4_line_85 |  | 72 | 76 | 0.055641 | 0.125 | 0.08 | 261 | 0 | 0.364 | 1 | 1 | cs | TRUE
86 | LV_1218-1_0_4_line_86 |  | 72 | 77 | 0.02026 | 0.125 | 0.08 | 261 | 0 | 0.364 | 1 | 1 | cs | TRUE
87 | LV_1218-1_0_4_line_87 |  | 74 | 93 | 0.00068117 | 0.125 | 0.08 | 261 | 0 | 0.364 | 1 | 1 | cs | TRUE
88 | LV_1218-1_0_4_line_88 |  | 75 | 89 | 0.039417 | 0.125 | 0.08 | 261 | 0 | 0.364 | 1 | 1 | cs | TRUE
89 | LV_1218-1_0_4_line_89 |  | 78 | 79 | 0.0023273 | 0.125 | 0.08 | 261 | 0 | 0.364 | 1 | 1 | cs | TRUE
90 | LV_1218-1_0_4_line_90 |  | 78 | 80 | 0.019274 | 0.125 | 0.08 | 261 | 0 | 0.364 | 1 | 1 | cs | TRUE
91 | LV_1218-1_0_4_line_91 |  | 79 | 81 | 0.015873 | 0.125 | 0.08 | 261 | 0 | 0.364 | 1 | 1 | cs | TRUE
92 | LV_1218-1_0_4_line_92 |  | 83 | 84 | 0.015027 | 0.125 | 0.08 | 261 | 0 | 0.364 | 1 | 1 | cs | TRUE
93 | LV_1218-1_0_4_line_93 |  | 83 | 85 | 0.002609 | 0.125 | 0.08 | 261 | 0 | 0.364 | 1 | 1 | cs | TRUE
94 | LV_1218-1_0_4_line_94 |  | 84 | 86 | 0.0067404 | 0.125 | 0.08 | 261 | 0 | 0.364 | 1 | 1 | cs | TRUE
95 | LV_1218-1_0_4_line_95 |  | 85 | 87 | 0.023552 | 0.125 | 0.08 | 261 | 0 | 0.364 | 1 | 1 | cs | TRUE
96 | LV_1218-1_0_4_line_96 |  | 88 | 92 | 0.27303 | 0.125 | 0.08 | 261 | 0 | 0.364 | 1 | 1 | cs | TRUE
97 | LV_1218-1_0_4_line_97 |  | 88 | 91 | 0.012999 | 0.125 | 0.08 | 261 | 0 | 0.364 | 1 | 1 | cs | TRUE
98 | LV_1218-1_0_4_line_98 |  | 89 | 90 | 0.0022996 | 0.125 | 0.08 | 261 | 0 | 0.364 | 1 | 1 | cs | TRUE
99 | LV_1218-1_0_4_line_99 |  | 92 | 100 | 0.022453 | 0.125 | 0.08 | 261 | 0 | 0.364 | 1 | 1 | cs | TRUE
100 | LV_1218-1_0_4_line_100 |  | 94 | 95 | 0.017445 | 0.125 | 0.08 | 261 | 0 | 0.364 | 1 | 1 | cs | TRUE
101 | LV_1218-1_0_4_line_101 |  | 94 | 96 | 0.022639 | 0.125 | 0.08 | 261 | 0 | 0.364 | 1 | 1 | cs | TRUE
102 | LV_1218-1_0_4_line_102 |  | 96 | 97 | 0.029465 | 0.125 | 0.08 | 261 | 0 | 0.364 | 1 | 1 | cs | TRUE
103 | LV_1218-1_0_4_line_103 |  | 97 | 98 | 0.014112 | 0.125 | 0.08 | 261 | 0 | 0.364 | 1 | 1 | cs | TRUE
104 | LV_1218-1_0_4_line_104 |  | 98 | 99 | 0.34005 | 0.125 | 0.08 | 261 | 0 | 0.364 | 1 | 1 | cs | TRUE
105 | LV_1218-1_0_4_line_105 |  | 99 | 100 | 0.014329 | 0.125 | 0.08 | 261 | 0 | 0.364 | 1 | 1 | cs | TRUE
106 | LV_1218-1_0_4_line_106 |  | 101 | 103 | 0.02179 | 0.125 | 0.08 | 261 | 0 | 0.364 | 1 | 2 | cs | TRUE
107 | LV_1218-1_0_4_line_107 |  | 102 | 104 | 0.024916 | 0.125 | 0.08 | 261 | 0 | 0.364 | 1 | 1 | cs | TRUE
108 | LV_1218-1_0_4_line_108 |  | 103 | 111 | 0.040293 | 0.125 | 0.08 | 261 | 0 | 0.364 | 1 | 2 | cs | TRUE
109 | LV_1218-1_0_4_line_109 |  | 104 | 107 | 0.012567 | 0.125 | 0.08 | 261 | 0 | 0.364 | 1 | 1 | cs | TRUE
110 | LV_1218-1_0_4_line_110 |  | 105 | 106 | 0.010066 | 0.125 | 0.08 | 261 | 0 | 0.364 | 1 | 1 | cs | TRUE
111 | LV_1218-1_0_4_line_111 |  | 109 | 110 | 0.017588 | 0.125 | 0.08 | 261 | 0 | 0.364 | 1 | 2 | cs | TRUE
112 | LV_1218-1_0_4_line_112 |  | 110 | 111 | 0.033967 | 0.125 | 0.08 | 261 | 0 | 0.364 | 1 | 2 | cs | TRUE
113 | LV_1218-1_0_4_line_113 |  | 112 | 124 | 0.005029 | 0.125 | 0.08 | 261 | 0 | 0.364 | 1 | 1 | cs | TRUE
114 | LV_1218-1_0_4_line_114 |  | 113 | 114 | 0.012075 | 0.125 | 0.08 | 261 | 0 | 0.364 | 1 | 1 | cs | TRUE
115 | LV_1218-1_0_4_line_115 |  | 114 | 115 | 0.029471 | 0.125 | 0.08 | 261 | 0 | 0.364 | 1 | 1 | cs | TRUE
116 | LV_1218-1_0_4_line_116 |  | 115 | 116 | 0.10309 | 0.125 | 0.08 | 261 | 0 | 0.364 | 1 | 1 | cs | TRUE
117 | LV_1218-1_0_4_line_117 |  | 115 | 117 | 0.090869 | 0.125 | 0.08 | 261 | 0 | 0.364 | 1 | 1 | cs | TRUE
118 | LV_1218-1_0_4_line_118 |  | 116 | 118 | 0.059381 | 0.125 | 0.08 | 261 | 0 | 0.364 | 1 | 1 | cs | TRUE
119 | LV_1218-1_0_4_line_119 |  | 117 | 119 | 0.030948 | 0.125 | 0.08 | 261 | 0 | 0.364 | 1 | 1 | cs | TRUE
120 | LV_1218-1_0_4_line_120 |  | 118 | 125 | 0.017468 | 0.125 | 0.08 | 261 | 0 | 0.364 | 1 | 1 | cs | TRUE
121 | LV_1218-1_0_4_line_121 |  | 119 | 124 | 0.0089353 | 0.125 | 0.08 | 261 | 0 | 0.364 | 1 | 1 | cs | TRUE
122 | LV_1218-1_0_4_line_122 |  | 120 | 121 | 0.65116 | 0.125 | 0.08 | 261 | 0 | 0.364 | 1 | 1 | cs | TRUE
123 | LV_1218-1_0_4_line_123 |  | 121 | 123 | 0.0042004 | 0.125 | 0.08 | 261 | 0 | 0.364 | 1 | 1 | cs | TRUE
124 | LV_1218-1_0_4_line_124 |  | 122 | 123 | 0.31646 | 0.125 | 0.08 | 261 | 0 | 0.364 | 1 | 1 | cs | TRUE
125 | LV_1218-1_0_4_line_125 |  | 125 | 126 | 0.057982 | 0.125 | 0.08 | 261 | 0 | 0.364 | 1 | 1 | cs | TRUE

## trafo
| name | std_type | hv_bus | lv_bus | sn_mva | vn_hv_kv | vn_lv_kv | vk_percent | vkr_percent | pfe_kw | i0_percent | shift_degree | tap_side | tap_neutral | tap_min | tap_max | tap_step_percent | tap_step_degree | tap_pos | tap_phase_shifter | parallel | df | in_service
0 | LV_1218-1_0_4_trafo_39 | 0.63 MVA 20/0.4 kV | 127 | 61 | 0.63 | 20 | 0.4 | 6 | 1.206 | 1.65 | 0.2619 | 150 | hv | 0 | -2 | 2 | 2.5 | 0 | 0 | FALSE | 1 | 1 | TRUE

## line_geodata
| x0 | y0 | x1 | y1 | x2 | y2 | x3 | y3 | x4 | y4 | x5 | y5 | x6 | y6 | x7 | y7 | x8 | y8
0 | 2711573.5952 | 1194045.6588 | 2711569.5547 | 1194055.4403
1 | 2711579.8532 | 1194030.5093 | 2711573.5952 | 1194045.6588
2 | 2711568.6044 | 1194057.7408 | 2711569.5547 | 1194055.4403
3 | 2711579.8532 | 1194030.5093 | 2711583.6779 | 1194028.9796 | 2711595.8558 | 1194033.9243
4 | 2711579.8532 | 1194030.5093 | 2711573.6246 | 1194019.5897
5 | 2711562.2494 | 1194073.1331 | 2711568.6044 | 1194057.7408
6 | 2711615.75 | 1194031.6909 | 2711607.1178 | 1194033.0864 | 2711601.2986 | 1194029.9756 | 2711597.886 | 1194034.7487 | 2711595.8558 | 1194033.9243
7 | 2711562.2494 | 1194073.1331 | 2711569.8872 | 1194078.457
8 | 2711562.2494 | 1194073.1331 | 2711542.5727 | 1194096.9496
9 | 2711605.6995 | 1194041.2767 | 2711607.758 | 1194036.3562 | 2711613.6179 | 1194034.4308 | 2711615.75 | 1194031.6909
10 | 2711542.5727 | 1194096.9496 | 2711531.8339 | 1194109.9362
11 | 2711542.5727 | 1194096.9496 | 2711546.3283 | 1194099.5325 | 2711549.1429 | 1194101.4752 | 2711553.4403 | 1194104.4352
12 | 2711520.8178 | 1194128.7996 | 2711513.6253 | 1194126.1637 | 2711508.012 | 1194125.9145 | 2711499.6138 | 1194126.6251 | 2711493.4487 | 1194127.6761
13 | 2711531.8339 | 1194109.9362 | 2711523.801 | 1194119.6599 | 2711521.4008 | 1194124.1072 | 2711520.8178 | 1194128.7996
14 | 2711520.8178 | 1194128.7996 | 2711521.7168 | 1194132.9081 | 2711522.4598 | 1194135.1458
15 | 2711473.4025 | 1194129.9852 | 2711477.5673 | 1194130.3836 | 2711493.4487 | 1194127.6761
16 | 2711524.2429 | 1194140.5161 | 2711522.4598 | 1194135.1458
17 | 2711605.6995 | 1194041.2767 | 2711606.4319 | 1194045.3266 | 2711608.0068 | 1194045.4894 | 2711611.2986 | 1194044.2076
18 | 2711366.0052 | 1194124.0829 | 2711363.5838 | 1194124.7012 | 2711357.9678 | 1194124.1852 | 2711337.7408 | 1194128.901 | 2711330.8742 | 1194126.8431
19 | 2711383.3062 | 1194119.6649 | 2711366.0052 | 1194124.0829
20 | 2711326.1503 | 1194125.4273 | 2711330.8742 | 1194126.8431
21 | 2711396.7635 | 1194121.5389 | 2711383.3062 | 1194119.6649
22 | 2711396.7635 | 1194121.5389 | 2711418.0712 | 1194124.6935 | 2711473.4025 | 1194129.9852
23 | 2711286.9134 | 1194206.2427 | 2711284.792 | 1194207.9376
24 | 2711286.9134 | 1194206.2427 | 2711291.3087 | 1194202.3106 | 2711308.1443 | 1194196.3196 | 2711321.9672 | 1194198.6117 | 2711327.3312 | 1194196.2766 | 2711327.3555 | 1194196.256
25 | 2711330.439 | 1194255.7538 | 2711316.1831 | 1194231.2825 | 2711302.502 | 1194223.4225 | 2711292.8744 | 1194216.8832 | 2711287.5666 | 1194210.0575 | 2711286.9134 | 1194206.2427
26 | 2711348.1946 | 1194185.6241 | 2711336.9808 | 1194188.1282 | 2711327.3555 | 1194196.256
27 | 2711330.439 | 1194255.7538 | 2711306.7382 | 1194352.9029
28 | 2711348.1946 | 1194185.6241 | 2711355.3998 | 1194190.2439
29 | 2711348.1946 | 1194185.6241 | 2711333.8946 | 1194176.4189
30 | 2711306.7382 | 1194352.9029 | 2711341.0267 | 1194479.2182
31 | 2711355.3998 | 1194190.2439 | 2711409.7105 | 1194225.0666
32 | 2711314.2789 | 1194163.792 | 2711333.8946 | 1194176.4189
33 | 2711341.0267 | 1194479.2182 | 2710726.4819 | 1194625.7033
34 | 2710726.4819 | 1194625.7033 | 2710616.8566 | 1194723.588
35 | 2711527.5633 | 1194201.1406 | 2711532.0886 | 1194198.0248
36 | 2711534.5681 | 1194175.8444 | 2711536.2096 | 1194185.1037 | 2711532.0886 | 1194198.0248
37 | 2711527.5633 | 1194201.1406 | 2711520.7838 | 1194205.8084
38 | 2711534.5681 | 1194175.8444 | 2711545.4916 | 1194178.6945 | 2711552.9871 | 1194185.9171 | 2711556.954 | 1194184.9348 | 2711564.7506 | 1194169.0802 | 2711573.7818 | 1194164.2675 | 2711577.8707 | 1194163.6878
39 | 2711534.5681 | 1194175.8444 | 2711533.9402 | 1194172.3191 | 2711528.1119 | 1194153.2048
40 | 2711520.7838 | 1194205.8084 | 2711520.7838 | 1194205.8084 | 2711509.101 | 1194210.6251
41 | 2711524.2429 | 1194140.5161 | 2711528.1119 | 1194153.2048
42 | 2711505.3854 | 1194212.1571 | 2711509.101 | 1194210.6251
43 | 2711524.2429 | 1194140.5161 | 2711529.3373 | 1194133.4394 | 2711533.1344 | 1194128.0731
44 | 2711505.3854 | 1194212.1571 | 2711495.8548 | 1194216.0864
45 | 2711634.6821 | 1194134.7779 | 2711630.0446 | 1194135.9408
46 | 2711634.6821 | 1194134.7779 | 2711639.3684 | 1194133.6029 | 2711641.9916 | 1194131.3871
47 | 2711438.8673 | 1194247.311 | 2711434.5871 | 1194259.13
48 | 2711415.7639 | 1194229.2792 | 2711426.5466 | 1194236.8186 | 2711438.8673 | 1194247.311
49 | 2711438.8673 | 1194247.311 | 2711452.0612 | 1194235.9044 | 2711461.1049 | 1194230.4135 | 2711470.0104 | 1194226.7418
50 | 2711415.7639 | 1194229.2792 | 2711413.3671 | 1194227.4111 | 2711409.7105 | 1194225.0666
51 | 2711415.7639 | 1194229.2792 | 2711406.3422 | 1194230.1043
52 | 2711470.0104 | 1194226.7418 | 2711488.2088 | 1194219.2388
53 | 2711376.697 | 1194216.6541 | 2711386.3023 | 1194222.3369 | 2711397.1562 | 1194226.8755 | 2711406.3422 | 1194230.1043
54 | 2711406.3422 | 1194230.1043 | 2711401.1937 | 1194231.376
55 | 2711488.2088 | 1194219.2388 | 2711495.8548 | 1194216.0864
56 | 2711378.0549 | 1194239.5065 | 2711397.7195 | 1194232.2342 | 2711401.1937 | 1194231.376
57 | 2711611.2986 | 1194044.2076 | 2711620.6229 | 1194040.5769 | 2711622.2968 | 1194040.7416 | 2711623.4158 | 1194041.6409 | 2711625.6061 | 1194050.4879 | 2711623.5325 | 1194059.8891 | 2711626.1282 | 1194060.4935 | 2711629.8106 | 1194060.4622 | 2711632.649 | 1194059.092
58 | 2711635.3005 | 1194056.7322 | 2711632.649 | 1194059.092 | 2711632.649 | 1194059.092
59 | 2711314.2789 | 1194163.792 | 2711295.4504 | 1194151.6719
60 | 2711295.4504 | 1194151.6719 | 2711262.1744 | 1194130.2516 | 2711184.5836 | 1194081.2781
61 | 2711178.7356 | 1194077.587 | 2711184.5836 | 1194081.2781
62 | 2711173.6842 | 1194074.3987 | 2711178.7356 | 1194077.587
63 | 2711696.4271 | 1194166.1488 | 2711696.553 | 1194169.9735 | 2711690.6644 | 1194183.2395 | 2711686.8116 | 1194201.7806 | 2711685.5149 | 1194215.7378
64 | 2711685.5149 | 1194215.7378 | 2711883.7016 | 1194347.0411
65 | 2711689.4597 | 1194130.2132 | 2711694.224 | 1194142.8554 | 2711696.0715 | 1194155.3542 | 2711696.4271 | 1194166.1488
66 | 2711883.7016 | 1194347.0411 | 2711886.2631 | 1194343.6735 | 2711889.8963 | 1194340.9814
67 | 2711798.6769 | 1194458.8279 | 2711883.7016 | 1194347.0411
68 | 2711689.4597 | 1194130.2132 | 2711687.6878 | 1194110.3996 | 2711687.8733 | 1194101.4518
69 | 2711689.4597 | 1194130.2132 | 2711684.3702 | 1194130.8964 | 2711676.902 | 1194131.1918
70 | 2711979.9856 | 1194554.6221 | 2711798.6769 | 1194458.8279
71 | 2711974.8643 | 1194565.9982 | 2711979.1825 | 1194556.0165 | 2711979.9856 | 1194554.6221
72 | 2711979.9856 | 1194554.6221 | 2711981.5057 | 1194551.9826
73 | 2711902.8651 | 1194331.3722 | 2711889.8963 | 1194340.9814
74 | 2712130.7839 | 1194639.5593 | 2712143.2988 | 1194612.4076
75 | 2712176.1373 | 1194541.1627 | 2712143.2988 | 1194612.4076
76 | 2711992.0077 | 1194574.0804 | 2712130.7839 | 1194639.5593
77 | 2712130.7839 | 1194639.5593 | 2712323.3362 | 1194770.0522
78 | 2712176.1373 | 1194541.1627 | 2712184.8809 | 1194520.2757
79 | 2712176.1373 | 1194541.1627 | 2712228.2466 | 1194534.0684
80 | 2711974.8643 | 1194565.9982 | 2711992.0077 | 1194574.0804
81 | 2711992.0077 | 1194574.0804 | 2712011.5211 | 1194540.506
82 | 2712323.3362 | 1194770.0522 | 2712467.7941 | 1194798.0639
83 | 2712323.3362 | 1194770.0522 | 2712318.7582 | 1194775.181 | 2712314.1548 | 1194782.7718
84 | 2712192.0152 | 1194496.8515 | 2712191.5068 | 1194504.4473 | 2712184.8809 | 1194520.2757
85 | 2712228.2466 | 1194534.0684 | 2712241.781 | 1194534.2113 | 2712258.0957 | 1194536.4857 | 2712269.1424 | 1194538.4054 | 2712283.6229 | 1194540.1228
86 | 2712238.7328 | 1194516.7196 | 2712228.2466 | 1194534.0684
87 | 2712011.8634 | 1194539.917 | 2712011.5211 | 1194540.506
88 | 2712192.0152 | 1194496.8515 | 2712192.0557 | 1194489.4137 | 2712192.1008 | 1194470.3567 | 2712190.0305 | 1194457.609
89 | 2711991.1249 | 1194535.2802 | 2711992.2864 | 1194533.2634
90 | 2711991.1249 | 1194535.2802 | 2711981.5057 | 1194551.9826
91 | 2711997.7291 | 1194518.4929 | 2711995.1916 | 1194528.2189 | 2711992.2864 | 1194533.2634
92 | 2712310.7697 | 1194803.7235 | 2712310.2776 | 1194801.4068 | 2712309.9575 | 1194795.7302 | 2712311.0749 | 1194789.8025 | 2712311.4433 | 1194788.9368
93 | 2712310.7697 | 1194803.7235 | 2712311.3117 | 1194806.2755
94 | 2712311.4433 | 1194788.9368 | 2712313.8579 | 1194783.2613 | 2712314.1548 | 1194782.7718
95 | 2712313.3258 | 1194828.3248 | 2712315.5318 | 1194824.3883 | 2712315.9991 | 1194818.5819 | 2712311.9302 | 1194809.1878 | 2712311.3117 | 1194806.2755
96 | 2712467.7941 | 1194798.0639 | 2712594.4651 | 1195039.9282
97 | 2712467.7941 | 1194798.0639 | 2712473.1082 | 1194786.2011
98 | 2712190.0305 | 1194457.609 | 2712189.5399 | 1194455.3623
99 | 2712594.4651 | 1195039.9282 | 2712599.6258 | 1195043.9281 | 2712612.628 | 1195053.1215
100 | 2712989.7943 | 1195068.8889 | 2712984.8999 | 1195076.1489 | 2712981.8147 | 1195082.117 | 2712981.1261 | 1195083.9636
101 | 2713002.4491 | 1195050.1176 | 2712989.7943 | 1195068.8889
102 | 2713002.4491 | 1195050.1176 | 2712975.8172 | 1195037.5098
103 | 2712963.0623 | 1195031.4716 | 2712975.8172 | 1195037.5098
104 | 2712624.3282 | 1195061.3943 | 2712963.0623 | 1195031.4716
105 | 2712624.3282 | 1195061.3943 | 2712612.628 | 1195053.1215
106 | 2711684.746 | 1194080.3383 | 2711687.1532 | 1194084.7494 | 2711688.075 | 1194091.716 | 2711687.8733 | 1194101.4518
107 | 2711676.902 | 1194131.1918 | 2711671.5774 | 1194131.4024 | 2711662.9177 | 1194131.4186 | 2711654.7359 | 1194127.4743 | 2711652.8969 | 1194127.3297
108 | 2711668.6837 | 1194043.498 | 2711677.0998 | 1194066.3266 | 2711684.746 | 1194080.3383
109 | 2711652.8969 | 1194127.3297 | 2711647.3146 | 1194126.8909 | 2711641.9916 | 1194131.3871
110 | 2711553.4403 | 1194104.4352 | 2711547.6705 | 1194112.683
111 | 2711643.9036 | 1194042.1791 | 2711642.1567 | 1194042.6579 | 2711641.5022 | 1194045.0474 | 2711636.0753 | 1194056.0427 | 2711635.3005 | 1194056.7322
112 | 2711668.6837 | 1194043.498 | 2711661.293 | 1194052.6998 | 2711658.2184 | 1194052.8426 | 2711653.5167 | 1194052.7548 | 2711647.8795 | 1194048.0685 | 2711643.9036 | 1194042.1791
113 | 2711173.6842 | 1194074.3987 | 2711169.4315 | 1194071.7145
114 | 2711044.7734 | 1193973.9479 | 2711038.4005 | 1193963.6913
115 | 2711061.852 | 1193997.9817 | 2711053.7408 | 1193987.3348 | 2711044.7734 | 1193973.9479
116 | 2711061.852 | 1193997.9817 | 2711075.4868 | 1193988.6838 | 2711085.1118 | 1193983.9037 | 2711110.5425 | 1193973.6132 | 2711121.3752 | 1193967.4322 | 2711133.2372 | 1193958.7799 | 2711151.4908 | 1193947.4777
117 | 2711061.852 | 1193997.9817 | 2711070.0508 | 1194006.3731 | 2711079.406 | 1194014.0632 | 2711098.6201 | 1194026.9512 | 2711135.7105 | 1194050.4177
118 | 2711151.4908 | 1193947.4777 | 2711182.2929 | 1193936.1199 | 2711199.0329 | 1193927.5139 | 2711205.5885 | 1193923.4197
119 | 2711161.8754 | 1194066.9452 | 2711144.2474 | 1194055.8188 | 2711135.7105 | 1194050.4177
120 | 2711220.0855 | 1193913.6956 | 2711213.9182 | 1193918.2174 | 2711205.5885 | 1193923.4197
121 | 2711169.4315 | 1194071.7145 | 2711161.8754 | 1194066.9452
122 | 2710279.37 | 1194166.7056 | 2710616.8566 | 1194723.588
123 | 2710276.3683 | 1194163.7674 | 2710279.37 | 1194166.7056
124 | 2709969.3499 | 1194240.4877 | 2710276.3683 | 1194163.7674
125 | 2711220.0855 | 1193913.6956 | 2711230.5905 | 1193923.9091 | 2711245.6292 | 1193934.6406 | 2711254.9501 | 1193939.6619 | 2711268.1855 | 1193945.2898

## bus_geodata
| x | y | coords
0 | 2711573.5952 | 1194045.6588
1 | 2711569.5547 | 1194055.4403
2 | 2711579.8532 | 1194030.5093
3 | 2711568.6044 | 1194057.7408
4 | 2711595.8558 | 1194033.9243
5 | 2711573.6246 | 1194019.5897
6 | 2711562.2494 | 1194073.1331
7 | 2711615.75 | 1194031.6909
8 | 2711569.8872 | 1194078.457
9 | 2711542.5727 | 1194096.9496
10 | 2711520.8178 | 1194128.7996
11 | 2711493.4487 | 1194127.6761
12 | 2711531.8339 | 1194109.9362
13 | 2711522.4598 | 1194135.1458
14 | 2711605.6995 | 1194041.2767
15 | 2711366.0052 | 1194124.0829
16 | 2711330.8742 | 1194126.8431
17 | 2711383.3062 | 1194119.6649
18 | 2711326.1503 | 1194125.4273
19 | 2711396.7635 | 1194121.5389
20 | 2711473.4025 | 1194129.9852
21 | 2711284.792 | 1194207.9376
22 | 2711286.9134 | 1194206.2427
23 | 2711327.3555 | 1194196.256
24 | 2711330.439 | 1194255.7538
25 | 2711348.1946 | 1194185.6241
26 | 2711306.7382 | 1194352.9029
27 | 2711355.3998 | 1194190.2439
28 | 2711333.8946 | 1194176.4189
29 | 2711341.0267 | 1194479.2182
30 | 2710726.4819 | 1194625.7033
31 | 2711532.0886 | 1194198.0248
32 | 2711527.5633 | 1194201.1406
33 | 2711534.5681 | 1194175.8444
34 | 2711520.7838 | 1194205.8084
35 | 2711577.8707 | 1194163.6878
36 | 2711528.1119 | 1194153.2048
37 | 2711509.101 | 1194210.6251
38 | 2711524.2429 | 1194140.5161
39 | 2711505.3854 | 1194212.1571
40 | 2711630.0446 | 1194135.9408
41 | 2711634.6821 | 1194134.7779
42 | 2711533.1344 | 1194128.0731
43 | 2711434.5871 | 1194259.13
44 | 2711438.8673 | 1194247.311
45 | 2711415.7639 | 1194229.2792
46 | 2711470.0104 | 1194226.7418
47 | 2711409.7105 | 1194225.0666
48 | 2711406.3422 | 1194230.1043
49 | 2711488.2088 | 1194219.2388
50 | 2711376.697 | 1194216.6541
51 | 2711401.1937 | 1194231.376
52 | 2711495.8548 | 1194216.0864
53 | 2711611.2986 | 1194044.2076
54 | 2711632.649 | 1194059.092
55 | 2711314.2789 | 1194163.792
56 | 2711295.4504 | 1194151.6719
57 | 2711184.5836 | 1194081.2781
58 | 2711178.7356 | 1194077.587
59 | 2711685.5149 | 1194215.7378
60 | 2711696.4271 | 1194166.1488
61 | 2711883.7016 | 1194347.0411
62 | 2711689.4597 | 1194130.2132
63 | 2711798.6769 | 1194458.8279
64 | 2711979.9856 | 1194554.6221
65 | 2711889.8963 | 1194340.9814
66 | 2712143.2988 | 1194612.4076
67 | 2712130.7839 | 1194639.5593
68 | 2712176.1373 | 1194541.1627
69 | 2711992.0077 | 1194574.0804
70 | 2712323.3362 | 1194770.0522
71 | 2712184.8809 | 1194520.2757
72 | 2712228.2466 | 1194534.0684
73 | 2711974.8643 | 1194565.9982
74 | 2712011.5211 | 1194540.506
75 | 2712192.0152 | 1194496.8515
76 | 2712283.6229 | 1194540.1228
77 | 2712238.7328 | 1194516.7196
78 | 2711991.1249 | 1194535.2802
79 | 2711992.2864 | 1194533.2634
80 | 2711981.5057 | 1194551.9826
81 | 2711997.7291 | 1194518.4929
82 | 2711902.8651 | 1194331.3722
83 | 2712310.7697 | 1194803.7235
84 | 2712311.4433 | 1194788.9368
85 | 2712311.3117 | 1194806.2755
86 | 2712314.1548 | 1194782.7718
87 | 2712313.3258 | 1194828.3248
88 | 2712467.7941 | 1194798.0639
89 | 2712190.0305 | 1194457.609
90 | 2712189.5399 | 1194455.3623
91 | 2712473.1082 | 1194786.2011
92 | 2712594.4651 | 1195039.9282
93 | 2712011.8634 | 1194539.917
94 | 2712989.7943 | 1195068.8889
95 | 2712981.1261 | 1195083.9636
96 | 2713002.4491 | 1195050.1176
97 | 2712975.8172 | 1195037.5098
98 | 2712963.0623 | 1195031.4716
99 | 2712624.3282 | 1195061.3943
100 | 2712612.628 | 1195053.1215
101 | 2711687.8733 | 1194101.4518
102 | 2711676.902 | 1194131.1918
103 | 2711684.746 | 1194080.3383
104 | 2711652.8969 | 1194127.3297
105 | 2711553.4403 | 1194104.4352
106 | 2711547.6705 | 1194112.683
107 | 2711641.9916 | 1194131.3871
108 | 2711378.0549 | 1194239.5065
109 | 2711635.3005 | 1194056.7322
110 | 2711643.9036 | 1194042.1791
111 | 2711668.6837 | 1194043.498
112 | 2711173.6842 | 1194074.3987
113 | 2711038.4005 | 1193963.6913
114 | 2711044.7734 | 1193973.9479
115 | 2711061.852 | 1193997.9817
116 | 2711151.4908 | 1193947.4777
117 | 2711135.7105 | 1194050.4177
118 | 2711205.5885 | 1193923.4197
119 | 2711161.8754 | 1194066.9452
120 | 2710616.8566 | 1194723.588
121 | 2710279.37 | 1194166.7056
122 | 2709969.3499 | 1194240.4877
123 | 2710276.3683 | 1194163.7674
124 | 2711169.4315 | 1194071.7145
125 | 2711220.0855 | 1193913.6956
126 | 2711268.1855 | 1193945.2898
127 | 2711798.6769 | 1194458.8279

## line_std_types
| c_nf_per_km | r_ohm_per_km | x_ohm_per_km | max_i_ka | type | q_mm2 | alpha | voltage_rating
NAYY 4x50 SE | 210 | 0.642 | 0.083 | 0.142 | cs | 50 | 0.00403 | LV
NAYY 4x120 SE | 264 | 0.225 | 0.08 | 0.242 | cs | 120 | 0.00403 | LV
NAYY 4x150 SE | 261 | 0.208 | 0.08 | 0.27 | cs | 150 | 0.00403 | LV
NA2XS2Y 1x95 RM/25 12/20 kV | 216 | 0.313 | 0.132 | 0.252 | cs | 95 | 0.00403 | MV
NA2XS2Y 1x185 RM/25 12/20 kV | 273 | 0.161 | 0.117 | 0.362 | cs | 185 | 0.00403 | MV
NA2XS2Y 1x240 RM/25 12/20 kV | 304 | 0.122 | 0.112 | 0.421 | cs | 240 | 0.00403 | MV
NA2XS2Y 1x95 RM/25 6/10 kV | 315 | 0.313 | 0.123 | 0.249 | cs | 95 | 0.00403 | MV
NA2XS2Y 1x185 RM/25 6/10 kV | 406 | 0.161 | 0.11 | 0.358 | cs | 185 | 0.00403 | MV
NA2XS2Y 1x240 RM/25 6/10 kV | 456 | 0.122 | 0.105 | 0.416 | cs | 240 | 0.00403 | MV
NA2XS2Y 1x150 RM/25 12/20 kV | 250 | 0.206 | 0.116 | 0.319 | cs | 150 | 0.00403 | MV
NA2XS2Y 1x120 RM/25 12/20 kV | 230 | 0.253 | 0.119 | 0.283 | cs | 120 | 0.00403 | MV
NA2XS2Y 1x70 RM/25 12/20 kV | 190 | 0.443 | 0.132 | 0.22 | cs | 70 | 0.00403 | MV
NA2XS2Y 1x150 RM/25 6/10 kV | 360 | 0.206 | 0.11 | 0.315 | cs | 150 | 0.00403 | MV
NA2XS2Y 1x120 RM/25 6/10 kV | 340 | 0.253 | 0.113 | 0.28 | cs | 120 | 0.00403 | MV
NA2XS2Y 1x70 RM/25 6/10 kV | 280 | 0.443 | 0.123 | 0.217 | cs | 70 | 0.00403 | MV
N2XS(FL)2Y 1x120 RM/35 64/110 kV | 112 | 0.153 | 0.166 | 0.366 | cs | 120 | 0.00393 | HV
N2XS(FL)2Y 1x185 RM/35 64/110 kV | 125 | 0.099 | 0.156 | 0.457 | cs | 185 | 0.00393 | HV
N2XS(FL)2Y 1x240 RM/35 64/110 kV | 135 | 0.075 | 0.149 | 0.526 | cs | 240 | 0.00393 | HV
N2XS(FL)2Y 1x300 RM/35 64/110 kV | 144 | 0.06 | 0.144 | 0.588 | cs | 300 | 0.00393 | HV
15-AL1/3-ST1A 0.4 | 11 | 1.8769 | 0.35 | 0.105 | ol | 16 | 0.00403 | LV
24-AL1/4-ST1A 0.4 | 11.25 | 1.2012 | 0.335 | 0.14 | ol | 24 | 0.00403 | LV
48-AL1/8-ST1A 0.4 | 12.2 | 0.5939 | 0.3 | 0.21 | ol | 48 | 0.00403 | LV
94-AL1/15-ST1A 0.4 | 13.2 | 0.306 | 0.29 | 0.35 | ol | 94 | 0.00403 | LV
34-AL1/6-ST1A 10.0 | 9.7 | 0.8342 | 0.36 | 0.17 | ol | 34 | 0.00403 | MV
48-AL1/8-ST1A 10.0 | 10.1 | 0.5939 | 0.35 | 0.21 | ol | 48 | 0.00403 | MV
70-AL1/11-ST1A 10.0 | 10.4 | 0.4132 | 0.339 | 0.29 | ol | 70 | 0.00403 | MV
94-AL1/15-ST1A 10.0 | 10.75 | 0.306 | 0.33 | 0.35 | ol | 94 | 0.00403 | MV
122-AL1/20-ST1A 10.0 | 11.1 | 0.2376 | 0.323 | 0.41 | ol | 122 | 0.00403 | MV
149-AL1/24-ST1A 10.0 | 11.25 | 0.194 | 0.315 | 0.47 | ol | 149 | 0.00403 | MV
34-AL1/6-ST1A 20.0 | 9.15 | 0.8342 | 0.382 | 0.17 | ol | 34 | 0.00403 | MV
48-AL1/8-ST1A 20.0 | 9.5 | 0.5939 | 0.372 | 0.21 | ol | 48 | 0.00403 | MV
70-AL1/11-ST1A 20.0 | 9.7 | 0.4132 | 0.36 | 0.29 | ol | 70 | 0.00403 | MV
94-AL1/15-ST1A 20.0 | 10 | 0.306 | 0.35 | 0.35 | ol | 94 | 0.00403 | MV
122-AL1/20-ST1A 20.0 | 10.3 | 0.2376 | 0.344 | 0.41 | ol | 122 | 0.00403 | MV
149-AL1/24-ST1A 20.0 | 10.5 | 0.194 | 0.337 | 0.47 | ol | 149 | 0.00403 | MV
184-AL1/30-ST1A 20.0 | 10.75 | 0.1571 | 0.33 | 0.535 | ol | 184 | 0.00403 | MV
243-AL1/39-ST1A 20.0 | 11 | 0.1188 | 0.32 | 0.645 | ol | 243 | 0.00403 | MV
48-AL1/8-ST1A 110.0 | 8 | 0.5939 | 0.46 | 0.21 | ol | 48 | 0.00403 | HV
70-AL1/11-ST1A 110.0 | 8.4 | 0.4132 | 0.45 | 0.29 | ol | 70 | 0.00403 | HV
94-AL1/15-ST1A 110.0 | 8.65 | 0.306 | 0.44 | 0.35 | ol | 94 | 0.00403 | HV
122-AL1/20-ST1A 110.0 | 8.5 | 0.2376 | 0.43 | 0.41 | ol | 122 | 0.00403 | HV
149-AL1/24-ST1A 110.0 | 8.75 | 0.194 | 0.41 | 0.47 | ol | 149 | 0.00403 | HV
184-AL1/30-ST1A 110.0 | 8.8 | 0.1571 | 0.4 | 0.535 | ol | 184 | 0.00403 | HV
243-AL1/39-ST1A 110.0 | 9 | 0.1188 | 0.39 | 0.645 | ol | 243 | 0.00403 | HV
305-AL1/39-ST1A 110.0 | 9.2 | 0.0949 | 0.38 | 0.74 | ol | 305 | 0.00403 | HV
490-AL1/64-ST1A 110.0 | 9.75 | 0.059 | 0.37 | 0.96 | ol | 490 | 0.00403 | HV
679-AL1/86-ST1A 110.0 | 9.95 | 0.042 | 0.36 | 1.15 | ol | 679 | 0.00403 | HV
490-AL1/64-ST1A 220.0 | 10 | 0.059 | 0.285 | 0.96 | ol | 490 | 0.00403 | HV
679-AL1/86-ST1A 220.0 | 11.7 | 0.042 | 0.275 | 1.15 | ol | 679 | 0.00403 | HV
490-AL1/64-ST1A 380.0 | 11 | 0.059 | 0.253 | 0.96 | ol | 490 | 0.00403 | HV
679-AL1/86-ST1A 380.0 | 14.6 | 0.042 | 0.25 | 1.15 | ol | 679 | 0.00403 | HV

## trafo_std_types
| i0_percent | pfe_kw | vkr_percent | sn_mva | vn_lv_kv | vn_hv_kv | vk_percent | shift_degree | vector_group | tap_side | tap_neutral | tap_min | tap_max | tap_step_degree | tap_step_percent | tap_phase_shifter
160 MVA 380/110 kV | 0.06 | 60 | 0.25 | 160 | 110 | 380 | 12.2 | 0 | Yy0 | hv | 0 | -9 | 9 | 0 | 1.5 | FALSE
100 MVA 220/110 kV | 0.06 | 55 | 0.26 | 100 | 110 | 220 | 12 | 0 | Yy0 | hv | 0 | -9 | 9 | 0 | 1.5 | FALSE
63 MVA 110/20 kV | 0.04 | 22 | 0.32 | 63 | 20 | 110 | 18 | 150 | YNd5 | hv | 0 | -9 | 9 | 0 | 1.5 | FALSE
40 MVA 110/20 kV | 0.05 | 18 | 0.34 | 40 | 20 | 110 | 16.2 | 150 | YNd5 | hv | 0 | -9 | 9 | 0 | 1.5 | FALSE
25 MVA 110/20 kV | 0.07 | 14 | 0.41 | 25 | 20 | 110 | 12 | 150 | YNd5 | hv | 0 | -9 | 9 | 0 | 1.5 | FALSE
63 MVA 110/10 kV | 0.04 | 22 | 0.32 | 63 | 10 | 110 | 18 | 150 | YNd5 | hv | 0 | -9 | 9 | 0 | 1.5 | FALSE
40 MVA 110/10 kV | 0.05 | 18 | 0.34 | 40 | 10 | 110 | 16.2 | 150 | YNd5 | hv | 0 | -9 | 9 | 0 | 1.5 | FALSE
25 MVA 110/10 kV | 0.07 | 14 | 0.41 | 25 | 10 | 110 | 12 | 150 | YNd5 | hv | 0 | -9 | 9 | 0 | 1.5 | FALSE
0.25 MVA 20/0.4 kV | 0.32 | 0.8 | 1.44 | 0.25 | 0.4 | 20 | 6 | 150 | Yzn5 | hv | 0 | -2 | 2 | 0 | 2.5 | FALSE
0.4 MVA 20/0.4 kV | 0.3375 | 1.35 | 1.425 | 0.4 | 0.4 | 20 | 6 | 150 | Dyn5 | hv | 0 | -2 | 2 | 0 | 2.5 | FALSE
0.63 MVA 20/0.4 kV | 0.2619 | 1.65 | 1.206 | 0.63 | 0.4 | 20 | 6 | 150 | Dyn5 | hv | 0 | -2 | 2 | 0 | 2.5 | FALSE
0.25 MVA 10/0.4 kV | 0.24 | 0.6 | 1.2 | 0.25 | 0.4 | 10 | 4 | 150 | Dyn5 | hv | 0 | -2 | 2 | 0 | 2.5 | FALSE
0.4 MVA 10/0.4 kV | 0.2375 | 0.95 | 1.325 | 0.4 | 0.4 | 10 | 4 | 150 | Dyn5 | hv | 0 | -2 | 2 | 0 | 2.5 | FALSE
0.63 MVA 10/0.4 kV | 0.1873 | 1.18 | 1.0794 | 0.63 | 0.4 | 10 | 4 | 150 | Dyn5 | hv | 0 | -2 | 2 | 0 | 2.5 | FALSE

## trafo3w_std_types
| sn_hv_mva | sn_mv_mva | sn_lv_mva | vn_hv_kv | vn_mv_kv | vn_lv_kv | vk_hv_percent | vk_mv_percent | vk_lv_percent | vkr_hv_percent | vkr_mv_percent | vkr_lv_percent | pfe_kw | i0_percent | shift_mv_degree | shift_lv_degree | vector_group | tap_side | tap_neutral | tap_min | tap_max | tap_step_percent
63/25/38 MVA 110/20/10 kV | 63 | 25 | 38 | 110 | 20 | 10 | 10.4 | 10.4 | 10.4 | 0.28 | 0.32 | 0.35 | 35 | 0.89 | 0 | 0 | YN0yn0yn0 | hv | 0 | -10 | 10 | 1.2
63/25/38 MVA 110/10/10 kV | 63 | 25 | 38 | 110 | 10 | 10 | 10.4 | 10.4 | 10.4 | 0.28 | 0.32 | 0.35 | 35 | 0.89 | 0 | 0 | YN0yn0yn0 | hv | 0 | -10 | 10 | 1.2

## fuse_std_types
| fuse_type | i_rated_a | t_avg | t_min | t_total | x_avg | x_min | x_total
HV 100A | HV 100A | 100 | 0 | [10.0, 3.64, 0.854, 0.281, 0.1, 0.0531, 0.022, 0.01] | [10.0, 4.267, 1.21, 0.403, 0.1, 0.058, 0.022, 0.01] | 0 | [300.0, 350.0, 450.0, 550.0, 700.0, 850.0, 1200.0, 1752.0] | [600.0, 700.0, 900.0, 1150.0, 1665.0, 2000.0, 3000.0, 4313.0]
HV 10A | HV 10A | 10 | 0 | [10.0, 1675.0, 0.344, 0.156, 0.1, 0.0417, 0.0171, 0.01] | [10.0, 1.3, 0.3, 0.155, 0.1, 0.0555, 0.023, 0.01] | 0 | [30.0, 32.0, 35.0, 37.0, 39.0, 50.0, 70.0, 88.0] | [60.0, 70.0, 80.0, 87.0, 94.0, 110.0, 150.0, 216.0]
HV 125A | HV 125A | 125 | 0 | [10.0, 1.82, 0.344, 0.1, 0.0467, 0.0269, 0.01] | [10.0, 2.478, 0.426, 0.1, 0.0427, 0.0211, 0.01] | 0 | [375.0, 500.0, 700.0, 925.0, 1200.0, 1500.0, 2341.0] | [750.0, 1000.0, 1500.0, 2200.0, 3000.0, 4000.0, 5765.0]
HV 160A | HV 160A | 160 | 0 | [10.0, 4.15, 1.03, 0.198, 0.1, 0.051, 0.0172, 0.01] | [10.0, 2.3, 0.734, 0.274, 0.1, 0.046, 0.0177, 0.01] | 0 | [480.0, 550.0, 700.0, 1000.0, 1260.0, 1600.0, 2500.0, 3227.0] | [960.0, 1300.0, 1700.0, 2200.0, 2996.0, 4000.0, 6000.0, 7946.0]
HV 16A | HV 16A | 16 | 0 | [10.0, 0.352, 0.164, 0.1, 0.0649, 0.0342, 0.01] | [10.0, 2.34, 0.722, 0.181, 0.1, 0.055, 0.0296, 0.01] | 0 | [48.0, 60.0, 65.0, 71.0, 80.0, 100.0, 162.0] | [96.0, 110.0, 125.0, 150.0, 168.0, 200.0, 250.0, 398.0]
HV 200A | HV 200A | 200 | 0 | [10.0, 4.267, 1.21, 0.403, 0.1, 0.058, 0.022, 0.01] | [10.0, 3.73, 1.654, 0.328, 0.1, 0.0531, 0.019, 0.01] | 0 | [600.0, 700.0, 900.0, 1150.0, 1665.0, 2000.0, 3000.0, 4313.0] | [1200.0, 1500.0, 1800.0, 2700.0, 3960.0, 5000.0, 7500.0, 10620.0]
HV 20A | HV 20A | 20 | 0 | [10.0, 1.3, 0.3, 0.155, 0.1, 0.0555, 0.023, 0.01] | [10.0, 1.3, 0.161, 0.1, 0.0611, 0.0399, 0.0141, 0.01] | 0 | [60.0, 70.0, 80.0, 87.0, 94.0, 110.0, 150.0, 216.0] | [120.0, 150.0, 200.0, 223.0, 260.0, 300.0, 450.0, 532.0]
HV 25A | HV 25A | 25 | 0 | [10.0, 2.512, 0.833, 0.299, 0.1, 0.0372, 0.0223, 0.01] | [10.0, 3.125, 0.597, 0.198, 0.1, 0.0378, 0.022, 0.01] | 0 | [75.0, 82.0, 90.0, 100.0, 124.0, 170.0, 200.0, 289.0] | [150.0, 170.0, 210.0, 250.0, 294.0, 400.0, 500.0, 711.0]
HV 31.5A | HV 31.5A | 31.5 | 0 | [10.0, 2.34, 0.722, 0.181, 0.1, 0.055, 0.0296, 0.01] | [10.0, 2.84, 0.368, 0.164, 0.1, 0.0621, 0.0378, 0.0195, 0.01] | 0 | [95.0, 110.0, 125.0, 150.0, 165.0, 200.0, 250.0, 390.0] | [189.0, 220.0, 300.0, 350.0, 393.0, 450.0, 530.0, 700.0, 960.0]
HV 40A | HV 40A | 40 | 0 | [10.0, 1.3, 0.161, 0.1, 0.0611, 0.0399, 0.0141, 0.01] | [10.0, 2.05, 0.369, 0.198, 0.1, 0.051, 0.0298, 0.01] | 0 | [120.0, 150.0, 200.0, 223.0, 260.0, 300.0, 450.0, 532.0] | [240.0, 300.0, 400.0, 450.0, 530.0, 650.0, 800.0, 1311.0]
HV 50A | HV 50A | 50 | 0 | [10.0, 3.215, 0.597, 0.198, 0.1, 0.0378, 0.022, 0.01] | [10.0, 3.64, 0.854, 0.281, 0.1, 0.0531, 0.022, 0.01] | 0 | [150.0, 170.0, 210.0, 250.0, 294.0, 400.0, 500.0, 711.0] | [300.0, 350.0, 450.0, 550.0, 700.0, 850.0, 1200.0, 1752.0]
HV 6.3A | HV 6.3A | 6.3 | 0 | [10.0, 1.39, 0.344, 0.168, 0.1, 0.056, 0.0263, 0.01] | [10.0, 1.711, 0.516, 0.198, 0.1, 0.0634, 0.0303, 0.01] | 0 | [19.0, 19.5, 20.4, 20.8, 22.0, 25.0, 32.0, 48.0] | [38.0, 40.0, 43.0, 48.0, 53.0, 60.0, 75.0, 118.0]
HV 63A | HV 63A | 63 | 0 | [10.0, 2.84, 0.368, 0.164, 0.1, 0.0621, 0.0378, 0.0195, 0.01] | [10.0, 1.82, 0.344, 0.1, 0.0467, 0.0269, 0.01] | 0 | [189.0, 220.0, 300.0, 350.0, 393.0, 450.0, 530.0, 700.0, 961.0] | [378.0, 500.0, 700.0, 934.0, 1200.0, 1500.0, 2366.0]
HV 80A | HV 80A | 80 | 0 | [10.0, 2.05, 0.369, 0.198, 0.1, 0.051, 0.0298, 0.01] | [10.0, 4.15, 1.03, 0.198, 0.1, 0.051, 0.0172, 0.01] | 0 | [240.0, 300.0, 400.0, 450.0, 530.0, 650.0, 800.0, 1311.0] | [480.0, 550.0, 700.0, 1000.0, 1260.0, 1600.0, 2500.0, 3227.0]
Siemens NH-1-100 | Siemens NH-1-100 | 100 | [5400.0, 2000.0, 400.0, 20.0, 1.0, 0.2, 0.012, 0.004] | 0 | 0 | [150.0, 190.0, 250.0, 430.0, 900.0, 1250.0, 2700.0, 3600.0] | 0 | 0
Siemens NH-1-125 | Siemens NH-1-125 | 125 | [4800.0, 120.0, 7.0, 0.1, 0.004] | 0 | 0 | [180.0, 400.0, 740.0, 2000.0, 4250.0] | 0 | 0
Siemens NH-1-16 | Siemens NH-1-16 | 16 | [4000.0, 400.0, 2.0, 0.1, 0.04, 0.01] | 0 | 0 | [26.0, 35.0, 75.0, 150.0, 200.0, 300.0] | 0 | 0
Siemens NH-1-160 | Siemens NH-1-160 | 160 | [4800.0, 120.0, 7.0, 0.1, 0.004] | 0 | 0 | [210.0, 500.0, 900.0, 2300.0, 5000.0] | 0 | 0
Siemens NH-1-25 | Siemens NH-1-25 | 25 | [4000.0, 1000.0, 10.0, 0.2, 0.02, 0.01] | 0 | 0 | [40.0, 50.0, 100.0, 210.0, 400.0, 500.0] | 0 | 0
Siemens NH-1-50 | Siemens NH-1-50 | 50 | [4000.0, 40.0, 4.0, 1.0, 0.02, 0.01] | 0 | 0 | [86.0, 200.0, 300.0, 400.0, 1000.0, 1280.0] | 0 | 0
Siemens NH-1-63 | Siemens NH-1-63 | 63 | [4000.0, 100.0, 10.0, 2.0, 0.04, 0.01] | 0 | 0 | [100.0, 200.0, 300.0, 400.0, 1000.0, 1500.0] | 0 | 0
Siemens NH-1-80 | Siemens NH-1-80 | 80 | [4800.0, 120.0, 7.0, 0.1, 0.01] | 0 | 0 | [150.58, 250.0, 450.0, 1150.0, 2470.0] | 0 | 0
Siemens NH-2-1000 | Siemens NH-2-1000 | 1000 | [4800.0, 120.0, 7.0, 0.1, 0.004] | 0 | 0 | [1900.0, 3500.0, 8400.0, 24000.0, 52000.0] | 0 | 0
Siemens NH-2-200 | Siemens NH-2-200 | 200 | [4800.0, 120.0, 7.0, 0.1, 0.004] | 0 | 0 | [280.0, 650.0, 1200.0, 3000.0, 7000.0] | 0 | 0
Siemens NH-2-224 | Siemens NH-2-224 | 224 | [4800.0, 120.0, 7.0, 0.2, 0.04, 0.004] | 0 | 0 | [400.0, 750.0, 1453.0, 3025.0, 4315.0, 7600.0] | 0 | 0
Siemens NH-2-250 | Siemens NH-2-250 | 250 | [4800.0, 120.0, 7.0, 0.1, 0.004] | 0 | 0 | [450.0, 800.0, 1650.0, 4000.0, 8500.0] | 0 | 0
Siemens NH-2-315 | Siemens NH-2-315 | 315 | [4800.0, 120.0, 7.0, 0.1, 0.004] | 0 | 0 | [550.0, 920.0, 1900.0, 5000.0, 11000.0] | 0 | 0
Siemens NH-2-355 | Siemens NH-2-355 | 355 | [4800.0, 120.0, 6.0, 0.1, 0.004] | 0 | 0 | [650.0, 1116.27, 2350.0, 5840.0, 12790.0] | 0 | 0
Siemens NH-2-400 | Siemens NH-2-400 | 400 | [4800.0, 120.0, 7.0, 0.1, 0.004] | 0 | 0 | [720.0, 1350.0, 2800.0, 6500.0, 15000.0] | 0 | 0
Siemens NH-2-425 | Siemens NH-2-425 | 425 | [4800.0, 120.0, 7.0, 0.1, 0.004] | 0 | 0 | [850.0, 1500.0, 3050.0, 7500.0, 16500.0] | 0 | 0
Siemens NH-2-630 | Siemens NH-2-630 | 630 | [4800.0, 120.0, 7.0, 0.1, 0.004] | 0 | 0 | [1200.0, 2000.0, 4800.0, 12000.0, 26000.0] | 0 | 0

## res_bus
| vm_pu | va_degree | p_mw | q_mvar
0 | 0.98054 | -0.37401 | 0.0022062 | 0.00055294
1 | 0.98029 | -0.37904 | 0.0059042 | 0.0014797
2 | 0.98096 | -0.36592 | 0 | 0
3 | 0.98023 | -0.38008 | 0 | 0
4 | 0.98143 | -0.3566 | 0.0049265 | 0.0012347
5 | 0.9809 | -0.36707 | 0.005049 | 0.0012654
6 | 0.97988 | -0.3871 | 0 | 0
7 | 0.98213 | -0.34296 | 0 | 0
8 | 0.97985 | -0.38757 | 0.0028176 | 0.00070615
9 | 0.97926 | -0.39932 | 0 | 0
10 | 0.97856 | -0.41304 | 0 | 0
11 | 0.97851 | -0.41398 | 0.00037313 | 9.3514e-05
12 | 0.97896 | -0.4052 | 0 | 0
13 | 0.97845 | -0.41522 | 0.0019103 | 0.00047876
14 | 0.98258 | -0.33424 | 0 | 0
15 | 0.97839 | -0.41632 | 0.00027845 | 6.9786e-05
16 | 0.97837 | -0.41673 | 0.00032133 | 8.0533e-05
17 | 0.97841 | -0.41602 | 0 | 0
18 | 0.97837 | -0.41675 | 0.00030358 | 7.6085e-05
19 | 0.97842 | -0.4158 | 0 | 0
20 | 0.97848 | -0.41453 | 0.00057018 | 0.0001429
21 | 0.9754 | -0.47555 | 0.00070608 | 0.00017696
22 | 0.9754 | -0.47551 | 0 | 0
23 | 0.97555 | -0.4726 | 0.00092161 | 0.00023098
24 | 0.9752 | -0.47961 | 0.00048855 | 0.00012244
25 | 0.97564 | -0.4708 | 0 | 0
26 | 0.97492 | -0.48518 | 0.0011932 | 0.00029904
27 | 0.9757 | -0.46962 | 0.00059931 | 0.0001502
28 | 0.97553 | -0.4729 | 0.002392 | 0.00059949
29 | 0.97463 | -0.49103 | 0.00076012 | 0.0001905
30 | 0.97344 | -0.51474 | 0.001053 | 0.00026391
31 | 0.97757 | -0.43243 | 0.0016284 | 0.00040811
32 | 0.97751 | -0.43371 | 0.0013628 | 0.00034155
33 | 0.97786 | -0.42672 | 0 | 0
34 | 0.97742 | -0.43554 | 0.00084573 | 0.00021196
35 | 0.97782 | -0.42763 | 0.0008645 | 0.00021667
36 | 0.97817 | -0.42068 | 0.0022775 | 0.0005708
37 | 0.97728 | -0.43824 | 0.00053135 | 0.00013317
38 | 0.97836 | -0.41701 | 0 | 0
39 | 0.97724 | -0.43908 | 0.00045059 | 0.00011293
40 | 0.98863 | -0.2169 | 0.00053808 | 0.00013486
41 | 0.98863 | -0.21686 | 0.00068306 | 0.00017119
42 | 0.9783 | -0.41821 | 0.0042953 | 0.0010765
43 | 0.97647 | -0.45417 | 0.001143 | 0.00028647
44 | 0.97649 | -0.45391 | 0 | 0
45 | 0.97622 | -0.45922 | 0 | 0
46 | 0.97685 | -0.44668 | 0.00039595 | 9.9235e-05
47 | 0.97616 | -0.46044 | 0.0025236 | 0.00063247
48 | 0.9762 | -0.45953 | 0 | 0
49 | 0.97705 | -0.44284 | 0.00046233 | 0.00011587
50 | 0.97618 | -0.46006 | 0.00089105 | 0.00022332
51 | 0.9762 | -0.45961 | 0.00033189 | 8.3179e-05
52 | 0.97713 | -0.44119 | 0.00057743 | 0.00014472
53 | 0.98285 | -0.32887 | 0.0022629 | 0.00056714
54 | 0.98413 | -0.30398 | 0.00042539 | 0.00010661
55 | 0.97544 | -0.47476 | 0.00035 | 8.7718e-05
56 | 0.97535 | -0.47641 | 0.0002684 | 6.7267e-05
57 | 0.9749 | -0.48541 | 0.00024602 | 6.1658e-05
58 | 0.97488 | -0.48585 | 0.00026935 | 6.7507e-05
59 | 0.99172 | -0.15741 | 0.0014728 | 0.00036912
60 | 0.98997 | -0.19104 | 0.0017994 | 0.00045098
61 | 1 | 0 | -0.10971 | -0.027775
62 | 0.98874 | -0.21474 | 0 | 0
63 | 0.99635 | -0.068966 | 0 | 0
64 | 0.99101 | -0.17055 | 0.0002928 | 7.3384e-05
65 | 0.99998 | -0.00043466 | 0.00098144 | 0.00024597
66 | 0.98653 | -0.25659 | 0.0011385 | 0.00028535
67 | 0.98668 | -0.25378 | 0 | 0
68 | 0.98624 | -0.26234 | 0 | 0
69 | 0.99026 | -0.18503 | 0 | 0
70 | 0.98236 | -0.33716 | 0 | 0
71 | 0.9862 | -0.26311 | 0.00096227 | 0.00024117
72 | 0.98613 | -0.2644 | 0 | 0
73 | 0.99071 | -0.17631 | 0 | 0
74 | 0.99023 | -0.18558 | 0.00036045 | 9.0337e-05
75 | 0.98618 | -0.26353 | 0 | 0
76 | 0.98609 | -0.26534 | 0.00093808 | 0.00023511
77 | 0.98611 | -0.26486 | 0.0012528 | 0.00031398
78 | 0.99099 | -0.17102 | 0.00041724 | 0.00010457
79 | 0.99099 | -0.17104 | 0.00025971 | 6.5088e-05
80 | 0.99101 | -0.17065 | 0.00072262 | 0.00018111
81 | 0.99098 | -0.17116 | 0.00039663 | 9.9406e-05
82 | 0.99995 | -0.00095998 | 0.0018669 | 0.00046789
83 | 0.9823 | -0.33837 | 0.00037902 | 9.4993e-05
84 | 0.98232 | -0.338 | 0.00048886 | 0.00012252
85 | 0.9823 | -0.33841 | 0.0006308 | 0.00015809
86 | 0.98233 | -0.33778 | 0.00036169 | 9.0647e-05
87 | 0.98229 | -0.33855 | 0.0003315 | 8.3081e-05
88 | 0.97993 | -0.3844 | 0 | 0
89 | 0.98615 | -0.26419 | 0 | 0
90 | 0.98614 | -0.26423 | 0.00093445 | 0.00023419
91 | 0.97992 | -0.38453 | 0.00055098 | 0.00013809
92 | 0.97556 | -0.46989 | 0 | 0
93 | 0.99023 | -0.18558 | 0.00042932 | 0.0001076
94 | 0.97042 | -0.57132 | 0.0045555 | 0.0011417
95 | 0.97034 | -0.5728 | 0.0045781 | 0.0011474
96 | 0.97061 | -0.5675 | 0 | 0
97 | 0.97086 | -0.56252 | 0.0033934 | 0.00085047
98 | 0.97103 | -0.55925 | 0 | 0
99 | 0.975 | -0.48078 | 0.0020048 | 0.00050245
100 | 0.9752 | -0.47696 | 0.0026239 | 0.0006576
101 | 0.98781 | -0.23262 | 0.00054078 | 0.00013553
102 | 0.98871 | -0.21533 | 0.00041907 | 0.00010503
103 | 0.98712 | -0.24603 | 0.0011699 | 0.00029319
104 | 0.98866 | -0.2163 | 0.00052412 | 0.00013136
105 | 0.97919 | -0.40055 | 0.0011018 | 0.00027614
106 | 0.97915 | -0.40129 | 0.0040312 | 0.0010103
107 | 0.98864 | -0.21668 | 0.00044667 | 0.00011195
108 | 0.97619 | -0.45986 | 0.00054537 | 0.00013668
109 | 0.98424 | -0.30183 | 0.00052081 | 0.00013053
110 | 0.98479 | -0.29112 | 0 | 0
111 | 0.98585 | -0.27047 | 0 | 0
112 | 0.97486 | -0.4862 | 0.00024619 | 6.17e-05
113 | 0.97459 | -0.49157 | 0.00060447 | 0.0001515
114 | 0.97459 | -0.49144 | 0 | 0
115 | 0.97461 | -0.49111 | 0 | 0
116 | 0.9745 | -0.49329 | 0 | 0
117 | 0.97476 | -0.48817 | 0.00047174 | 0.00011823
118 | 0.97444 | -0.49455 | 0.00071343 | 0.0001788
119 | 0.97482 | -0.4869 | 0.00033664 | 8.4369e-05
120 | 0.97303 | -0.52289 | 0.00061021 | 0.00015293
121 | 0.9716 | -0.55156 | 0.00090373 | 0.0002265
122 | 0.97116 | -0.56026 | 0.0014641 | 0.00036694
123 | 0.97159 | -0.55167 | 0 | 0
124 | 0.97484 | -0.48648 | 0.00039906 | 0.00010001
125 | 0.97443 | -0.49469 | 0 | 0
126 | 0.97441 | -0.49515 | 0.00043554 | 0.00010916
127 | 0.99998 | 149.9956 | 0 | 0

## res_line
| p_from_mw | q_from_mvar | p_to_mw | q_to_mvar | pl_mw | ql_mvar | i_from_ka | i_to_ka | i_ka | vm_from_pu | va_from_degree | vm_to_pu | va_to_degree | loading_percent
0 | 0.052336 | 0.013119 | -0.052323 | -0.013112 | 1.2517e-05 | 7.7441e-06 | 0.079423 | 0.079423 | 0.079423 | 0.98054 | -0.37401 | 0.98029 | -0.37904 | 10.9097
1 | -0.054542 | -0.013672 | 0.054563 | 0.013685 | 2.1055e-05 | 1.3062e-05 | 0.082771 | 0.08277 | 0.082771 | 0.98054 | -0.37401 | 0.98096 | -0.36592 | 11.3696
2 | 0.046419 | 0.011632 | -0.046417 | -0.011631 | 2.317e-06 | 1.4201e-06 | 0.07046 | 0.07046 | 0.07046 | 0.98029 | -0.37904 | 0.98023 | -0.38008 | 9.6786
3 | -0.059612 | -0.014951 | 0.059639 | 0.014967 | 2.6469e-05 | 1.6504e-05 | 0.09043 | 0.090429 | 0.09043 | 0.98096 | -0.36592 | 0.98143 | -0.3566 | 12.4217
4 | 0.0050492 | 0.0012654 | -0.005049 | -0.0012654 | 2.7655e-07 | 1.8299e-08 | 0.0076592 | 0.0076592 | 0.0076592 | 0.98096 | -0.36592 | 0.9809 | -0.36707 | 2.1042
5 | 0.046417 | 0.011631 | -0.046401 | -0.011621 | 1.5498e-05 | 9.4993e-06 | 0.07046 | 0.070461 | 0.070461 | 0.98023 | -0.38008 | 0.97988 | -0.3871 | 9.6787
6 | -0.064565 | -0.016202 | 0.064607 | 0.016228 | 4.2053e-05 | 2.6322e-05 | 0.097899 | 0.097899 | 0.097899 | 0.98143 | -0.3566 | 0.98213 | -0.34296 | 13.4476
7 | 0.0028176 | 0.00070607 | -0.0028176 | -0.00070615 | 6.3919e-08 | -7.6366e-08 | 0.0042787 | 0.0042788 | 0.0042788 | 0.97988 | -0.3871 | 0.97985 | -0.38757 | 1.1755
8 | 0.043584 | 0.010915 | -0.043558 | -0.0109 | 2.5347e-05 | 1.5445e-05 | 0.066182 | 0.066182 | 0.066182 | 0.97988 | -0.3871 | 0.97926 | -0.39932 | 9.091
9 | -0.064607 | -0.016228 | 0.064634 | 0.016245 | 2.6873e-05 | 1.682e-05 | 0.097899 | 0.097898 | 0.097899 | 0.98213 | -0.34296 | 0.98258 | -0.33424 | 13.4476
10 | 0.038425 | 0.0096131 | -0.038414 | -0.0096066 | 1.0759e-05 | 6.4622e-06 | 0.058382 | 0.058382 | 0.058382 | 0.97926 | -0.39932 | 0.97896 | -0.4052 | 8.0195
11 | 0.0051335 | 0.0012865 | -0.0051332 | -0.0012864 | 3.0111e-07 | 2.6707e-08 | 0.0078005 | 0.0078006 | 0.0078006 | 0.97926 | -0.39932 | 0.97919 | -0.40055 | 2.143
12 | 0.0018469 | 0.00046047 | -0.0018468 | -0.00046077 | 8.2654e-08 | -2.9835e-07 | 0.0028075 | 0.0028077 | 0.0028077 | 0.97856 | -0.41304 | 0.97851 | -0.41398 | 0.77134
13 | -0.0384 | -0.009598 | 0.038414 | 0.0096066 | 1.4303e-05 | 8.5912e-06 | 0.058382 | 0.058382 | 0.058382 | 0.97856 | -0.41304 | 0.97896 | -0.4052 | 8.0195
14 | 0.036553 | 0.0091375 | -0.036549 | -0.0091353 | 3.8009e-06 | 2.2677e-06 | 0.055574 | 0.055575 | 0.055575 | 0.97856 | -0.41304 | 0.97845 | -0.41522 | 7.6339
15 | 0.0014737 | 0.00036725 | -0.0014736 | -0.00036748 | 3.8196e-08 | -2.3047e-07 | 0.0022403 | 0.0022404 | 0.0022404 | 0.97851 | -0.41398 | 0.97848 | -0.41453 | 0.61548
16 | 0.034639 | 0.0086565 | -0.034636 | -0.0086548 | 2.9433e-06 | 1.7416e-06 | 0.052669 | 0.052669 | 0.052669 | 0.97845 | -0.41522 | 0.97836 | -0.41701 | 7.2348
17 | -0.064634 | -0.016245 | 0.064651 | 0.016256 | 1.6589e-05 | 1.0383e-05 | 0.097898 | 0.097898 | 0.097898 | 0.98258 | -0.33424 | 0.98285 | -0.32887 | 13.4476
18 | 0.00062492 | 0.00015611 | -0.00062491 | -0.00015656 | 1.2218e-08 | -4.4524e-07 | 0.00095025 | 0.00095041 | 0.00095041 | 0.97839 | -0.41632 | 0.97837 | -0.41673 | 0.2611
19 | -0.00090337 | -0.0002259 | 0.00090338 | 0.00022568 | 1.2636e-08 | -2.1616e-07 | 0.0013737 | 0.0013737 | 0.0013737 | 0.97839 | -0.41632 | 0.97841 | -0.41602 | 0.3774
20 | 0.00030358 | 7.6023e-05 | -0.00030358 | -7.6085e-05 | 3.9424e-10 | -6.1677e-08 | 0.0004617 | 0.00046172 | 0.00046172 | 0.97837 | -0.41673 | 0.97837 | -0.41675 | 0.12685
21 | -0.00090338 | -0.00022568 | 0.00090339 | 0.00022552 | 9.5861e-09 | -1.6401e-07 | 0.0013737 | 0.0013736 | 0.0013737 | 0.97841 | -0.41602 | 0.97842 | -0.4158 | 0.37738
22 | -0.00090339 | -0.00022552 | 0.00090345 | 0.00022458 | 5.4554e-08 | -9.3376e-07 | 0.0013736 | 0.0013733 | 0.0013736 | 0.97842 | -0.4158 | 0.97848 | -0.41453 | 0.37736
23 | -0.00070608 | -0.00017696 | 0.00070608 | 0.00017693 | 1.1815e-09 | -3.3136e-08 | 0.0010772 | 0.0010771 | 0.0010772 | 0.9754 | -0.47555 | 0.9754 | -0.47551 | 0.29592
24 | -0.0071926 | -0.0017708 | 0.0071936 | 0.0017704 | 9.8356e-07 | -4.6062e-07 | 0.010961 | 0.010961 | 0.010961 | 0.9754 | -0.47551 | 0.97555 | -0.4726 | 1.5057
25 | 0.0064865 | 0.0015939 | -0.0064853 | -0.0015948 | 1.2488e-06 | -9.0218e-07 | 0.0098841 | 0.0098847 | 0.0098847 | 0.9754 | -0.47551 | 0.9752 | -0.47961 | 1.3578
26 | -0.0081152 | -0.0020013 | 0.0081159 | 0.0020012 | 6.9071e-07 | -1.595e-07 | 0.012367 | 0.012366 | 0.012367 | 0.97555 | -0.4726 | 0.97564 | -0.4708 | 1.6987
27 | 0.0059967 | 0.0014724 | -0.0059951 | -0.0014739 | 1.5662e-06 | -1.4922e-06 | 0.0091393 | 0.0091402 | 0.0091402 | 0.9752 | -0.47961 | 0.97492 | -0.48518 | 1.2555
28 | -0.014852 | -0.0036833 | 0.014853 | 0.0036836 | 8.2248e-07 | 3.1261e-07 | 0.022639 | 0.022639 | 0.022639 | 0.97564 | -0.4708 | 0.9757 | -0.46962 | 3.1097
29 | 0.0067366 | 0.0016821 | -0.006736 | -0.0016818 | 6.7295e-07 | 2.1834e-07 | 0.010272 | 0.010272 | 0.010272 | 0.97564 | -0.4708 | 0.97553 | -0.4729 | 2.8221
30 | 0.004802 | 0.0011748 | -0.0048006 | -0.0011772 | 1.3148e-06 | -2.4217e-06 | 0.007319 | 0.0073202 | 0.0073202 | 0.97492 | -0.48518 | 0.97463 | -0.49103 | 1.0055
31 | -0.015453 | -0.0038338 | 0.015459 | 0.0038365 | 6.7101e-06 | 2.6822e-06 | 0.023553 | 0.023552 | 0.023553 | 0.9757 | -0.46962 | 0.97616 | -0.46044 | 3.2352
32 | 0.0043439 | 0.0010824 | -0.0043436 | -0.0010824 | 3.8382e-07 | -4.5585e-08 | 0.0066237 | 0.0066238 | 0.0066238 | 0.97553 | -0.4729 | 0.97544 | -0.47476 | 1.8197
33 | 0.0040405 | 0.00098673 | -0.004036 | -0.00099958 | 4.4984e-06 | -1.2848e-05 | 0.0061597 | 0.0061652 | 0.0061652 | 0.97463 | -0.49103 | 0.97344 | -0.51474 | 0.84687
34 | 0.002983 | 0.00073567 | -0.0029819 | -0.00073676 | 1.1439e-06 | -1.0942e-06 | 0.0045556 | 0.0045562 | 0.0045562 | 0.97344 | -0.51474 | 0.97303 | -0.52289 | 1.2517
35 | 0.025549 | 0.0063717 | -0.025547 | -0.0063708 | 1.5571e-06 | 8.5879e-07 | 0.038878 | 0.038878 | 0.038878 | 0.97757 | -0.43243 | 0.97751 | -0.43371 | 5.3404
36 | -0.027177 | -0.0067798 | 0.027185 | 0.0067839 | 7.3651e-06 | 4.1376e-06 | 0.041357 | 0.041357 | 0.041357 | 0.97757 | -0.43243 | 0.97786 | -0.42672 | 5.6809
37 | 0.024185 | 0.0060293 | -0.024183 | -0.0060281 | 2.0905e-06 | 1.1315e-06 | 0.036804 | 0.036804 | 0.036804 | 0.97751 | -0.43371 | 0.97742 | -0.43554 | 5.0555
38 | 0.00086454 | 0.00021596 | -0.0008645 | -0.00021667 | 3.7517e-08 | -7.0125e-07 | 0.0013153 | 0.0013156 | 0.0013156 | 0.97786 | -0.42672 | 0.97782 | -0.42763 | 0.36142
39 | -0.028049 | -0.0069999 | 0.028057 | 0.0070044 | 8.0451e-06 | 4.5575e-06 | 0.042672 | 0.042672 | 0.042672 | 0.97786 | -0.42672 | 0.97817 | -0.42068 | 5.8615
40 | 0.023337 | 0.0058162 | -0.023334 | -0.0058146 | 2.9888e-06 | 1.5961e-06 | 0.035516 | 0.035516 | 0.035516 | 0.97742 | -0.43554 | 0.97728 | -0.43824 | 4.8786
41 | -0.030335 | -0.0075752 | 0.03034 | 0.0075783 | 5.2943e-06 | 3.0552e-06 | 0.046136 | 0.046136 | 0.046136 | 0.97817 | -0.42068 | 0.97836 | -0.41701 | 6.3374
42 | 0.022803 | 0.0056814 | -0.022802 | -0.0056809 | 9.0775e-07 | 4.8025e-07 | 0.034707 | 0.034707 | 0.034707 | 0.97728 | -0.43824 | 0.97724 | -0.43908 | 4.7675
43 | 0.0042955 | 0.0010765 | -0.0042953 | -0.0010765 | 2.4461e-07 | -3.5344e-08 | 0.0065332 | 0.0065333 | 0.0065333 | 0.97836 | -0.41701 | 0.9783 | -0.41821 | 1.7949
44 | 0.022351 | 0.005568 | -0.022349 | -0.0055668 | 2.2372e-06 | 1.1735e-06 | 0.034021 | 0.034021 | 0.034021 | 0.97724 | -0.43908 | 0.97713 | -0.44119 | 4.6733
45 | -0.00053808 | -0.00013486 | 0.00053808 | 0.0001348 | 1.1759e-09 | -6.0553e-08 | 0.00080989 | 0.00080986 | 0.00080989 | 0.98863 | -0.2169 | 0.98863 | -0.21686 | 0.2225
46 | -0.0012211 | -0.00030599 | 0.0012211 | 0.00030589 | 1.047e-08 | -9.928e-08 | 0.001838 | 0.0018379 | 0.001838 | 0.98863 | -0.21686 | 0.98864 | -0.21668 | 0.50493
47 | -0.001143 | -0.00028647 | 0.001143 | 0.00028632 | 1.4301e-08 | -1.4809e-07 | 0.0017418 | 0.0017418 | 0.0017418 | 0.97647 | -0.45417 | 0.97649 | -0.45391 | 0.47852
48 | 0.019757 | 0.0049142 | -0.019752 | -0.0049117 | 4.9733e-06 | 2.4503e-06 | 0.030094 | 0.030094 | 0.030094 | 0.97649 | -0.45391 | 0.97622 | -0.45922 | 4.1338
49 | -0.0209 | -0.0052005 | 0.020907 | 0.0052041 | 7.1553e-06 | 3.637e-06 | 0.031835 | 0.031835 | 0.031835 | 0.97649 | -0.45391 | 0.97685 | -0.44668 | 4.373
50 | 0.017984 | 0.0044694 | -0.017983 | -0.0044689 | 1.0391e-06 | 4.8045e-07 | 0.027399 | 0.027399 | 0.027399 | 0.97622 | -0.45922 | 0.97616 | -0.46044 | 3.7636
51 | 0.0017684 | 0.00044232 | -0.0017683 | -0.00044242 | 2.569e-08 | -1.0147e-07 | 0.0026951 | 0.0026952 | 0.0026952 | 0.97622 | -0.45922 | 0.9762 | -0.45953 | 0.74043
52 | -0.021303 | -0.0053034 | 0.021307 | 0.0053054 | 3.8836e-06 | 1.9925e-06 | 0.032438 | 0.032438 | 0.032438 | 0.97685 | -0.44668 | 0.97705 | -0.44284 | 4.4558
53 | 0.00089107 | 0.00022292 | -0.00089105 | -0.00022332 | 2.254e-08 | -3.9294e-07 | 0.0013581 | 0.0013582 | 0.0013582 | 0.9762 | -0.45953 | 0.97618 | -0.46006 | 0.37315
54 | 0.00087726 | 0.00021949 | -0.00087726 | -0.00021956 | 3.5554e-09 | -6.4027e-08 | 0.0013371 | 0.0013371 | 0.0013371 | 0.9762 | -0.45953 | 0.9762 | -0.45961 | 0.36733
55 | -0.02177 | -0.0054212 | 0.021771 | 0.0054221 | 1.7033e-06 | 8.8292e-07 | 0.033142 | 0.033142 | 0.033142 | 0.97705 | -0.44284 | 0.97713 | -0.44119 | 4.5525
56 | 0.00054537 | 0.00013638 | -0.00054537 | -0.00013668 | 6.36e-09 | -3.0279e-07 | 0.0008312 | 0.00083131 | 0.00083131 | 0.9762 | -0.45961 | 0.97619 | -0.45986 | 0.22838
57 | -0.066914 | -0.016823 | 0.066993 | 0.016873 | 7.9627e-05 | 4.9911e-05 | 0.10132 | 0.10132 | 0.10132 | 0.98285 | -0.32887 | 0.98413 | -0.30398 | 13.9182
58 | -0.067419 | -0.016979 | 0.067425 | 0.016984 | 6.9197e-06 | 4.3384e-06 | 0.10197 | 0.10197 | 0.10197 | 0.98413 | -0.30398 | 0.98424 | -0.30183 | 14.0065
59 | 0.0039936 | 0.00099468 | -0.0039932 | -0.00099476 | 3.1143e-07 | -8.0178e-08 | 0.0060899 | 0.00609 | 0.00609 | 0.97544 | -0.47476 | 0.97535 | -0.47641 | 1.6731
60 | 0.0037248 | 0.0009275 | -0.0037233 | -0.00092812 | 1.5893e-06 | -6.2112e-07 | 0.0056805 | 0.0056811 | 0.0056811 | 0.97535 | -0.47641 | 0.9749 | -0.48541 | 1.5607
61 | 0.0034772 | 0.00086646 | -0.0034772 | -0.0008665 | 7.3e-08 | -3.9506e-08 | 0.0053056 | 0.0053056 | 0.0053056 | 0.9749 | -0.48541 | 0.97488 | -0.48585 | 1.4576
62 | 0.0032078 | 0.00079899 | -0.0032078 | -0.00079903 | 5.3663e-08 | -4.0133e-08 | 0.0048945 | 0.0048945 | 0.0048945 | 0.97488 | -0.48585 | 0.97486 | -0.4862 | 1.3447
63 | 0.074557 | 0.018955 | -0.074437 | -0.018879 | 0.00012057 | 7.5844e-05 | 0.11196 | 0.11197 | 0.11197 | 0.99172 | -0.15741 | 0.98997 | -0.19104 | 15.3798
64 | -0.07603 | -0.019324 | 0.076611 | 0.01969 | 0.00058107 | 0.0003657 | 0.11417 | 0.11417 | 0.11417 | 0.99172 | -0.15741 | 1 | 0 | 15.6833
65 | 0.072637 | 0.018428 | -0.072555 | -0.018376 | 8.2697e-05 | 5.1977e-05 | 0.10926 | 0.10926 | 0.10926 | 0.98997 | -0.19104 | 0.98874 | -0.21474 | 15.0084
66 | 0.0028485 | 0.00071361 | -0.0028484 | -0.00071368 | 5.8967e-08 | -7.7092e-08 | 0.0042385 | 0.0042385 | 0.0042385 | 1 | 0 | 0.99998 | -0.00043466 | 1.1644
67 | 0.028597 | 0.0073715 | -0.028502 | -0.0073121 | 9.5698e-05 | 5.9411e-05 | 0.042626 | 0.042627 | 0.042627 | 1 | 0 | 0.99635 | -0.068966 | 11.7106
68 | 0.069943 | 0.017722 | -0.069883 | -0.017685 | 6e-05 | 3.7661e-05 | 0.10533 | 0.10533 | 0.10533 | 0.98874 | -0.21474 | 0.98781 | -0.23262 | 14.4686
69 | 0.0026112 | 0.00065371 | -0.0026111 | -0.00065382 | 7.3014e-08 | -1.1498e-07 | 0.0039295 | 0.0039296 | 0.0039296 | 0.98874 | -0.21474 | 0.98871 | -0.21533 | 1.0796
70 | 0.028502 | 0.0073121 | -0.028362 | -0.0072253 | 0.00013973 | 8.677e-05 | 0.042627 | 0.042628 | 0.042628 | 0.99635 | -0.068966 | 0.99101 | -0.17055 | 11.7109
71 | 0.026273 | 0.0067022 | -0.026266 | -0.0066977 | 7.3015e-06 | 4.5122e-06 | 0.039491 | 0.039491 | 0.039491 | 0.99101 | -0.17055 | 0.99071 | -0.17631 | 10.8492
72 | 0.0017962 | 0.00044967 | -0.0017962 | -0.0004497 | 8.3078e-09 | -3.3929e-08 | 0.0026969 | 0.0026969 | 0.0026969 | 0.99101 | -0.17055 | 0.99101 | -0.17065 | 0.74091
73 | 0.001867 | 0.00046771 | -0.0018669 | -0.00046789 | 4.6715e-08 | -1.8184e-07 | 0.0027781 | 0.0027781 | 0.0027781 | 0.99998 | -0.00043466 | 0.99995 | -0.00095998 | 0.76323
74 | -0.0052277 | -0.001307 | 0.0052284 | 0.0013071 | 6.9684e-07 | 6.4189e-08 | 0.0078839 | 0.0078838 | 0.0078839 | 0.98653 | -0.25659 | 0.98668 | -0.25378 | 2.1659
75 | 0.0040891 | 0.0010217 | -0.004088 | -0.0010219 | 1.1188e-06 | -2.8536e-07 | 0.0061666 | 0.006167 | 0.006167 | 0.98653 | -0.25659 | 0.98624 | -0.26234 | 1.6942
76 | -0.025381 | -0.0064415 | 0.025465 | 0.0064934 | 8.423e-05 | 5.1945e-05 | 0.038305 | 0.038305 | 0.038305 | 0.98668 | -0.25378 | 0.99026 | -0.18503 | 10.5234
77 | 0.020152 | 0.0051344 | -0.020071 | -0.0050857 | 8.0729e-05 | 4.8709e-05 | 0.030422 | 0.030423 | 0.030423 | 0.98668 | -0.25378 | 0.98236 | -0.33716 | 8.3579
78 | 0.0018968 | 0.0004743 | -0.0018968 | -0.00047455 | 6.9531e-08 | -2.4443e-07 | 0.0028615 | 0.0028616 | 0.0028616 | 0.98624 | -0.26234 | 0.9862 | -0.26311 | 0.78616
79 | 0.0021912 | 0.00054763 | -0.002191 | -0.00054817 | 2.1488e-07 | -5.3159e-07 | 0.0033055 | 0.0033057 | 0.0033057 | 0.98624 | -0.26234 | 0.98613 | -0.2644 | 0.90816
80 | -0.026255 | -0.0066909 | 0.026266 | 0.0066977 | 1.1058e-05 | 6.8338e-06 | 0.039491 | 0.039491 | 0.039491 | 0.99026 | -0.18503 | 0.99071 | -0.17631 | 10.8492
81 | 0.00078979 | 0.00019744 | -0.00078977 | -0.00019793 | 2.0507e-08 | -4.8644e-07 | 0.0011866 | 0.0011868 | 0.0011868 | 0.99026 | -0.18503 | 0.99023 | -0.18558 | 0.32604
82 | 0.017879 | 0.0045371 | -0.017839 | -0.004513 | 4.0534e-05 | 2.4084e-05 | 0.027103 | 0.027103 | 0.027103 | 0.98236 | -0.33716 | 0.97993 | -0.3844 | 7.446
83 | 0.002192 | 0.0005486 | -0.0021919 | -0.00054876 | 6.5112e-08 | -1.5776e-07 | 0.00332 | 0.0033201 | 0.0033201 | 0.98236 | -0.33716 | 0.98233 | -0.33778 | 0.9121
84 | 0.0009345 | 0.00023338 | -0.00093448 | -0.00023368 | 1.8462e-08 | -3.0426e-07 | 0.0014097 | 0.0014098 | 0.0014098 | 0.9862 | -0.26311 | 0.98618 | -0.26353 | 0.38731
85 | 0.00093812 | 0.00023442 | -0.00093808 | -0.00023511 | 4.1804e-08 | -6.8308e-07 | 0.0014153 | 0.0014156 | 0.0014156 | 0.98613 | -0.2644 | 0.98609 | -0.26534 | 0.38889
86 | 0.0012528 | 0.00031374 | -0.0012528 | -0.00031398 | 2.7151e-08 | -2.4109e-07 | 0.0018904 | 0.0018905 | 0.0018905 | 0.98613 | -0.2644 | 0.98611 | -0.26486 | 0.51936
87 | 0.00042932 | 0.00010759 | -0.00042932 | -0.0001076 | 1.063e-10 | -8.6946e-09 | 0.00064513 | 0.00064514 | 0.00064514 | 0.99023 | -0.18558 | 0.99023 | -0.18558 | 0.17724
88 | 0.00093448 | 0.00023368 | -0.00093445 | -0.00023417 | 2.9383e-08 | -4.8411e-07 | 0.0014098 | 0.00141 | 0.00141 | 0.98618 | -0.26353 | 0.98615 | -0.26419 | 0.38736
89 | 0.00065634 | 0.00016426 | -0.00065634 | -0.00016429 | 8.4754e-10 | -2.9442e-08 | 0.00098545 | 0.00098546 | 0.00098546 | 0.99099 | -0.17102 | 0.99099 | -0.17104 | 0.27073
90 | -0.0010736 | -0.00026883 | 0.0010736 | 0.0002686 | 1.878e-08 | -2.3631e-07 | 0.001612 | 0.0016119 | 0.001612 | 0.99099 | -0.17102 | 0.99101 | -0.17065 | 0.44285
91 | 0.00039664 | 9.9203e-05 | -0.00039663 | -9.9406e-05 | 2.1111e-09 | -2.0315e-07 | 0.0005955 | 0.00059557 | 0.00059557 | 0.99099 | -0.17104 | 0.99098 | -0.17116 | 0.16362
92 | -0.0013413 | -0.00033584 | 0.0013414 | 0.00033566 | 2.3261e-08 | -1.7534e-07 | 0.0020318 | 0.0020317 | 0.0020318 | 0.9823 | -0.33837 | 0.98232 | -0.338 | 0.55818
93 | 0.0009623 | 0.00024085 | -0.0009623 | -0.00024088 | 2.0787e-09 | -3.1697e-08 | 0.0014576 | 0.0014576 | 0.0014576 | 0.9823 | -0.33837 | 0.9823 | -0.33841 | 0.40044
94 | -0.0018302 | -0.00045818 | 0.0018302 | 0.00045811 | 1.9425e-08 | -7.2898e-08 | 0.0027722 | 0.0027722 | 0.0027722 | 0.98232 | -0.338 | 0.98233 | -0.33778 | 0.7616
95 | 0.0003315 | 8.2785e-05 | -0.0003315 | -8.3081e-05 | 2.2267e-09 | -2.9672e-07 | 0.00050206 | 0.00050217 | 0.00050217 | 0.9823 | -0.33841 | 0.98229 | -0.33855 | 0.13796
96 | 0.017288 | 0.0043751 | -0.017217 | -0.0043333 | 7.0644e-05 | 4.1788e-05 | 0.026267 | 0.026268 | 0.026268 | 0.97993 | -0.3844 | 0.97556 | -0.46989 | 7.2165
97 | 0.00055098 | 0.00013793 | -0.00055098 | -0.00013809 | 3.4119e-09 | -1.6157e-07 | 0.0008366 | 0.00083666 | 0.00083666 | 0.97993 | -0.3844 | 0.97992 | -0.38453 | 0.22985
98 | 0.00093445 | 0.00023417 | -0.00093445 | -0.00023419 | 1.7144e-09 | -2.8242e-08 | 0.00141 | 0.00141 | 0.00141 | 0.98615 | -0.26419 | 0.98614 | -0.26423 | 0.38737
99 | 0.017217 | 0.0043333 | -0.017211 | -0.0043299 | 5.8099e-06 | 3.4381e-06 | 0.026268 | 0.026268 | 0.026268 | 0.97556 | -0.46989 | 0.9752 | -0.47696 | 7.2165
100 | 0.0045784 | 0.0011474 | -0.0045781 | -0.0011474 | 3.2242e-07 | -9.1566e-09 | 0.0070204 | 0.0070204 | 0.0070204 | 0.97042 | -0.57132 | 0.97034 | -0.5728 | 1.9287
101 | -0.0091339 | -0.0022891 | 0.0091356 | 0.0022899 | 1.6653e-06 | 7.8604e-07 | 0.014006 | 0.014006 | 0.014006 | 0.97042 | -0.57132 | 0.97061 | -0.5675 | 3.8477
102 | -0.0091356 | -0.0022899 | 0.0091378 | 0.0022909 | 2.1674e-06 | 1.0229e-06 | 0.014006 | 0.014006 | 0.014006 | 0.97061 | -0.5675 | 0.97086 | -0.56252 | 3.8477
103 | -0.012531 | -0.0031414 | 0.012533 | 0.0031424 | 1.9522e-06 | 1.0748e-06 | 0.019207 | 0.019206 | 0.019207 | 0.97086 | -0.56252 | 0.97103 | -0.55925 | 5.2765
104 | -0.012533 | -0.0031424 | 0.01258 | 0.0031683 | 4.7037e-05 | 2.588e-05 | 0.019206 | 0.019205 | 0.019206 | 0.97103 | -0.55925 | 0.975 | -0.48078 | 5.2765
105 | -0.014585 | -0.0036708 | 0.014588 | 0.0036723 | 2.6637e-06 | 1.526e-06 | 0.022265 | 0.022265 | 0.022265 | 0.975 | -0.48078 | 0.9752 | -0.47696 | 6.1166
106 | 0.069343 | 0.017549 | -0.069298 | -0.017521 | 4.4631e-05 | 2.8007e-05 | 0.10452 | 0.10452 | 0.10452 | 0.98781 | -0.23262 | 0.98712 | -0.24603 | 14.3568
107 | 0.0021921 | 0.00054879 | -0.002192 | -0.00054905 | 1.0169e-07 | -2.5444e-07 | 0.0032989 | 0.003299 | 0.003299 | 0.98871 | -0.21533 | 0.98866 | -0.2163 | 0.90632
108 | 0.068128 | 0.017228 | -0.068048 | -0.017178 | 7.9767e-05 | 5.0022e-05 | 0.10275 | 0.10275 | 0.10275 | 0.98712 | -0.24603 | 0.98585 | -0.27047 | 14.1146
109 | 0.0016679 | 0.00041769 | -0.0016678 | -0.00041783 | 2.9695e-08 | -1.4215e-07 | 0.0025102 | 0.0025102 | 0.0025102 | 0.98866 | -0.2163 | 0.98864 | -0.21668 | 0.68962
110 | 0.0040314 | 0.0010103 | -0.0040312 | -0.0010103 | 1.4166e-07 | -3.5946e-08 | 0.0061262 | 0.0061263 | 0.0061263 | 0.97919 | -0.40055 | 0.97915 | -0.40129 | 1.683
111 | -0.067946 | -0.017114 | 0.067981 | 0.017136 | 3.4819e-05 | 2.1837e-05 | 0.10275 | 0.10275 | 0.10275 | 0.98424 | -0.30183 | 0.98479 | -0.29112 | 14.1146
112 | -0.067981 | -0.017136 | 0.068048 | 0.017178 | 6.7245e-05 | 4.2171e-05 | 0.10275 | 0.10275 | 0.10275 | 0.98479 | -0.29112 | 0.98585 | -0.27047 | 14.1146
113 | 0.0029616 | 0.00073733 | -0.0029615 | -0.00073737 | 3.8508e-08 | -3.8055e-08 | 0.0045188 | 0.0045188 | 0.0045188 | 0.97486 | -0.4862 | 0.97484 | -0.48648 | 1.2414
114 | -0.00060447 | -0.0001515 | 0.00060448 | 0.00015135 | 3.8568e-09 | -1.48e-07 | 0.00092292 | 0.00092287 | 0.00092292 | 0.97459 | -0.49157 | 0.97459 | -0.49144 | 0.25355
115 | -0.00060448 | -0.00015135 | 0.00060449 | 0.00015099 | 9.4111e-09 | -3.6123e-07 | 0.00092287 | 0.00092273 | 0.00092287 | 0.97459 | -0.49144 | 0.97461 | -0.49111 | 0.25353
116 | 0.0011492 | 0.00028512 | -0.0011491 | -0.00028633 | 1.189e-07 | -1.2084e-06 | 0.0017535 | 0.001754 | 0.001754 | 0.97461 | -0.49111 | 0.9745 | -0.49329 | 0.48186
117 | -0.0017537 | -0.00043611 | 0.0017539 | 0.00043513 | 2.4402e-07 | -9.7637e-07 | 0.0026762 | 0.0026758 | 0.0026762 | 0.97461 | -0.49111 | 0.97476 | -0.48817 | 0.73523
118 | 0.0011491 | 0.00028633 | -0.001149 | -0.00028703 | 6.8515e-08 | -6.9592e-07 | 0.001754 | 0.0017542 | 0.0017542 | 0.9745 | -0.49329 | 0.97444 | -0.49455 | 0.48193
119 | -0.0022256 | -0.00055336 | 0.0022258 | 0.00055306 | 1.3383e-07 | -3.0015e-07 | 0.003396 | 0.0033958 | 0.003396 | 0.97476 | -0.48817 | 0.97482 | -0.4869 | 0.93296
120 | 0.00043556 | 0.00010823 | -0.00043555 | -0.00010844 | 2.8953e-09 | -2.1575e-07 | 0.00066478 | 0.00066486 | 0.00066486 | 0.97444 | -0.49455 | 0.97443 | -0.49469 | 0.18265
121 | -0.0025624 | -0.00063743 | 0.0025625 | 0.00063735 | 5.1218e-08 | -7.862e-08 | 0.0039097 | 0.0039096 | 0.0039097 | 0.97482 | -0.4869 | 0.97484 | -0.48648 | 1.0741
122 | 0.0023716 | 0.00058383 | -0.0023684 | -0.00058985 | 3.2079e-06 | -6.0233e-06 | 0.0036231 | 0.003626 | 0.003626 | 0.97303 | -0.52289 | 0.9716 | -0.55156 | 0.99614
123 | 0.0014647 | 0.00036336 | -0.0014647 | -0.0003634 | 7.9167e-09 | -4.6953e-08 | 0.0022419 | 0.0022419 | 0.0022419 | 0.9716 | -0.55156 | 0.97159 | -0.55167 | 0.61591
124 | -0.0014641 | -0.00036694 | 0.0014647 | 0.0003634 | 5.9683e-07 | -3.5355e-06 | 0.0022433 | 0.0022419 | 0.0022433 | 0.97116 | -0.56026 | 0.97159 | -0.55167 | 0.61629
125 | 0.00043555 | 0.00010844 | -0.00043554 | -0.00010916 | 9.6151e-09 | -7.1611e-07 | 0.00066486 | 0.00066512 | 0.00066512 | 0.97443 | -0.49469 | 0.97441 | -0.49515 | 0.18273

## res_trafo
| p_hv_mw | q_hv_mvar | p_lv_mw | q_lv_mvar | pl_mw | ql_mvar | i_hv_ka | i_lv_ka | vm_hv_pu | va_hv_degree | vm_lv_pu | va_lv_degree | loading_percent
0 | -1.2729e-15 | -1.3162e-15 | 0.00165 | 1.2699e-07 | 0.00165 | 1.2699e-07 | 5.2857e-17 | 0.0023815 | 0.99998 | 149.9956 | 1 | 0 | 0.2619

## res_ext_grid
| p_mw | q_mvar
0 | 0.11015 | 0.027886

## res_load
| p_mw | q_mvar
0 | 0.0022062 | 0.00055294
1 | 0.0059042 | 0.0014797
2 | 0.0049265 | 0.0012347
3 | 0.005049 | 0.0012654
4 | 0.0028176 | 0.00070615
5 | 0.00037313 | 9.3514e-05
6 | 0.0019103 | 0.00047876
7 | 0.00027845 | 6.9786e-05
8 | 0.00032133 | 8.0533e-05
9 | 0.00030358 | 7.6085e-05
10 | 0.00057018 | 0.0001429
11 | 0.00070608 | 0.00017696
12 | 0.00092161 | 0.00023098
13 | 0.00048855 | 0.00012244
14 | 0.0011932 | 0.00029904
15 | 0.00059931 | 0.0001502
16 | 0.002392 | 0.00059949
17 | 0.00076012 | 0.0001905
18 | 0.001053 | 0.00026391
19 | 0.0016284 | 0.00040811
20 | 0.0013628 | 0.00034155
21 | 0.00084573 | 0.00021196
22 | 0.0008645 | 0.00021667
23 | 0.0022775 | 0.0005708
24 | 0.00053135 | 0.00013317
25 | 0.00045059 | 0.00011293
26 | 0.00053808 | 0.00013486
27 | 0.00068306 | 0.00017119
28 | 0.0042953 | 0.0010765
29 | 0.001143 | 0.00028647
30 | 0.00039595 | 9.9235e-05
31 | 0.0025236 | 0.00063247
32 | 0.00046233 | 0.00011587
33 | 0.00089105 | 0.00022332
34 | 0.00033189 | 8.3179e-05
35 | 0.00057743 | 0.00014472
36 | 0.0022629 | 0.00056714
37 | 0.00042539 | 0.00010661
38 | 0.00035 | 8.7718e-05
39 | 0.0002684 | 6.7267e-05
40 | 0.00024602 | 6.1658e-05
41 | 0.00026935 | 6.7507e-05
42 | 0.0014728 | 0.00036912
43 | 0.0017994 | 0.00045098
44 | 0.00044163 | 0.00011068
45 | 0.0002928 | 7.3384e-05
46 | 0.00098144 | 0.00024597
47 | 0.0011385 | 0.00028535
48 | 0.00096227 | 0.00024117
49 | 0.00036045 | 9.0337e-05
50 | 0.00093808 | 0.00023511
51 | 0.0012528 | 0.00031398
52 | 0.00041724 | 0.00010457
53 | 0.00025971 | 6.5088e-05
54 | 0.00072262 | 0.00018111
55 | 0.00039663 | 9.9406e-05
56 | 0.0018669 | 0.00046789
57 | 0.00037902 | 9.4993e-05
58 | 0.00048886 | 0.00012252
59 | 0.0006308 | 0.00015809
60 | 0.00036169 | 9.0647e-05
61 | 0.0003315 | 8.3081e-05
62 | 0.00093445 | 0.00023419
63 | 0.00055098 | 0.00013809
64 | 0.00042932 | 0.0001076
65 | 0.0045555 | 0.0011417
66 | 0.0045781 | 0.0011474
67 | 0.0033934 | 0.00085047
68 | 0.0020048 | 0.00050245
69 | 0.0026239 | 0.0006576
70 | 0.00054078 | 0.00013553
71 | 0.00041907 | 0.00010503
72 | 0.0011699 | 0.00029319
73 | 0.00052412 | 0.00013136
74 | 0.0011018 | 0.00027614
75 | 0.0040312 | 0.0010103
76 | 0.00044667 | 0.00011195
77 | 0.00054537 | 0.00013668
78 | 0.00052081 | 0.00013053
79 | 0.00024619 | 6.17e-05
80 | 0.00060447 | 0.0001515
81 | 0.00047174 | 0.00011823
82 | 0.00071343 | 0.0001788
83 | 0.00033664 | 8.4369e-05
84 | 0.00061021 | 0.00015293
85 | 0.00090373 | 0.0002265
86 | 0.0014641 | 0.00036694
87 | 0.00039906 | 0.00010001
88 | 0.00043554 | 0.00010916

## dtypes
| element | column | dtype
0 | bus | name | object
1 | bus | vn_kv | float64
2 | bus | type | object
3 | bus | zone | object
4 | bus | in_service | bool
5 | load | name | object
6 | load | bus | uint32
7 | load | p_mw | float64
8 | load | q_mvar | float64
9 | load | const_z_percent | float64
10 | load | const_i_percent | float64
11 | load | sn_mva | float64
12 | load | scaling | float64
13 | load | in_service | bool
14 | load | type | object
15 | ext_grid | name | object
16 | ext_grid | bus | uint32
17 | ext_grid | vm_pu | float64
18 | ext_grid | va_degree | float64
19 | ext_grid | slack_weight | float64
20 | ext_grid | in_service | bool
21 | line | name | object
22 | line | std_type | object
23 | line | from_bus | uint32
24 | line | to_bus | uint32
25 | line | length_km | float64
26 | line | r_ohm_per_km | float64
27 | line | x_ohm_per_km | float64
28 | line | c_nf_per_km | float64
29 | line | g_us_per_km | float64
30 | line | max_i_ka | float64
31 | line | df | float64
32 | line | parallel | uint32
33 | line | type | object
34 | line | in_service | bool
35 | trafo | name | object
36 | trafo | std_type | object
37 | trafo | hv_bus | uint32
38 | trafo | lv_bus | uint32
39 | trafo | sn_mva | float64
40 | trafo | vn_hv_kv | float64
41 | trafo | vn_lv_kv | float64
42 | trafo | vk_percent | float64
43 | trafo | vkr_percent | float64
44 | trafo | pfe_kw | float64
45 | trafo | i0_percent | float64
46 | trafo | shift_degree | float64
47 | trafo | tap_side | object
48 | trafo | tap_neutral | int32
49 | trafo | tap_min | int32
50 | trafo | tap_max | int32
51 | trafo | tap_step_percent | float64
52 | trafo | tap_step_degree | float64
53 | trafo | tap_pos | int32
54 | trafo | tap_phase_shifter | bool
55 | trafo | parallel | uint32
56 | trafo | df | float64
57 | trafo | in_service | bool
58 | line_geodata | coords | object
59 | bus_geodata | x | float64
60 | bus_geodata | y | float64
61 | bus_geodata | coords | object
62 | res_bus | vm_pu | float64
63 | res_bus | va_degree | float64
64 | res_bus | p_mw | float64
65 | res_bus | q_mvar | float64
66 | res_line | p_from_mw | float64
67 | res_line | q_from_mvar | float64
68 | res_line | p_to_mw | float64
69 | res_line | q_to_mvar | float64
70 | res_line | pl_mw | float64
71 | res_line | ql_mvar | float64
72 | res_line | i_from_ka | float64
73 | res_line | i_to_ka | float64
74 | res_line | i_ka | float64
75 | res_line | vm_from_pu | float64
76 | res_line | va_from_degree | float64
77 | res_line | vm_to_pu | float64
78 | res_line | va_to_degree | float64
79 | res_line | loading_percent | float64
80 | res_trafo | p_hv_mw | float64
81 | res_trafo | q_hv_mvar | float64
82 | res_trafo | p_lv_mw | float64
83 | res_trafo | q_lv_mvar | float64
84 | res_trafo | pl_mw | float64
85 | res_trafo | ql_mvar | float64
86 | res_trafo | i_hv_ka | float64
87 | res_trafo | i_lv_ka | float64
88 | res_trafo | vm_hv_pu | float64
89 | res_trafo | va_hv_degree | float64
90 | res_trafo | vm_lv_pu | float64
91 | res_trafo | va_lv_degree | float64
92 | res_trafo | loading_percent | float64
93 | res_ext_grid | p_mw | float64
94 | res_ext_grid | q_mvar | float64
95 | res_load | p_mw | float64
96 | res_load | q_mvar | float64

## parameters
| version | format_version | converged | OPF_converged | name | f_hz | sn_mva
0 | 2.14.6 | 2.14.0 | TRUE | FALSE |  | 50 | 1