## bus
| name | vn_kv | type | zone | in_service
0 | bus_LV_1331-1_0_5_node_0 | 0.4 | n |  | TRUE
1 | bus_LV_1331-1_0_5_node_1 | 0.4 | n |  | TRUE
2 | bus_LV_1331-1_0_5_node_2 | 0.4 | n |  | TRUE
3 | bus_LV_1331-1_0_5_node_3 | 0.4 | n |  | TRUE
4 | bus_LV_1331-1_0_5_node_4 | 0.4 | n |  | TRUE
5 | bus_LV_1331-1_0_5_node_5 | 0.4 | n |  | TRUE
6 | bus_LV_1331-1_0_5_node_6 | 0.4 | n |  | TRUE
7 | bus_LV_1331-1_0_5_node_7 | 0.4 | n |  | TRUE
8 | bus_LV_1331-1_0_5_node_8 | 0.4 | n |  | TRUE
9 | bus_LV_1331-1_0_5_node_123 | 0.4 | n |  | TRUE
10 | bus_LV_1331-1_0_5_node_120 | 0.4 | n |  | TRUE
11 | bus_LV_1331-1_0_5_node_106 | 0.4 | n |  | TRUE
12 | bus_LV_1331-1_0_5_node_102 | 0.4 | n |  | TRUE
13 | bus_LV_1331-1_0_5_node_124 | 0.4 | n |  | TRUE
14 | bus_LV_1331-1_0_5_node_118 | 0.4 | n |  | TRUE
15 | bus_LV_1331-1_0_5_node_157 | 0.4 | n |  | TRUE
16 | bus_LV_1331-1_0_5_node_155 | 0.4 | n |  | TRUE
17 | bus_LV_1331-1_0_5_node_100 | 0.4 | n |  | TRUE
18 | bus_LV_1331-1_0_5_node_18 | 0.4 | n |  | TRUE
19 | bus_LV_1331-1_0_5_node_56 | 0.4 | n |  | TRUE
20 | bus_LV_1331-1_0_5_node_57 | 0.4 | n |  | TRUE
21 | bus_LV_1331-1_0_5_node_58 | 0.4 | n |  | TRUE
22 | bus_LV_1331-1_0_5_node_46 | 0.4 | n |  | TRUE
23 | bus_LV_1331-1_0_5_node_47 | 0.4 | n |  | TRUE
24 | bus_LV_1331-1_0_5_node_55 | 0.4 | n |  | TRUE
25 | bus_LV_1331-1_0_5_node_48 | 0.4 | n |  | TRUE
26 | bus_LV_1331-1_0_5_node_96 | 0.4 | n |  | TRUE
27 | bus_LV_1331-1_0_5_node_49 | 0.4 | n |  | TRUE
28 | bus_LV_1331-1_0_5_node_53 | 0.4 | n |  | TRUE
29 | bus_LV_1331-1_0_5_node_54 | 0.4 | n |  | TRUE
30 | bus_LV_1331-1_0_5_node_86 | 0.4 | n |  | TRUE
31 | bus_LV_1331-1_0_5_node_87 | 0.4 | n |  | TRUE
32 | bus_LV_1331-1_0_5_node_93 | 0.4 | n |  | TRUE
33 | bus_LV_1331-1_0_5_node_94 | 0.4 | n |  | TRUE
34 | bus_LV_1331-1_0_5_node_97 | 0.4 | n |  | TRUE
35 | bus_LV_1331-1_0_5_node_98 | 0.4 | n |  | TRUE
36 | bus_LV_1331-1_0_5_node_108 | 0.4 | n |  | TRUE
37 | bus_LV_1331-1_0_5_node_109 | 0.4 | n |  | TRUE
38 | bus_LV_1331-1_0_5_node_61 | 0.4 | n |  | TRUE
39 | bus_LV_1331-1_0_5_node_62 | 0.4 | n |  | TRUE
40 | bus_LV_1331-1_0_5_node_92 | 0.4 | n |  | TRUE
41 | bus_LV_1331-1_0_5_node_82 | 0.4 | n |  | TRUE
42 | bus_LV_1331-1_0_5_node_79 | 0.4 | n |  | TRUE
43 | bus_LV_1331-1_0_5_node_89 | 0.4 | n |  | TRUE
44 | bus_LV_1331-1_0_5_node_85 | 0.4 | n |  | TRUE
45 | bus_LV_1331-1_0_5_node_80 | 0.4 | n |  | TRUE
46 | bus_LV_1331-1_0_5_node_74 | 0.4 | n |  | TRUE
47 | bus_LV_1331-1_0_5_node_75 | 0.4 | n |  | TRUE
48 | bus_LV_1331-1_0_5_node_77 | 0.4 | n |  | TRUE
49 | bus_LV_1331-1_0_5_node_76 | 0.4 | n |  | TRUE
50 | bus_LV_1331-1_0_5_node_178 | 0.4 | n |  | TRUE
51 | bus_LV_1331-1_0_5_node_159 | 0.4 | n |  | TRUE
52 | bus_LV_1331-1_0_5_node_158 | 0.4 | n |  | TRUE
53 | bus_LV_1331-1_0_5_node_179 | 0.4 | n |  | TRUE
54 | bus_LV_1331-1_0_5_node_171 | 0.4 | n |  | TRUE
55 | bus_LV_1331-1_0_5_node_169 | 0.4 | n |  | TRUE
56 | bus_LV_1331-1_0_5_node_137 | 0.4 | n |  | TRUE
57 | bus_LV_1331-1_0_5_node_84 | 0.4 | n |  | TRUE
58 | bus_LV_1331-1_0_5_node_81 | 0.4 | n |  | TRUE
59 | bus_LV_1331-1_0_5_node_83 | 0.4 | n |  | TRUE
60 | bus_LV_1331-1_0_5_node_95 | 0.4 | n |  | TRUE
61 | bus_LV_1331-1_0_5_node_107 | 0.4 | n |  | TRUE
62 | bus_LV_1331-1_0_5_node_88 | 0.4 | n |  | TRUE
63 | bus_LV_1331-1_0_5_node_99 | 0.4 | n |  | TRUE
64 | bus_LV_1331-1_0_5_node_101 | 0.4 | n |  | TRUE
65 | bus_LV_1331-1_0_5_node_103 | 0.4 | n |  | TRUE
66 | bus_LV_1331-1_0_5_node_104 | 0.4 | n |  | TRUE
67 | bus_LV_1331-1_0_5_node_105 | 0.4 | n |  | TRUE
68 | bus_LV_1331-1_0_5_node_135 | 0.4 | n |  | TRUE
69 | bus_LV_1331-1_0_5_node_136 | 0.4 | n |  | TRUE
70 | bus_LV_1331-1_0_5_node_154 | 0.4 | n |  | TRUE
71 | bus_LV_1331-1_0_5_node_156 | 0.4 | n |  | TRUE
72 | bus_LV_1331-1_0_5_node_121 | 0.4 | n |  | TRUE
73 | bus_LV_1331-1_0_5_node_213 | 0.4 | n |  | TRUE
74 | bus_LV_1331-1_0_5_node_119 | 0.4 | n |  | TRUE
75 | bus_LV_1331-1_0_5_node_111 | 0.4 | n |  | TRUE
76 | bus_LV_1331-1_0_5_node_112 | 0.4 | n |  | TRUE
77 | bus_LV_1331-1_0_5_node_113 | 0.4 | n |  | TRUE
78 | bus_LV_1331-1_0_5_node_114 | 0.4 | n |  | TRUE
79 | bus_LV_1331-1_0_5_node_115 | 0.4 | n |  | TRUE
80 | bus_LV_1331-1_0_5_node_126 | 0.4 | n |  | TRUE
81 | bus_LV_1331-1_0_5_node_190 | 0.4 | n |  | TRUE
82 | bus_LV_1331-1_0_5_node_185 | 0.4 | n |  | TRUE
83 | bus_LV_1331-1_0_5_node_125 | 0.4 | n |  | TRUE
84 | bus_LV_1331-1_0_5_node_184 | 0.4 | n |  | TRUE
85 | bus_LV_1331-1_0_5_node_116 | 0.4 | n |  | TRUE
86 | bus_LV_1331-1_0_5_node_117 | 0.4 | n |  | TRUE
87 | bus_LV_1331-1_0_5_node_122 | 0.4 | n |  | TRUE
88 | bus_LV_1331-1_0_5_node_127 | 0.4 | n |  | TRUE
89 | bus_LV_1331-1_0_5_node_174 | 0.4 | n |  | TRUE
90 | bus_LV_1331-1_0_5_node_175 | 0.4 | n |  | TRUE
91 | bus_LV_1331-1_0_5_node_176 | 0.4 | n |  | TRUE
92 | bus_LV_1331-1_0_5_node_177 | 0.4 | n |  | TRUE
93 | bus_LV_1331-1_0_5_node_138 | 0.4 | n |  | TRUE
94 | bus_LV_1331-1_0_5_node_139 | 0.4 | n |  | TRUE
95 | bus_LV_1331-1_0_5_node_140 | 0.4 | n |  | TRUE
96 | bus_LV_1331-1_0_5_node_141 | 0.4 | n |  | TRUE
97 | bus_LV_1331-1_0_5_node_142 | 0.4 | n |  | TRUE
98 | bus_LV_1331-1_0_5_node_143 | 0.4 | n |  | TRUE
99 | bus_LV_1331-1_0_5_node_144 | 0.4 | n |  | TRUE
100 | bus_LV_1331-1_0_5_node_145 | 0.4 | n |  | TRUE
101 | bus_LV_1331-1_0_5_node_150 | 0.4 | n |  | TRUE
102 | bus_LV_1331-1_0_5_node_148 | 0.4 | n |  | TRUE
103 | bus_LV_1331-1_0_5_node_146 | 0.4 | n |  | TRUE
104 | bus_LV_1331-1_0_5_node_147 | 0.4 | n |  | TRUE
105 | bus_LV_1331-1_0_5_node_149 | 0.4 | n |  | TRUE
106 | bus_LV_1331-1_0_5_node_151 | 0.4 | n |  | TRUE
107 | bus_LV_1331-1_0_5_node_152 | 0.4 | n |  | TRUE
108 | bus_LV_1331-1_0_5_node_153 | 0.4 | n |  | TRUE
109 | bus_LV_1331-1_0_5_node_172 | 0.4 | n |  | TRUE
110 | bus_LV_1331-1_0_5_node_167 | 0.4 | n |  | TRUE
111 | bus_LV_1331-1_0_5_node_168 | 0.4 | n |  | TRUE
112 | bus_LV_1331-1_0_5_node_170 | 0.4 | n |  | TRUE
113 | bus_LV_1331-1_0_5_node_173 | 0.4 | n |  | TRUE
114 | bus_LV_1331-1_0_5_node_188 | 0.4 | n |  | TRUE
115 | bus_LV_1331-1_0_5_node_181 | 0.4 | n |  | TRUE
116 | bus_LV_1331-1_0_5_node_186 | 0.4 | n |  | TRUE
117 | bus_LV_1331-1_0_5_node_182 | 0.4 | n |  | TRUE
118 | bus_LV_1331-1_0_5_node_183 | 0.4 | n |  | TRUE
119 | bus_LV_1331-1_0_5_node_187 | 0.4 | n |  | TRUE
120 | bus_LV_1331-1_0_5_node_189 | 0.4 | n |  | TRUE
121 | bus_MV_4_0_node_45 | 20 | n |  | TRUE

## load
| name | bus | p_mw | q_mvar | const_z_percent | const_i_percent | sn_mva | scaling | in_service | type
0 | LV_1331-1_0_5_load_0 | 0 | 0.0090447 | 0.0022668 | 0 | 0 |  | 1 | TRUE | wye
1 | LV_1331-1_0_5_load_1 | 1 | 0.006026 | 0.0015102 | 0 | 0 |  | 1 | TRUE | wye
2 | LV_1331-1_0_5_load_2 | 2 | 0.012735 | 0.0031916 | 0 | 0 |  | 1 | TRUE | wye
3 | LV_1331-1_0_5_load_7 | 7 | 0.00079118 | 0.00019829 | 0 | 0 |  | 1 | TRUE | wye
4 | LV_1331-1_0_5_load_8 | 8 | 0.015871 | 0.0039776 | 0 | 0 |  | 1 | TRUE | wye
5 | LV_1331-1_0_5_load_123 | 9 | 0.0041952 | 0.0010514 | 0 | 0 |  | 1 | TRUE | wye
6 | LV_1331-1_0_5_load_120 | 10 | 0.0019153 | 0.00048001 | 0 | 0 |  | 1 | TRUE | wye
7 | LV_1331-1_0_5_load_102 | 12 | 0.029897 | 0.007493 | 0 | 0 |  | 1 | TRUE | wye
8 | LV_1331-1_0_5_load_118 | 14 | 0.0010617 | 0.00026609 | 0 | 0 |  | 1 | TRUE | wye
9 | LV_1331-1_0_5_load_157 | 15 | 0.00072774 | 0.00018239 | 0 | 0 |  | 1 | TRUE | wye
10 | LV_1331-1_0_5_load_155 | 16 | 0.0030715 | 0.00076979 | 0 | 0 |  | 1 | TRUE | wye
11 | LV_1331-1_0_5_load_100 | 17 | 0.010635 | 0.0026653 | 0 | 0 |  | 1 | TRUE | wye
12 | LV_1331-1_0_5_load_18 | 18 | 0.00089595 | 0.00022455 | 0 | 0 |  | 1 | TRUE | wye
13 | LV_1331-1_0_5_load_57 | 20 | 0.00062171 | 0.00015581 | 0 | 0 |  | 1 | TRUE | wye
14 | LV_1331-1_0_5_load_46 | 22 | 0.0016536 | 0.00041442 | 0 | 0 |  | 1 | TRUE | wye
15 | LV_1331-1_0_5_load_47 | 23 | 0.00056968 | 0.00014278 | 0 | 0 |  | 1 | TRUE | wye
16 | LV_1331-1_0_5_load_55 | 24 | 0.0012692 | 0.00031808 | 0 | 0 |  | 1 | TRUE | wye
17 | LV_1331-1_0_5_load_96 | 26 | 0.0010751 | 0.00026944 | 0 | 0 |  | 1 | TRUE | wye
18 | LV_1331-1_0_5_load_54 | 29 | 0.00018608 | 4.6636e-05 | 0 | 0 |  | 1 | TRUE | wye
19 | LV_1331-1_0_5_load_86 | 30 | 0.00076855 | 0.00019262 | 0 | 0 |  | 1 | TRUE | wye
20 | LV_1331-1_0_5_load_87 | 31 | 0.0017613 | 0.00044143 | 0 | 0 |  | 1 | TRUE | wye
21 | LV_1331-1_0_5_load_93 | 32 | 0.0040788 | 0.0010222 | 0 | 0 |  | 1 | TRUE | wye
22 | LV_1331-1_0_5_load_94 | 33 | 0.0022792 | 0.00057122 | 0 | 0 |  | 1 | TRUE | wye
23 | LV_1331-1_0_5_load_97 | 34 | 0.001973 | 0.00049449 | 0 | 0 |  | 1 | TRUE | wye
24 | LV_1331-1_0_5_load_98 | 35 | 0.001113 | 0.00027894 | 0 | 0 |  | 1 | TRUE | wye
25 | LV_1331-1_0_5_load_109 | 37 | 0.0020407 | 0.00051144 | 0 | 0 |  | 1 | TRUE | wye
26 | LV_1331-1_0_5_load_62 | 39 | 0.00099126 | 0.00024843 | 0 | 0 |  | 1 | TRUE | wye
27 | LV_1331-1_0_5_load_92 | 40 | 0.0011142 | 0.00027925 | 0 | 0 |  | 1 | TRUE | wye
28 | LV_1331-1_0_5_load_82 | 41 | 0.0015657 | 0.00039239 | 0 | 0 |  | 1 | TRUE | wye
29 | LV_1331-1_0_5_load_79 | 42 | 0.0021391 | 0.00053611 | 0 | 0 |  | 1 | TRUE | wye
30 | LV_1331-1_0_5_load_85 | 44 | 0.00134 | 0.00033583 | 0 | 0 |  | 1 | TRUE | wye
31 | LV_1331-1_0_5_load_80 | 45 | 0.0041802 | 0.0010477 | 0 | 0 |  | 1 | TRUE | wye
32 | LV_1331-1_0_5_load_74 | 46 | 0.016405 | 0.0041115 | 0 | 0 |  | 1 | TRUE | wye
33 | LV_1331-1_0_5_load_178 | 50 | 0.011858 | 0.0029718 | 0 | 0 |  | 1 | TRUE | wye
34 | LV_1331-1_0_5_load_158 | 52 | 0.0070716 | 0.0017723 | 0 | 0 |  | 1 | TRUE | wye
35 | LV_1331-1_0_5_load_179 | 53 | 0.0057021 | 0.0014291 | 0 | 0 |  | 1 | TRUE | wye
36 | LV_1331-1_0_5_load_171 | 54 | 0.0050835 | 0.001274 | 0 | 0 |  | 1 | TRUE | wye
37 | LV_1331-1_0_5_load_169 | 55 | 0.0026154 | 0.00065548 | 0 | 0 |  | 1 | TRUE | wye
38 | LV_1331-1_0_5_load_137 | 56 | 0.012286 | 0.0030792 | 0 | 0 |  | 1 | TRUE | wye
39 | LV_1331-1_0_5_load_84 | 57 | 0.0064705 | 0.0016217 | 0 | 0 |  | 1 | TRUE | wye
40 | LV_1331-1_0_5_load_83 | 59 | 0.00047514 | 0.00011908 | 0 | 0 |  | 1 | TRUE | wye
41 | LV_1331-1_0_5_load_95 | 60 | 0.0011936 | 0.00029914 | 0 | 0 |  | 1 | TRUE | wye
42 | LV_1331-1_0_5_load_107 | 61 | 0.0020634 | 0.00051714 | 0 | 0 |  | 1 | TRUE | wye
43 | LV_1331-1_0_5_load_88 | 62 | 0.0038244 | 0.00095848 | 0 | 0 |  | 1 | TRUE | wye
44 | LV_1331-1_0_5_load_99 | 63 | 0.015357 | 0.0038488 | 0 | 0 |  | 1 | TRUE | wye
45 | LV_1331-1_0_5_load_103 | 65 | 0.020805 | 0.0052142 | 0 | 0 |  | 1 | TRUE | wye
46 | LV_1331-1_0_5_load_104 | 66 | 0.012886 | 0.0032296 | 0 | 0 |  | 1 | TRUE | wye
47 | LV_1331-1_0_5_load_105 | 67 | 0.0038864 | 0.00097403 | 0 | 0 |  | 1 | TRUE | wye
48 | LV_1331-1_0_5_load_135 | 68 | 0.0031427 | 0.00078764 | 0 | 0 |  | 1 | TRUE | wye
49 | LV_1331-1_0_5_load_136 | 69 | 0.0030732 | 0.00077021 | 0 | 0 |  | 1 | TRUE | wye
50 | LV_1331-1_0_5_load_154 | 70 | 0.00088106 | 0.00022082 | 0 | 0 |  | 1 | TRUE | wye
51 | LV_1331-1_0_5_load_156 | 71 | 0.0080911 | 0.0020278 | 0 | 0 |  | 1 | TRUE | wye
52 | LV_1331-1_0_5_load_121 | 72 | 0.00064227 | 0.00016097 | 0 | 0 |  | 1 | TRUE | wye
53 | LV_1331-1_0_5_load_213 | 73 | 0.0027622 | 0.00069226 | 0 | 0 |  | 1 | TRUE | wye
54 | LV_1331-1_0_5_load_111 | 75 | 0.00091663 | 0.00022973 | 0 | 0 |  | 1 | TRUE | wye
55 | LV_1331-1_0_5_load_112 | 76 | 0.00069483 | 0.00017414 | 0 | 0 |  | 1 | TRUE | wye
56 | LV_1331-1_0_5_load_126 | 80 | 0.0075349 | 0.0018884 | 0 | 0 |  | 1 | TRUE | wye
57 | LV_1331-1_0_5_load_190 | 81 | 0.0012997 | 0.00032574 | 0 | 0 |  | 1 | TRUE | wye
58 | LV_1331-1_0_5_load_185 | 82 | 0.002874 | 0.00072029 | 0 | 0 |  | 1 | TRUE | wye
59 | LV_1331-1_0_5_load_125 | 83 | 0.011795 | 0.002956 | 0 | 0 |  | 1 | TRUE | wye
60 | LV_1331-1_0_5_load_184 | 84 | 0.0026562 | 0.0006657 | 0 | 0 |  | 1 | TRUE | wye
61 | LV_1331-1_0_5_load_116 | 85 | 0.0011336 | 0.00028411 | 0 | 0 |  | 1 | TRUE | wye
62 | LV_1331-1_0_5_load_117 | 86 | 0.0012346 | 0.00030942 | 0 | 0 |  | 1 | TRUE | wye
63 | LV_1331-1_0_5_load_122 | 87 | 0.0033521 | 0.00084011 | 0 | 0 |  | 1 | TRUE | wye
64 | LV_1331-1_0_5_load_175 | 90 | 0.005715 | 0.0014323 | 0 | 0 |  | 1 | TRUE | wye
65 | LV_1331-1_0_5_load_176 | 91 | 0.00098379 | 0.00024656 | 0 | 0 |  | 1 | TRUE | wye
66 | LV_1331-1_0_5_load_177 | 92 | 0.0010566 | 0.00026481 | 0 | 0 |  | 1 | TRUE | wye
67 | LV_1331-1_0_5_load_138 | 93 | 0.0027361 | 0.00068574 | 0 | 0 |  | 1 | TRUE | wye
68 | LV_1331-1_0_5_load_139 | 94 | 0.0047581 | 0.0011925 | 0 | 0 |  | 1 | TRUE | wye
69 | LV_1331-1_0_5_load_140 | 95 | 0.0030144 | 0.00075548 | 0 | 0 |  | 1 | TRUE | wye
70 | LV_1331-1_0_5_load_141 | 96 | 0.0040463 | 0.0010141 | 0 | 0 |  | 1 | TRUE | wye
71 | LV_1331-1_0_5_load_142 | 97 | 0.0053418 | 0.0013388 | 0 | 0 |  | 1 | TRUE | wye
72 | LV_1331-1_0_5_load_143 | 98 | 0.0037546 | 0.000941 | 0 | 0 |  | 1 | TRUE | wye
73 | LV_1331-1_0_5_load_144 | 99 | 0.0033661 | 0.00084363 | 0 | 0 |  | 1 | TRUE | wye
74 | LV_1331-1_0_5_load_145 | 100 | 0.0043563 | 0.0010918 | 0 | 0 |  | 1 | TRUE | wye
75 | LV_1331-1_0_5_load_150 | 101 | 0.0045811 | 0.0011481 | 0 | 0 |  | 1 | TRUE | wye
76 | LV_1331-1_0_5_load_148 | 102 | 0.002937 | 0.00073608 | 0 | 0 |  | 1 | TRUE | wye
77 | LV_1331-1_0_5_load_146 | 103 | 0.0031782 | 0.00079652 | 0 | 0 |  | 1 | TRUE | wye
78 | LV_1331-1_0_5_load_147 | 104 | 0.0045242 | 0.0011339 | 0 | 0 |  | 1 | TRUE | wye
79 | LV_1331-1_0_5_load_149 | 105 | 0.0012103 | 0.00030333 | 0 | 0 |  | 1 | TRUE | wye
80 | LV_1331-1_0_5_load_151 | 106 | 0.0029013 | 0.00072715 | 0 | 0 |  | 1 | TRUE | wye
81 | LV_1331-1_0_5_load_152 | 107 | 0.001033 | 0.0002589 | 0 | 0 |  | 1 | TRUE | wye
82 | LV_1331-1_0_5_load_153 | 108 | 0.0014184 | 0.00035549 | 0 | 0 |  | 1 | TRUE | wye
83 | LV_1331-1_0_5_load_172 | 109 | 0.0027972 | 0.00070105 | 0 | 0 |  | 1 | TRUE | wye
84 | LV_1331-1_0_5_load_167 | 110 | 0.0069282 | 0.0017364 | 0 | 0 |  | 1 | TRUE | wye
85 | LV_1331-1_0_5_load_168 | 111 | 0.0022923 | 0.00057451 | 0 | 0 |  | 1 | TRUE | wye
86 | LV_1331-1_0_5_load_170 | 112 | 0.004691 | 0.0011757 | 0 | 0 |  | 1 | TRUE | wye
87 | LV_1331-1_0_5_load_173 | 113 | 0.0080265 | 0.0020116 | 0 | 0 |  | 1 | TRUE | wye
88 | LV_1331-1_0_5_load_188 | 114 | 0.00041205 | 0.00010327 | 0 | 0 |  | 1 | TRUE | wye
89 | LV_1331-1_0_5_load_181 | 115 | 0.00222 | 0.0005564 | 0 | 0 |  | 1 | TRUE | wye
90 | LV_1331-1_0_5_load_186 | 116 | 0.0012803 | 0.00032087 | 0 | 0 |  | 1 | TRUE | wye
91 | LV_1331-1_0_5_load_182 | 117 | 0.001866 | 0.00046765 | 0 | 0 |  | 1 | TRUE | wye
92 | LV_1331-1_0_5_load_183 | 118 | 0.0048151 | 0.0012068 | 0 | 0 |  | 1 | TRUE | wye
93 | LV_1331-1_0_5_load_187 | 119 | 0.00068092 | 0.00017066 | 0 | 0 |  | 1 | TRUE | wye
94 | LV_1331-1_0_5_load_189 | 120 | 0.0016781 | 0.00042058 | 0 | 0 |  | 1 | TRUE | wye

## ext_grid
| name | bus | vm_pu | va_degree | slack_weight | in_service
0 |  | 70 | 1 | 0 | 1 | TRUE

## line
| name | std_type | from_bus | to_bus | length_km | r_ohm_per_km | x_ohm_per_km | c_nf_per_km | g_us_per_km | max_i_ka | df | parallel | type | in_service
0 | LV_1331-1_0_5_line_0 |  | 0 | 1 | 0.038443 | 0.125 | 0.08 | 261 | 0 | 0.364 | 1 | 4 | cs | TRUE
1 | LV_1331-1_0_5_line_1 |  | 0 | 2 | 0.053001 | 0.125 | 0.08 | 261 | 0 | 0.364 | 1 | 4 | cs | TRUE
2 | LV_1331-1_0_5_line_2 |  | 1 | 3 | 0.026232 | 0.125 | 0.08 | 261 | 0 | 0.364 | 1 | 4 | cs | TRUE
3 | LV_1331-1_0_5_line_3 |  | 2 | 4 | 0.014652 | 0.125 | 0.08 | 261 | 0 | 0.364 | 1 | 4 | cs | TRUE
4 | LV_1331-1_0_5_line_4 |  | 3 | 5 | 0.021926 | 0.125 | 0.08 | 261 | 0 | 0.364 | 1 | 4 | cs | TRUE
5 | LV_1331-1_0_5_line_5 |  | 3 | 6 | 0.016309 | 0.125 | 0.08 | 261 | 0 | 0.364 | 1 | 4 | cs | TRUE
6 | LV_1331-1_0_5_line_6 |  | 4 | 7 | 0.016947 | 0.125 | 0.08 | 261 | 0 | 0.364 | 1 | 4 | cs | TRUE
7 | LV_1331-1_0_5_line_7 |  | 4 | 8 | 0.0031195 | 0.125 | 0.08 | 261 | 0 | 0.364 | 1 | 4 | cs | TRUE
8 | LV_1331-1_0_5_line_8 |  | 5 | 9 | 0.052119 | 0.125 | 0.08 | 261 | 0 | 0.364 | 1 | 4 | cs | TRUE
9 | LV_1331-1_0_5_line_9 |  | 6 | 10 | 0.058828 | 0.125 | 0.08 | 261 | 0 | 0.364 | 1 | 4 | cs | TRUE
10 | LV_1331-1_0_5_line_10 |  | 7 | 11 | 0.0083221 | 0.125 | 0.08 | 261 | 0 | 0.364 | 1 | 4 | cs | TRUE
11 | LV_1331-1_0_5_line_11 |  | 8 | 12 | 0.0062199 | 0.125 | 0.08 | 261 | 0 | 0.364 | 1 | 4 | cs | TRUE
12 | LV_1331-1_0_5_line_12 |  | 9 | 13 | 0.097767 | 0.125 | 0.08 | 261 | 0 | 0.364 | 1 | 2 | cs | TRUE
13 | LV_1331-1_0_5_line_13 |  | 10 | 14 | 0.023169 | 0.125 | 0.08 | 261 | 0 | 0.364 | 1 | 4 | cs | TRUE
14 | LV_1331-1_0_5_line_14 |  | 11 | 15 | 0.0069587 | 0.125 | 0.08 | 261 | 0 | 0.364 | 1 | 4 | cs | TRUE
15 | LV_1331-1_0_5_line_15 |  | 11 | 16 | 0.022779 | 0.125 | 0.08 | 261 | 0 | 0.364 | 1 | 1 | cs | TRUE
16 | LV_1331-1_0_5_line_16 |  | 12 | 17 | 0.0035241 | 0.125 | 0.08 | 261 | 0 | 0.364 | 1 | 4 | cs | TRUE
17 | LV_1331-1_0_5_line_17 |  | 13 | 83 | 0.097998 | 0.125 | 0.08 | 261 | 0 | 0.364 | 1 | 1 | cs | TRUE
18 | LV_1331-1_0_5_line_18 |  | 14 | 85 | 0.009395 | 0.125 | 0.08 | 261 | 0 | 0.364 | 1 | 4 | cs | TRUE
19 | LV_1331-1_0_5_line_19 |  | 15 | 70 | 0.014421 | 0.125 | 0.08 | 261 | 0 | 0.364 | 1 | 4 | cs | TRUE
20 | LV_1331-1_0_5_line_20 |  | 16 | 71 | 0.024323 | 0.125 | 0.08 | 261 | 0 | 0.364 | 1 | 1 | cs | TRUE
21 | LV_1331-1_0_5_line_21 |  | 17 | 63 | 0.029431 | 0.125 | 0.08 | 261 | 0 | 0.364 | 1 | 2 | cs | TRUE
22 | LV_1331-1_0_5_line_22 |  | 18 | 19 | 0.12605 | 0.125 | 0.08 | 261 | 0 | 0.364 | 1 | 1 | cs | TRUE
23 | LV_1331-1_0_5_line_23 |  | 19 | 20 | 0.12357 | 0.125 | 0.08 | 261 | 0 | 0.364 | 1 | 4 | cs | TRUE
24 | LV_1331-1_0_5_line_24 |  | 19 | 21 | 0.00572 | 0.125 | 0.08 | 261 | 0 | 0.364 | 1 | 4 | cs | TRUE
25 | LV_1331-1_0_5_line_25 |  | 20 | 38 | 0.030693 | 0.125 | 0.08 | 261 | 0 | 0.364 | 1 | 4 | cs | TRUE
26 | LV_1331-1_0_5_line_26 |  | 21 | 39 | 0.20084 | 0.125 | 0.08 | 261 | 0 | 0.364 | 1 | 4 | cs | TRUE
27 | LV_1331-1_0_5_line_27 |  | 22 | 23 | 0.017341 | 0.125 | 0.08 | 261 | 0 | 0.364 | 1 | 4 | cs | TRUE
28 | LV_1331-1_0_5_line_28 |  | 22 | 24 | 0.24035 | 0.125 | 0.08 | 261 | 0 | 0.364 | 1 | 4 | cs | TRUE
29 | LV_1331-1_0_5_line_29 |  | 23 | 25 | 0.12192 | 0.125 | 0.08 | 261 | 0 | 0.364 | 1 | 4 | cs | TRUE
30 | LV_1331-1_0_5_line_30 |  | 24 | 26 | 0.25115 | 0.125 | 0.08 | 261 | 0 | 0.364 | 1 | 4 | cs | TRUE
31 | LV_1331-1_0_5_line_31 |  | 25 | 27 | 0.11811 | 0.125 | 0.08 | 261 | 0 | 0.364 | 1 | 4 | cs | TRUE
32 | LV_1331-1_0_5_line_32 |  | 26 | 34 | 0.0082063 | 0.125 | 0.08 | 261 | 0 | 0.364 | 1 | 4 | cs | TRUE
33 | LV_1331-1_0_5_line_33 |  | 26 | 33 | 0.027247 | 0.125 | 0.08 | 261 | 0 | 0.364 | 1 | 1 | cs | TRUE
34 | LV_1331-1_0_5_line_34 |  | 27 | 28 | 0.075131 | 0.125 | 0.08 | 261 | 0 | 0.364 | 1 | 4 | cs | TRUE
35 | LV_1331-1_0_5_line_35 |  | 27 | 29 | 0.11243 | 0.125 | 0.08 | 261 | 0 | 0.364 | 1 | 1 | cs | TRUE
36 | LV_1331-1_0_5_line_36 |  | 28 | 30 | 0.13111 | 0.125 | 0.08 | 261 | 0 | 0.364 | 1 | 4 | cs | TRUE
37 | LV_1331-1_0_5_line_37 |  | 30 | 31 | 0.024439 | 0.125 | 0.08 | 261 | 0 | 0.364 | 1 | 4 | cs | TRUE
38 | LV_1331-1_0_5_line_38 |  | 31 | 62 | 0.022551 | 0.125 | 0.08 | 261 | 0 | 0.364 | 1 | 4 | cs | TRUE
39 | LV_1331-1_0_5_line_39 |  | 32 | 33 | 0.064647 | 0.125 | 0.08 | 261 | 0 | 0.364 | 1 | 1 | cs | TRUE
40 | LV_1331-1_0_5_line_40 |  | 34 | 35 | 0.031178 | 0.125 | 0.08 | 261 | 0 | 0.364 | 1 | 4 | cs | TRUE
41 | LV_1331-1_0_5_line_41 |  | 35 | 36 | 0.016678 | 0.125 | 0.08 | 261 | 0 | 0.364 | 1 | 4 | cs | TRUE
42 | LV_1331-1_0_5_line_42 |  | 36 | 37 | 0.18722 | 0.125 | 0.08 | 261 | 0 | 0.364 | 1 | 4 | cs | TRUE
43 | LV_1331-1_0_5_line_43 |  | 37 | 72 | 0.1778 | 0.125 | 0.08 | 261 | 0 | 0.364 | 1 | 4 | cs | TRUE
44 | LV_1331-1_0_5_line_44 |  | 38 | 40 | 0.17118 | 0.125 | 0.08 | 261 | 0 | 0.364 | 1 | 4 | cs | TRUE
45 | LV_1331-1_0_5_line_45 |  | 39 | 41 | 0.010669 | 0.125 | 0.08 | 261 | 0 | 0.364 | 1 | 1 | cs | TRUE
46 | LV_1331-1_0_5_line_46 |  | 39 | 42 | 0.06768 | 0.125 | 0.08 | 261 | 0 | 0.364 | 1 | 4 | cs | TRUE
47 | LV_1331-1_0_5_line_47 |  | 40 | 43 | 0.046529 | 0.125 | 0.08 | 261 | 0 | 0.364 | 1 | 4 | cs | TRUE
48 | LV_1331-1_0_5_line_48 |  | 41 | 44 | 0.032591 | 0.125 | 0.08 | 261 | 0 | 0.364 | 1 | 1 | cs | TRUE
49 | LV_1331-1_0_5_line_49 |  | 42 | 45 | 0.064045 | 0.125 | 0.08 | 261 | 0 | 0.364 | 1 | 4 | cs | TRUE
50 | LV_1331-1_0_5_line_50 |  | 43 | 62 | 0.010308 | 0.125 | 0.08 | 261 | 0 | 0.364 | 1 | 4 | cs | TRUE
51 | LV_1331-1_0_5_line_51 |  | 45 | 58 | 0.015838 | 0.125 | 0.08 | 261 | 0 | 0.364 | 1 | 4 | cs | TRUE
52 | LV_1331-1_0_5_line_52 |  | 46 | 47 | 0.077284 | 0.125 | 0.08 | 261 | 0 | 0.364 | 1 | 1 | cs | TRUE
53 | LV_1331-1_0_5_line_53 |  | 47 | 48 | 0.1754 | 0.125 | 0.08 | 261 | 0 | 0.364 | 1 | 1 | cs | TRUE
54 | LV_1331-1_0_5_line_54 |  | 48 | 51 | 0.038615 | 0.125 | 0.08 | 261 | 0 | 0.364 | 1 | 1 | cs | TRUE
55 | LV_1331-1_0_5_line_55 |  | 48 | 52 | 0.053225 | 0.125 | 0.08 | 261 | 0 | 0.364 | 1 | 1 | cs | TRUE
56 | LV_1331-1_0_5_line_56 |  | 48 | 49 | 0.079469 | 0.125 | 0.08 | 261 | 0 | 0.364 | 1 | 1 | cs | TRUE
57 | LV_1331-1_0_5_line_57 |  | 49 | 50 | 0.025361 | 0.125 | 0.08 | 261 | 0 | 0.364 | 1 | 1 | cs | TRUE
58 | LV_1331-1_0_5_line_58 |  | 50 | 53 | 0.032412 | 0.125 | 0.08 | 261 | 0 | 0.364 | 1 | 1 | cs | TRUE
59 | LV_1331-1_0_5_line_59 |  | 51 | 54 | 0.024067 | 0.125 | 0.08 | 261 | 0 | 0.364 | 1 | 1 | cs | TRUE
60 | LV_1331-1_0_5_line_60 |  | 51 | 55 | 0.025071 | 0.125 | 0.08 | 261 | 0 | 0.364 | 1 | 1 | cs | TRUE
61 | LV_1331-1_0_5_line_61 |  | 52 | 56 | 0.018822 | 0.125 | 0.08 | 261 | 0 | 0.364 | 1 | 1 | cs | TRUE
62 | LV_1331-1_0_5_line_62 |  | 54 | 109 | 0.038549 | 0.125 | 0.08 | 261 | 0 | 0.364 | 1 | 1 | cs | TRUE
63 | LV_1331-1_0_5_line_63 |  | 55 | 110 | 0.003991 | 0.125 | 0.08 | 261 | 0 | 0.364 | 1 | 1 | cs | TRUE
64 | LV_1331-1_0_5_line_64 |  | 56 | 69 | 0.0027975 | 0.125 | 0.08 | 261 | 0 | 0.364 | 1 | 1 | cs | TRUE
65 | LV_1331-1_0_5_line_65 |  | 57 | 58 | 0.042288 | 0.125 | 0.08 | 261 | 0 | 0.364 | 1 | 1 | cs | TRUE
66 | LV_1331-1_0_5_line_66 |  | 58 | 59 | 0.15771 | 0.125 | 0.08 | 261 | 0 | 0.364 | 1 | 2 | cs | TRUE
67 | LV_1331-1_0_5_line_67 |  | 59 | 60 | 0.016753 | 0.125 | 0.08 | 261 | 0 | 0.364 | 1 | 1 | cs | TRUE
68 | LV_1331-1_0_5_line_68 |  | 60 | 61 | 0.045186 | 0.125 | 0.08 | 261 | 0 | 0.364 | 1 | 1 | cs | TRUE
69 | LV_1331-1_0_5_line_69 |  | 63 | 64 | 0.0019468 | 0.125 | 0.08 | 261 | 0 | 0.364 | 1 | 1 | cs | TRUE
70 | LV_1331-1_0_5_line_70 |  | 64 | 65 | 0.019805 | 0.125 | 0.08 | 261 | 0 | 0.364 | 1 | 1 | cs | TRUE
71 | LV_1331-1_0_5_line_71 |  | 64 | 66 | 0.029207 | 0.125 | 0.08 | 261 | 0 | 0.364 | 1 | 1 | cs | TRUE
72 | LV_1331-1_0_5_line_72 |  | 65 | 67 | 0.024469 | 0.125 | 0.08 | 261 | 0 | 0.364 | 1 | 1 | cs | TRUE
73 | LV_1331-1_0_5_line_73 |  | 67 | 68 | 0.0019774 | 0.125 | 0.08 | 261 | 0 | 0.364 | 1 | 1 | cs | TRUE
74 | LV_1331-1_0_5_line_74 |  | 68 | 69 | 0.027226 | 0.125 | 0.08 | 261 | 0 | 0.364 | 1 | 1 | cs | TRUE
75 | LV_1331-1_0_5_line_75 |  | 70 | 108 | 0.016218 | 0.125 | 0.08 | 261 | 0 | 0.364 | 1 | 1 | cs | TRUE
76 | LV_1331-1_0_5_line_76 |  | 72 | 73 | 0.035926 | 0.125 | 0.08 | 261 | 0 | 0.364 | 1 | 1 | cs | TRUE
77 | LV_1331-1_0_5_line_77 |  | 72 | 74 | 0.29318 | 0.125 | 0.08 | 261 | 0 | 0.364 | 1 | 4 | cs | TRUE
78 | LV_1331-1_0_5_line_78 |  | 74 | 87 | 0.052772 | 0.125 | 0.08 | 261 | 0 | 0.364 | 1 | 1 | cs | TRUE
79 | LV_1331-1_0_5_line_79 |  | 74 | 86 | 0.11217 | 0.125 | 0.08 | 261 | 0 | 0.364 | 1 | 4 | cs | TRUE
80 | LV_1331-1_0_5_line_80 |  | 75 | 76 | 0.12863 | 0.125 | 0.08 | 261 | 0 | 0.364 | 1 | 1 | cs | TRUE
81 | LV_1331-1_0_5_line_81 |  | 76 | 77 | 0.0094261 | 0.125 | 0.08 | 261 | 0 | 0.364 | 1 | 1 | cs | TRUE
82 | LV_1331-1_0_5_line_82 |  | 77 | 78 | 0.1503 | 0.125 | 0.08 | 261 | 0 | 0.364 | 1 | 1 | cs | TRUE
83 | LV_1331-1_0_5_line_83 |  | 77 | 79 | 0.029983 | 0.125 | 0.08 | 261 | 0 | 0.364 | 1 | 1 | cs | TRUE
84 | LV_1331-1_0_5_line_84 |  | 78 | 80 | 0.05208 | 0.125 | 0.08 | 261 | 0 | 0.364 | 1 | 1 | cs | TRUE
85 | LV_1331-1_0_5_line_85 |  | 79 | 81 | 0.13989 | 0.125 | 0.08 | 261 | 0 | 0.364 | 1 | 1 | cs | TRUE
86 | LV_1331-1_0_5_line_86 |  | 79 | 82 | 0.058212 | 0.125 | 0.08 | 261 | 0 | 0.364 | 1 | 1 | cs | TRUE
87 | LV_1331-1_0_5_line_87 |  | 82 | 84 | 0.072408 | 0.125 | 0.08 | 261 | 0 | 0.364 | 1 | 1 | cs | TRUE
88 | LV_1331-1_0_5_line_88 |  | 83 | 88 | 0.15044 | 0.125 | 0.08 | 261 | 0 | 0.364 | 1 | 1 | cs | TRUE
89 | LV_1331-1_0_5_line_89 |  | 84 | 118 | 0.041579 | 0.125 | 0.08 | 261 | 0 | 0.364 | 1 | 1 | cs | TRUE
90 | LV_1331-1_0_5_line_90 |  | 85 | 86 | 0.00035919 | 0.125 | 0.08 | 261 | 0 | 0.364 | 1 | 4 | cs | TRUE
91 | LV_1331-1_0_5_line_91 |  | 88 | 89 | 0.05785 | 0.125 | 0.08 | 261 | 0 | 0.364 | 1 | 1 | cs | TRUE
92 | LV_1331-1_0_5_line_92 |  | 88 | 90 | 0.024519 | 0.125 | 0.08 | 261 | 0 | 0.364 | 1 | 1 | cs | TRUE
93 | LV_1331-1_0_5_line_93 |  | 89 | 91 | 0.047706 | 0.125 | 0.08 | 261 | 0 | 0.364 | 1 | 1 | cs | TRUE
94 | LV_1331-1_0_5_line_94 |  | 90 | 92 | 0.16986 | 0.125 | 0.08 | 261 | 0 | 0.364 | 1 | 1 | cs | TRUE
95 | LV_1331-1_0_5_line_95 |  | 91 | 114 | 0.0087305 | 0.125 | 0.08 | 261 | 0 | 0.364 | 1 | 1 | cs | TRUE
96 | LV_1331-1_0_5_line_96 |  | 92 | 115 | 0.0023773 | 0.125 | 0.08 | 261 | 0 | 0.364 | 1 | 1 | cs | TRUE
97 | LV_1331-1_0_5_line_97 |  | 93 | 94 | 0.0062561 | 0.125 | 0.08 | 261 | 0 | 0.364 | 1 | 1 | cs | TRUE
98 | LV_1331-1_0_5_line_98 |  | 94 | 95 | 0.015827 | 0.125 | 0.08 | 261 | 0 | 0.364 | 1 | 1 | cs | TRUE
99 | LV_1331-1_0_5_line_99 |  | 95 | 96 | 0.0066151 | 0.125 | 0.08 | 261 | 0 | 0.364 | 1 | 1 | cs | TRUE
100 | LV_1331-1_0_5_line_100 |  | 96 | 97 | 0.018023 | 0.125 | 0.08 | 261 | 0 | 0.364 | 1 | 1 | cs | TRUE
101 | LV_1331-1_0_5_line_101 |  | 97 | 98 | 0.0065232 | 0.125 | 0.08 | 261 | 0 | 0.364 | 1 | 1 | cs | TRUE
102 | LV_1331-1_0_5_line_102 |  | 98 | 99 | 0.018299 | 0.125 | 0.08 | 261 | 0 | 0.364 | 1 | 1 | cs | TRUE
103 | LV_1331-1_0_5_line_103 |  | 99 | 100 | 0.01437 | 0.125 | 0.08 | 261 | 0 | 0.364 | 1 | 1 | cs | TRUE
104 | LV_1331-1_0_5_line_104 |  | 100 | 101 | 0.0084637 | 0.125 | 0.08 | 261 | 0 | 0.364 | 1 | 1 | cs | TRUE
105 | LV_1331-1_0_5_line_105 |  | 101 | 102 | 0.0073677 | 0.125 | 0.08 | 261 | 0 | 0.364 | 1 | 1 | cs | TRUE
106 | LV_1331-1_0_5_line_106 |  | 102 | 103 | 0.0071032 | 0.125 | 0.08 | 261 | 0 | 0.364 | 1 | 1 | cs | TRUE
107 | LV_1331-1_0_5_line_107 |  | 103 | 104 | 0.0094222 | 0.125 | 0.08 | 261 | 0 | 0.364 | 1 | 1 | cs | TRUE
108 | LV_1331-1_0_5_line_108 |  | 104 | 105 | 0.0167 | 0.125 | 0.08 | 261 | 0 | 0.364 | 1 | 1 | cs | TRUE
109 | LV_1331-1_0_5_line_109 |  | 105 | 106 | 0.0044245 | 0.125 | 0.08 | 261 | 0 | 0.364 | 1 | 1 | cs | TRUE
110 | LV_1331-1_0_5_line_110 |  | 106 | 107 | 0.0072739 | 0.125 | 0.08 | 261 | 0 | 0.364 | 1 | 1 | cs | TRUE
111 | LV_1331-1_0_5_line_111 |  | 107 | 108 | 0.011426 | 0.125 | 0.08 | 261 | 0 | 0.364 | 1 | 1 | cs | TRUE
112 | LV_1331-1_0_5_line_112 |  | 109 | 113 | 0.066913 | 0.125 | 0.08 | 261 | 0 | 0.364 | 1 | 1 | cs | TRUE
113 | LV_1331-1_0_5_line_113 |  | 110 | 111 | 0.0015357 | 0.125 | 0.08 | 261 | 0 | 0.364 | 1 | 1 | cs | TRUE
114 | LV_1331-1_0_5_line_114 |  | 111 | 112 | 0.0247 | 0.125 | 0.08 | 261 | 0 | 0.364 | 1 | 1 | cs | TRUE
115 | LV_1331-1_0_5_line_115 |  | 114 | 116 | 0.0070023 | 0.125 | 0.08 | 261 | 0 | 0.364 | 1 | 1 | cs | TRUE
116 | LV_1331-1_0_5_line_116 |  | 115 | 117 | 0.018236 | 0.125 | 0.08 | 261 | 0 | 0.364 | 1 | 1 | cs | TRUE
117 | LV_1331-1_0_5_line_117 |  | 116 | 119 | 0.036264 | 0.125 | 0.08 | 261 | 0 | 0.364 | 1 | 1 | cs | TRUE
118 | LV_1331-1_0_5_line_118 |  | 117 | 118 | 0.037794 | 0.125 | 0.08 | 261 | 0 | 0.364 | 1 | 1 | cs | TRUE
119 | LV_1331-1_0_5_line_119 |  | 119 | 120 | 0.027489 | 0.125 | 0.08 | 261 | 0 | 0.364 | 1 | 1 | cs | TRUE

## trafo
| name | std_type | hv_bus | lv_bus | sn_mva | vn_hv_kv | vn_lv_kv | vk_percent | vkr_percent | pfe_kw | i0_percent | shift_degree | tap_side | tap_neutral | tap_min | tap_max | tap_step_percent | tap_step_degree | tap_pos | tap_phase_shifter | parallel | df | in_service
0 | LV_1331-1_0_5_trafo_154 | 0.63 MVA 20/0.4 kV | 121 | 70 | 0.63 | 20 | 0.4 | 6 | 1.206 | 1.65 | 0.2619 | 150 | hv | 0 | -2 | 2 | 2.5 | 0 | 0 | FALSE | 1 | 1 | TRUE

## line_geodata
| x0 | y0 | x1 | y1 | x2 | y2 | x3 | y3 | x4 | y4 | x5 | y5 | x6 | y6 | x7 | y7 | x8 | y8 | x9 | y9
0 | 2675838.3013 | 1213650.4053 | 2675825.1454 | 1213614.2835
1 | 2675838.3013 | 1213650.4053 | 2675851.5251 | 1213686.7134 | 2675856.1914 | 1213700.2943
2 | 2675816.1682 | 1213589.6351 | 2675825.1454 | 1213614.2835
3 | 2675860.9525 | 1213714.1509 | 2675856.1914 | 1213700.2943
4 | 2675816.1682 | 1213589.6351 | 2675808.7582 | 1213568.9944
5 | 2675816.1682 | 1213589.6351 | 2675830.3553 | 1213581.5214
6 | 2675860.9525 | 1213714.1509 | 2675870.8822 | 1213709.2741 | 2675876.4324 | 1213707.3184
7 | 2675860.9525 | 1213714.1509 | 2675861.8856 | 1213717.1276
8 | 2675808.7582 | 1213568.9944 | 2675798.3629 | 1213538.7874 | 2675791.4311 | 1213519.8427
9 | 2675830.3553 | 1213581.5214 | 2675833.897 | 1213579.5985 | 2675868.0452 | 1213557.9633 | 2675878.4362 | 1213548.0328
10 | 2675884.2815 | 1213704.5526 | 2675876.4324 | 1213707.3184
11 | 2675861.8856 | 1213717.1276 | 2675863.7461 | 1213723.0628
12 | 2675755.9825 | 1213428.7452 | 2675776.9257 | 1213480.1997 | 2675791.4311 | 1213519.8427
13 | 2675893.4616 | 1213530.767 | 2675890.8232 | 1213536.1947 | 2675878.4362 | 1213548.0328
14 | 2675884.2815 | 1213704.5526 | 2675890.7654 | 1213702.0261
15 | 2675884.2815 | 1213704.5526 | 2675891.3447 | 1213714.2042 | 2675894.6937 | 1213724.4917
16 | 2675863.7461 | 1213723.0628 | 2675864.8002 | 1213726.4256
17 | 2675755.9825 | 1213428.7452 | 2675746.8706 | 1213432.5986 | 2675718.0159 | 1213454.9243 | 2675707.2909 | 1213460.1915 | 2675675.1761 | 1213466.4658 | 2675668.3837 | 1213467.9441
18 | 2675893.4616 | 1213530.767 | 2675897.5688 | 1213522.3174
19 | 2675904.2022 | 1213696.7902 | 2675890.7654 | 1213702.0261
20 | 2675902.2226 | 1213747.6196 | 2675894.6937 | 1213724.4917
21 | 2675872.6517 | 1213754.7819 | 2675871.4253 | 1213749.5624 | 2675866.88 | 1213733.0606 | 2675864.8002 | 1213726.4256
22 | 2676436.5704 | 1213848.8308 | 2676446.7854 | 1213850.1626 | 2676453.6355 | 1213855.0313 | 2676489.2279 | 1213915.0706 | 2676520.3603 | 1213894.0787
23 | 2676436.5704 | 1213848.8308 | 2676479.0492 | 1213795.4744 | 2676482.7776 | 1213787.884 | 2676484.7637 | 1213779.3262 | 2676488.0959 | 1213741.3465
24 | 2676433.0035 | 1213853.3102 | 2676436.5704 | 1213848.8308
25 | 2676490.7786 | 1213710.7705 | 2676488.0959 | 1213741.3465
26 | 2676372.8976 | 1213662.7958 | 2676373.6583 | 1213688.2107 | 2676433.0035 | 1213853.3102
27 | 2676564.3067 | 1213287.5844 | 2676565.0403 | 1213283.7939 | 2676565.7092 | 1213279.0327 | 2676563.7932 | 1213273.827 | 2676562.3442 | 1213271.0585
28 | 2676562.3442 | 1213271.0585 | 2676389.6416 | 1213103.8939
29 | 2676575.8941 | 1213408.1463 | 2676562.998 | 1213333.3772 | 2676561.631 | 1213310.8675 | 2676562.3144 | 1213297.879 | 2676564.3067 | 1213287.5844
30 | 2676389.6416 | 1213103.8939 | 2676138.4909 | 1213103.409
31 | 2676575.8941 | 1213408.1463 | 2676588.5412 | 1213433.0913 | 2676621.532 | 1213485.2374 | 2676629.1709 | 1213503.8141 | 2676629.1311 | 1213512.2301
32 | 2676134.2925 | 1213096.4965 | 2676136.434 | 1213099.145 | 2676138.2501 | 1213102.0923 | 2676138.4909 | 1213103.409
33 | 2676139.2757 | 1213130.6166 | 2676138.8963 | 1213105.625 | 2676138.4909 | 1213103.409
34 | 2676621.3293 | 1213584.3317 | 2676625.8365 | 1213581.1876 | 2676629.5562 | 1213570.1616 | 2676628.0175 | 1213545.6706 | 2676629.1176 | 1213516.2325 | 2676629.1311 | 1213512.2301
35 | 2676629.1311 | 1213512.2301 | 2676645.3475 | 1213511.8271 | 2676696.9132 | 1213510.6558 | 2676719.488 | 1213513.7926 | 2676730.6076 | 1213520.4288 | 2676737.9477 | 1213525.446
36 | 2676621.3293 | 1213584.3317 | 2676618.225 | 1213586.4932 | 2676607.8645 | 1213587.583 | 2676596.6405 | 1213583.7475 | 2676582.0174 | 1213565.9928 | 2676549.078 | 1213535.884 | 2676518.2612 | 1213514.6547
37 | 2676518.2612 | 1213514.6547 | 2676511.7292 | 1213510.1549 | 2676495.7308 | 1213506.0894
38 | 2676473.3462 | 1213508.0956 | 2676494.4955 | 1213505.7755 | 2676495.7308 | 1213506.0894
39 | 2676139.2757 | 1213130.6166 | 2676139.4327 | 1213140.9545 | 2676141.4272 | 1213163.8279 | 2676146.1306 | 1213183.3894 | 2676150.5598 | 1213191.7068 | 2676151.543 | 1213193.2214
40 | 2676114.6685 | 1213072.2691 | 2676118.9032 | 1213077.463 | 2676134.2925 | 1213096.4965
41 | 2676105.8079 | 1213058.2503 | 2676110.0543 | 1213066.6098 | 2676114.6685 | 1213072.2691
42 | 2676105.8079 | 1213058.2503 | 2676075.1722 | 1213070.4562 | 2676046.6527 | 1213085.3242 | 2676012.6389 | 1213100.3336 | 2675989.8208 | 1213100.0427 | 2675949.5403 | 1213078.0267 | 2675935.6596 | 1213069.7262
43 | 2675778.047 | 1213152.0132 | 2675935.6596 | 1213069.7262
44 | 2676490.7786 | 1213710.7705 | 2676491.7628 | 1213682.6095 | 2676470.3411 | 1213642.9316 | 2676455.7563 | 1213600.2617 | 2676445.7491 | 1213573.8053 | 2676441.6702 | 1213554.8186 | 2676442.9542 | 1213549.8676
45 | 2676372.8976 | 1213662.7958 | 2676383.5433 | 1213662.0954
46 | 2676372.8976 | 1213662.7958 | 2676347.1612 | 1213671.0827 | 2676342.325 | 1213675.0233 | 2676339.7835 | 1213680.6944 | 2676338.0627 | 1213694.0588 | 2676334.5928 | 1213699.8625 | 2676330.2416 | 1213702.1194 | 2676327.1982 | 1213702.3387
47 | 2676463.1001 | 1213509.2196 | 2676454.5058 | 1213517.1145 | 2676447.3604 | 1213532.8775 | 2676442.9542 | 1213549.8676
48 | 2676416.0071 | 1213659.2568 | 2676393.9727 | 1213661.4092 | 2676383.5433 | 1213662.0954
49 | 2676327.1982 | 1213702.3387 | 2676312.1607 | 1213703.4222 | 2676299.2001 | 1213702.3335 | 2676283.3039 | 1213713.3706 | 2676268.7213 | 1213721.3226
50 | 2676463.1001 | 1213509.2196 | 2676473.3462 | 1213508.0956
51 | 2676254.8164 | 1213728.9051 | 2676268.7213 | 1213721.3226
52 | 2675966.388 | 1214024.2027 | 2675977.8447 | 1213947.7722
53 | 2675897.7541 | 1213902.8733 | 2675900.2391 | 1213920.0827 | 2675902.1467 | 1213931.3364 | 2675903.3341 | 1213938.3115 | 2675916.0425 | 1214003.8931 | 2675922.0163 | 1214031.0643 | 2675966.388 | 1214024.2027
54 | 2675936.4112 | 1213905.2113 | 2675897.7541 | 1213902.8733
55 | 2675897.7541 | 1213902.8733 | 2675890.1755 | 1213850.1906
56 | 2675860.4534 | 1213946.1487 | 2675903.3341 | 1213938.3115 | 2675902.1467 | 1213931.3364 | 2675900.2391 | 1213920.0827 | 2675897.7541 | 1213902.8733
57 | 2675860.4534 | 1213946.1487 | 2675859.6412 | 1213939.5342 | 2675862.7429 | 1213926.2095 | 2675862.0202 | 1213921.2464
58 | 2675857.3501 | 1213889.1728 | 2675862.0202 | 1213921.2464
59 | 2675936.4112 | 1213905.2113 | 2675960.1283 | 1213909.3008
60 | 2675936.4112 | 1213905.2113 | 2675933.936 | 1213880.2631
61 | 2675887.4485 | 1213831.5675 | 2675887.7539 | 1213833.3571 | 2675890.1755 | 1213850.1906
62 | 2675996.6667 | 1213908.6857 | 2675990.644 | 1213912.0287 | 2675983.4755 | 1213914.2388 | 2675976.1132 | 1213914.3673 | 2675962.5906 | 1213909.7254 | 2675960.1283 | 1213909.3008
63 | 2675933.5419 | 1213876.2916 | 2675933.936 | 1213880.2631
64 | 2675887.4485 | 1213831.5675 | 2675886.978 | 1213828.8098
65 | 2676254.8164 | 1213728.9051 | 2676245.0725 | 1213732.8942 | 2676232.5811 | 1213743.8193 | 2676228.317 | 1213751.1473 | 2676226.5062 | 1213757.5836
66 | 2676254.8164 | 1213728.9051 | 2676259.4052 | 1213720.5473 | 2676260.9488 | 1213710.9276 | 2676255.2255 | 1213690.986 | 2676255.5295 | 1213667.2302 | 2676251.2587 | 1213651.321 | 2676237.6595 | 1213636.5933 | 2676220.3633 | 1213628.8006 | 2676197.62 | 1213606.7736 | 2676192.2933 | 1213602.5902
67 | 2676179.1181 | 1213592.2431 | 2676192.2933 | 1213602.5902
68 | 2676143.5814 | 1213564.3341 | 2676179.1181 | 1213592.2431
69 | 2675873.097 | 1213756.6771 | 2675872.6517 | 1213754.7819
70 | 2675873.097 | 1213756.6771 | 2675875.5581 | 1213768.0268 | 2675877.3395 | 1213776.0218
71 | 2675880.6387 | 1213737.6942 | 2675876.6998 | 1213738.6113 | 2675881.2875 | 1213754.7578 | 2675873.097 | 1213756.6771
72 | 2675877.3395 | 1213776.0218 | 2675880.0348 | 1213788.1188 | 2675882.0659 | 1213800.0225
73 | 2675882.3985 | 1213801.9718 | 2675882.0659 | 1213800.0225
74 | 2675882.3985 | 1213801.9718 | 2675886.978 | 1213828.8098
75 | 2675904.2022 | 1213696.7902 | 2675913.9558 | 1213692.9895 | 2675919.6813 | 1213692.4571
76 | 2675760.3129 | 1213120.8812 | 2675769.0488 | 1213138.8703 | 2675778.047 | 1213152.0132
77 | 2675903.1076 | 1213412.6498 | 2675883.0564 | 1213355.0355 | 2675857.0314 | 1213286.8498 | 2675830.7515 | 1213222.5301 | 2675796.4278 | 1213165.2238 | 2675780.2292 | 1213155.2005 | 2675778.047 | 1213152.0132
78 | 2675903.1076 | 1213412.6498 | 2675907.6312 | 1213361.6636 | 2675907.8099 | 1213360.0884
79 | 2675903.1076 | 1213412.6498 | 2675901.6323 | 1213432.4548 | 2675910.1482 | 1213484.3519 | 2675900.98 | 1213515.2995 | 2675897.7258 | 1213521.9943
80 | 2675640.1121 | 1213032.0959 | 2675637.1198 | 1213032.7615 | 2675616.0469 | 1213039.8099 | 2675603.8371 | 1213054.2755 | 2675592.5781 | 1213074.6458 | 2675590.5492 | 1213089.6631 | 2675591.8227 | 1213101.8648 | 2675585.1306 | 1213129.3531 | 2675582.5503 | 1213134.1249
81 | 2675578.0668 | 1213142.4164 | 2675582.5503 | 1213134.1249
82 | 2675664.1483 | 1213265.7754 | 2675624.8893 | 1213209.9418 | 2675586.9677 | 1213155.2262 | 2675578.0668 | 1213142.4164
83 | 2675552.0742 | 1213148.6577 | 2675569.7965 | 1213140.9884 | 2675575.2584 | 1213138.6228 | 2675578.0668 | 1213142.4164
84 | 2675664.1483 | 1213265.7754 | 2675672.7218 | 1213259.4579 | 2675661.8585 | 1213243.8768 | 2675680.1779 | 1213230.9244
85 | 2675552.0742 | 1213148.6577 | 2675417.0352 | 1213186.6064
86 | 2675552.0742 | 1213148.6577 | 2675544.6248 | 1213153.7889 | 2675522.3058 | 1213178.2886 | 2675515.8122 | 1213192.9384
87 | 2675495.5732 | 1213262.1308 | 2675502.7671 | 1213240.6033 | 2675508.878 | 1213208.5824 | 2675515.8122 | 1213192.9384
88 | 2675542.5371 | 1213542.1217 | 2675546.7245 | 1213537.1938 | 2675569.0277 | 1213512.0492 | 2675584.3016 | 1213498.4896 | 2675607.1626 | 1213486.2937 | 2675645.2005 | 1213472.9897 | 2675668.3837 | 1213467.9441
89 | 2675495.5732 | 1213262.1308 | 2675490.0622 | 1213278.6223 | 2675480.4576 | 1213296.7901 | 2675480.4115 | 1213300.4306
90 | 2675897.7258 | 1213521.9943 | 2675897.5688 | 1213522.3174
91 | 2675542.5371 | 1213542.1217 | 2675517.155 | 1213562.669 | 2675502.4613 | 1213573.6233 | 2675496.4534 | 1213577.1495
92 | 2675542.5371 | 1213542.1217 | 2675542.7013 | 1213530.3607 | 2675538.6535 | 1213518.2626
93 | 2675496.4534 | 1213577.1495 | 2675490.5635 | 1213569.559 | 2675470.2713 | 1213537.3149
94 | 2675538.6535 | 1213518.2626 | 2675536.4213 | 1213511.5914 | 2675530.6365 | 1213485.5126 | 2675527.2329 | 1213465.1565 | 2675524.5983 | 1213447.6564 | 2675506.0161 | 1213402.7369 | 2675491.3094 | 1213373.2986 | 2675486.2923 | 1213357.8291
95 | 2675470.2713 | 1213537.3149 | 2675470.2713 | 1213537.3149 | 2675468.1714 | 1213528.8407
96 | 2675486.2923 | 1213357.8291 | 2675485.5589 | 1213355.5678
97 | 2676004.1963 | 1213820.5021 | 2676001.2175 | 1213815.0007
98 | 2676001.2175 | 1213815.0007 | 2675993.6811 | 1213801.0828
99 | 2675990.5313 | 1213795.2657 | 2675993.6811 | 1213801.0828
100 | 2675981.9497 | 1213779.4174 | 2675990.5313 | 1213795.2657
101 | 2675981.9497 | 1213779.4174 | 2675978.8437 | 1213773.6812
102 | 2675978.8437 | 1213773.6812 | 2675970.1303 | 1213757.5896
103 | 2675970.1303 | 1213757.5896 | 2675963.2882 | 1213744.9536
104 | 2675963.2882 | 1213744.9536 | 2675959.2581 | 1213737.511
105 | 2675959.2581 | 1213737.511 | 2675955.7499 | 1213731.0321
106 | 2675952.3677 | 1213724.7858 | 2675955.7499 | 1213731.0321
107 | 2675952.3677 | 1213724.7858 | 2675947.8812 | 1213716.5003
108 | 2675947.8812 | 1213716.5003 | 2675939.9292 | 1213701.8147
109 | 2675936.4883 | 1213699.0334 | 2675939.9292 | 1213701.8147 | 2675939.9292 | 1213701.8147
110 | 2675936.4883 | 1213699.0334 | 2675930.8313 | 1213694.4608 | 2675930.8313 | 1213694.4608
111 | 2675930.8313 | 1213694.4608 | 2675921.8425 | 1213692.2561 | 2675919.6813 | 1213692.4571
112 | 2676043.9107 | 1213877.2631 | 2676044.0303 | 1213885.7478 | 2676042.0854 | 1213894.1062 | 2676037.867 | 1213899.667 | 2676026.919 | 1213901.0172 | 2676013.2167 | 1213901.5318 | 2676004.7816 | 1213904.1816 | 2675996.6667 | 1213908.6857
113 | 2675933.5419 | 1213876.2916 | 2675933.3903 | 1213874.7634
114 | 2675930.9518 | 1213850.1843 | 2675933.3903 | 1213874.7634
115 | 2675466.4871 | 1213522.044 | 2675468.1714 | 1213528.8407
116 | 2675479.933 | 1213338.2211 | 2675479.933 | 1213338.2211 | 2675485.5589 | 1213355.5678
117 | 2675466.4871 | 1213522.044 | 2675460.0952 | 1213496.2488 | 2675458.3271 | 1213486.7225
118 | 2675479.933 | 1213338.2211 | 2675480.2313 | 1213314.6654 | 2675480.4115 | 1213300.4306
119 | 2675453.3107 | 1213459.6952 | 2675458.3271 | 1213486.7225

## bus_geodata
| x | y | coords
0 | 2675838.3013 | 1213650.4053
1 | 2675825.1454 | 1213614.2835
2 | 2675856.1914 | 1213700.2943
3 | 2675816.1682 | 1213589.6351
4 | 2675860.9525 | 1213714.1509
5 | 2675808.7582 | 1213568.9944
6 | 2675830.3553 | 1213581.5214
7 | 2675876.4324 | 1213707.3184
8 | 2675861.8856 | 1213717.1276
9 | 2675791.4311 | 1213519.8427
10 | 2675878.4362 | 1213548.0328
11 | 2675884.2815 | 1213704.5526
12 | 2675863.7461 | 1213723.0628
13 | 2675755.9825 | 1213428.7452
14 | 2675893.4615 | 1213530.767
15 | 2675890.7654 | 1213702.0261
16 | 2675894.6937 | 1213724.4917
17 | 2675864.8002 | 1213726.4256
18 | 2676520.3603 | 1213894.0787
19 | 2676436.5704 | 1213848.8308
20 | 2676488.0959 | 1213741.3465
21 | 2676433.0035 | 1213853.3102
22 | 2676562.3442 | 1213271.0585
23 | 2676564.3067 | 1213287.5844
24 | 2676389.6416 | 1213103.8939
25 | 2676575.8941 | 1213408.1463
26 | 2676138.4909 | 1213103.409
27 | 2676629.1311 | 1213512.2301
28 | 2676621.3293 | 1213584.3317
29 | 2676737.9477 | 1213525.446
30 | 2676518.2612 | 1213514.6547
31 | 2676495.7308 | 1213506.0894
32 | 2676151.543 | 1213193.2214
33 | 2676139.2757 | 1213130.6166
34 | 2676134.2925 | 1213096.4965
35 | 2676114.6685 | 1213072.2691
36 | 2676105.8079 | 1213058.2503
37 | 2675935.6596 | 1213069.7262
38 | 2676490.7786 | 1213710.7705
39 | 2676372.8976 | 1213662.7958
40 | 2676442.9542 | 1213549.8676
41 | 2676383.5433 | 1213662.0954
42 | 2676327.1983 | 1213702.3387
43 | 2676463.1001 | 1213509.2196
44 | 2676416.0071 | 1213659.2568
45 | 2676268.7213 | 1213721.3226
46 | 2675977.8447 | 1213947.7722
47 | 2675966.388 | 1214024.2027
48 | 2675897.7541 | 1213902.8733
49 | 2675860.4534 | 1213946.1487
50 | 2675862.0202 | 1213921.2464
51 | 2675936.4112 | 1213905.2113
52 | 2675890.1755 | 1213850.1906
53 | 2675857.3501 | 1213889.1728
54 | 2675960.1283 | 1213909.3008
55 | 2675933.936 | 1213880.2631
56 | 2675887.4485 | 1213831.5675
57 | 2676226.5062 | 1213757.5836
58 | 2676254.8164 | 1213728.9051
59 | 2676192.2933 | 1213602.5902
60 | 2676179.1181 | 1213592.2431
61 | 2676143.5814 | 1213564.3341
62 | 2676473.3462 | 1213508.0956
63 | 2675872.6517 | 1213754.7819
64 | 2675873.097 | 1213756.6771
65 | 2675877.3395 | 1213776.0218
66 | 2675880.6387 | 1213737.6942
67 | 2675882.0659 | 1213800.0225
68 | 2675882.3985 | 1213801.9718
69 | 2675886.978 | 1213828.8098
70 | 2675904.2022 | 1213696.7902
71 | 2675902.2226 | 1213747.6196
72 | 2675778.047 | 1213152.0132
73 | 2675760.3129 | 1213120.8812
74 | 2675903.1076 | 1213412.6498
75 | 2675640.1121 | 1213032.0959
76 | 2675582.5503 | 1213134.1249
77 | 2675578.0668 | 1213142.4164
78 | 2675664.1483 | 1213265.7754
79 | 2675552.0742 | 1213148.6577
80 | 2675680.1779 | 1213230.9244
81 | 2675417.0352 | 1213186.6064
82 | 2675515.8122 | 1213192.9384
83 | 2675668.3837 | 1213467.9441
84 | 2675495.5732 | 1213262.1308
85 | 2675897.5688 | 1213522.3174
86 | 2675897.7258 | 1213521.9943
87 | 2675907.8099 | 1213360.0884
88 | 2675542.5371 | 1213542.1217
89 | 2675496.4534 | 1213577.1495
90 | 2675538.6535 | 1213518.2627
91 | 2675470.2713 | 1213537.3149
92 | 2675486.2923 | 1213357.8291
93 | 2676004.1963 | 1213820.5021
94 | 2676001.2175 | 1213815.0007
95 | 2675993.6811 | 1213801.0828
96 | 2675990.5313 | 1213795.2657
97 | 2675981.9497 | 1213779.4174
98 | 2675978.8437 | 1213773.6812
99 | 2675970.1303 | 1213757.5896
100 | 2675963.2882 | 1213744.9536
101 | 2675959.2581 | 1213737.511
102 | 2675955.7499 | 1213731.0321
103 | 2675952.3677 | 1213724.7858
104 | 2675947.8812 | 1213716.5003
105 | 2675939.9292 | 1213701.8147
106 | 2675936.4883 | 1213699.0334
107 | 2675930.8313 | 1213694.4608
108 | 2675919.6813 | 1213692.4571
109 | 2675996.6667 | 1213908.6857
110 | 2675933.5419 | 1213876.2916
111 | 2675933.3903 | 1213874.7634
112 | 2675930.9518 | 1213850.1843
113 | 2676043.9107 | 1213877.2631
114 | 2675468.1714 | 1213528.8407
115 | 2675485.5589 | 1213355.5678
116 | 2675466.4871 | 1213522.044
117 | 2675479.933 | 1213338.2211
118 | 2675480.4115 | 1213300.4306
119 | 2675458.3271 | 1213486.7225
120 | 2675453.3107 | 1213459.6952
121 | 2675884.2815 | 1213704.5526

## line_std_types
| c_nf_per_km | r_ohm_per_km | x_ohm_per_km | max_i_ka | type | q_mm2 | alpha | voltage_rating
NAYY 4x50 SE | 210 | 0.642 | 0.083 | 0.142 | cs | 50 | 0.00403 | LV
NAYY 4x120 SE | 264 | 0.225 | 0.08 | 0.242 | cs | 120 | 0.00403 | LV
NAYY 4x150 SE | 261 | 0.208 | 0.08 | 0.27 | cs | 150 | 0.00403 | LV
NA2XS2Y 1x95 RM/25 12/20 kV | 216 | 0.313 | 0.132 | 0.252 | cs | 95 | 0.00403 | MV
NA2XS2Y 1x185 RM/25 12/20 kV | 273 | 0.161 | 0.117 | 0.362 | cs | 185 | 0.00403 | MV
NA2XS2Y 1x240 RM/25 12/20 kV | 304 | 0.122 | 0.112 | 0.421 | cs | 240 | 0.00403 | MV
NA2XS2Y 1x95 RM/25 6/10 kV | 315 | 0.313 | 0.123 | 0.249 | cs | 95 | 0.00403 | MV
NA2XS2Y 1x185 RM/25 6/10 kV | 406 | 0.161 | 0.11 | 0.358 | cs | 185 | 0.00403 | MV
NA2XS2Y 1x240 RM/25 6/10 kV | 456 | 0.122 | 0.105 | 0.416 | cs | 240 | 0.00403 | MV
NA2XS2Y 1x150 RM/25 12/20 kV | 250 | 0.206 | 0.116 | 0.319 | cs | 150 | 0.00403 | MV
NA2XS2Y 1x120 RM/25 12/20 kV | 230 | 0.253 | 0.119 | 0.283 | cs | 120 | 0.00403 | MV
NA2XS2Y 1x70 RM/25 12/20 kV | 190 | 0.443 | 0.132 | 0.22 | cs | 70 | 0.00403 | MV
NA2XS2Y 1x150 RM/25 6/10 kV | 360 | 0.206 | 0.11 | 0.315 | cs | 150 | 0.00403 | MV
NA2XS2Y 1x120 RM/25 6/10 kV | 340 | 0.253 | 0.113 | 0.28 | cs | 120 | 0.00403 | MV
NA2XS2Y 1x70 RM/25 6/10 kV | 280 | 0.443 | 0.123 | 0.217 | cs | 70 | 0.00403 | MV
N2XS(FL)2Y 1x120 RM/35 64/110 kV | 112 | 0.153 | 0.166 | 0.366 | cs | 120 | 0.00393 | HV
N2XS(FL)2Y 1x185 RM/35 64/110 kV | 125 | 0.099 | 0.156 | 0.457 | cs | 185 | 0.00393 | HV
N2XS(FL)2Y 1x240 RM/35 64/110 kV | 135 | 0.075 | 0.149 | 0.526 | cs | 240 | 0.00393 | HV
N2XS(FL)2Y 1x300 RM/35 64/110 kV | 144 | 0.06 | 0.144 | 0.588 | cs | 300 | 0.00393 | HV
15-AL1/3-ST1A 0.4 | 11 | 1.8769 | 0.35 | 0.105 | ol | 16 | 0.00403 | LV
24-AL1/4-ST1A 0.4 | 11.25 | 1.2012 | 0.335 | 0.14 | ol | 24 | 0.00403 | LV
48-AL1/8-ST1A 0.4 | 12.2 | 0.5939 | 0.3 | 0.21 | ol | 48 | 0.00403 | LV
94-AL1/15-ST1A 0.4 | 13.2 | 0.306 | 0.29 | 0.35 | ol | 94 | 0.00403 | LV
34-AL1/6-ST1A 10.0 | 9.7 | 0.8342 | 0.36 | 0.17 | ol | 34 | 0.00403 | MV
48-AL1/8-ST1A 10.0 | 10.1 | 0.5939 | 0.35 | 0.21 | ol | 48 | 0.00403 | MV
70-AL1/11-ST1A 10.0 | 10.4 | 0.4132 | 0.339 | 0.29 | ol | 70 | 0.00403 | MV
94-AL1/15-ST1A 10.0 | 10.75 | 0.306 | 0.33 | 0.35 | ol | 94 | 0.00403 | MV
122-AL1/20-ST1A 10.0 | 11.1 | 0.2376 | 0.323 | 0.41 | ol | 122 | 0.00403 | MV
149-AL1/24-ST1A 10.0 | 11.25 | 0.194 | 0.315 | 0.47 | ol | 149 | 0.00403 | MV
34-AL1/6-ST1A 20.0 | 9.15 | 0.8342 | 0.382 | 0.17 | ol | 34 | 0.00403 | MV
48-AL1/8-ST1A 20.0 | 9.5 | 0.5939 | 0.372 | 0.21 | ol | 48 | 0.00403 | MV
70-AL1/11-ST1A 20.0 | 9.7 | 0.4132 | 0.36 | 0.29 | ol | 70 | 0.00403 | MV
94-AL1/15-ST1A 20.0 | 10 | 0.306 | 0.35 | 0.35 | ol | 94 | 0.00403 | MV
122-AL1/20-ST1A 20.0 | 10.3 | 0.2376 | 0.344 | 0.41 | ol | 122 | 0.00403 | MV
149-AL1/24-ST1A 20.0 | 10.5 | 0.194 | 0.337 | 0.47 | ol | 149 | 0.00403 | MV
184-AL1/30-ST1A 20.0 | 10.75 | 0.1571 | 0.33 | 0.535 | ol | 184 | 0.00403 | MV
243-AL1/39-ST1A 20.0 | 11 | 0.1188 | 0.32 | 0.645 | ol | 243 | 0.00403 | MV
48-AL1/8-ST1A 110.0 | 8 | 0.5939 | 0.46 | 0.21 | ol | 48 | 0.00403 | HV
70-AL1/11-ST1A 110.0 | 8.4 | 0.4132 | 0.45 | 0.29 | ol | 70 | 0.00403 | HV
94-AL1/15-ST1A 110.0 | 8.65 | 0.306 | 0.44 | 0.35 | ol | 94 | 0.00403 | HV
122-AL1/20-ST1A 110.0 | 8.5 | 0.2376 | 0.43 | 0.41 | ol | 122 | 0.00403 | HV
149-AL1/24-ST1A 110.0 | 8.75 | 0.194 | 0.41 | 0.47 | ol | 149 | 0.00403 | HV
184-AL1/30-ST1A 110.0 | 8.8 | 0.1571 | 0.4 | 0.535 | ol | 184 | 0.00403 | HV
243-AL1/39-ST1A 110.0 | 9 | 0.1188 | 0.39 | 0.645 | ol | 243 | 0.00403 | HV
305-AL1/39-ST1A 110.0 | 9.2 | 0.0949 | 0.38 | 0.74 | ol | 305 | 0.00403 | HV
490-AL1/64-ST1A 110.0 | 9.75 | 0.059 | 0.37 | 0.96 | ol | 490 | 0.00403 | HV
679-AL1/86-ST1A 110.0 | 9.95 | 0.042 | 0.36 | 1.15 | ol | 679 | 0.00403 | HV
490-AL1/64-ST1A 220.0 | 10 | 0.059 | 0.285 | 0.96 | ol | 490 | 0.00403 | HV
679-AL1/86-ST1A 220.0 | 11.7 | 0.042 | 0.275 | 1.15 | ol | 679 | 0.00403 | HV
490-AL1/64-ST1A 380.0 | 11 | 0.059 | 0.253 | 0.96 | ol | 490 | 0.00403 | HV
679-AL1/86-ST1A 380.0 | 14.6 | 0.042 | 0.25 | 1.15 | ol | 679 | 0.00403 | HV

## trafo_std_types
| i0_percent | pfe_kw | vkr_percent | sn_mva | vn_lv_kv | vn_hv_kv | vk_percent | shift_degree | vector_group | tap_side | tap_neutral | tap_min | tap_max | tap_step_degree | tap_step_percent | tap_phase_shifter
160 MVA 380/110 kV | 0.06 | 60 | 0.25 | 160 | 110 | 380 | 12.2 | 0 | Yy0 | hv | 0 | -9 | 9 | 0 | 1.5 | FALSE
100 MVA 220/110 kV | 0.06 | 55 | 0.26 | 100 | 110 | 220 | 12 | 0 | Yy0 | hv | 0 | -9 | 9 | 0 | 1.5 | FALSE
63 MVA 110/20 kV | 0.04 | 22 | 0.32 | 63 | 20 | 110 | 18 | 150 | YNd5 | hv | 0 | -9 | 9 | 0 | 1.5 | FALSE
40 MVA 110/20 kV | 0.05 | 18 | 0.34 | 40 | 20 | 110 | 16.2 | 150 | YNd5 | hv | 0 | -9 | 9 | 0 | 1.5 | FALSE
25 MVA 110/20 kV | 0.07 | 14 | 0.41 | 25 | 20 | 110 | 12 | 150 | YNd5 | hv | 0 | -9 | 9 | 0 | 1.5 | FALSE
63 MVA 110/10 kV | 0.04 | 22 | 0.32 | 63 | 10 | 110 | 18 | 150 | YNd5 | hv | 0 | -9 | 9 | 0 | 1.5 | FALSE
40 MVA 110/10 kV | 0.05 | 18 | 0.34 | 40 | 10 | 110 | 16.2 | 150 | YNd5 | hv | 0 | -9 | 9 | 0 | 1.5 | FALSE
25 MVA 110/10 kV | 0.07 | 14 | 0.41 | 25 | 10 | 110 | 12 | 150 | YNd5 | hv | 0 | -9 | 9 | 0 | 1.5 | FALSE
0.25 MVA 20/0.4 kV | 0.32 | 0.8 | 1.44 | 0.25 | 0.4 | 20 | 6 | 150 | Yzn5 | hv | 0 | -2 | 2 | 0 | 2.5 | FALSE
0.4 MVA 20/0.4 kV | 0.3375 | 1.35 | 1.425 | 0.4 | 0.4 | 20 | 6 | 150 | Dyn5 | hv | 0 | -2 | 2 | 0 | 2.5 | FALSE
0.63 MVA 20/0.4 kV | 0.2619 | 1.65 | 1.206 | 0.63 | 0.4 | 20 | 6 | 150 | Dyn5 | hv | 0 | -2 | 2 | 0 | 2.5 | FALSE
0.25 MVA 10/0.4 kV | 0.24 | 0.6 | 1.2 | 0.25 | 0.4 | 10 | 4 | 150 | Dyn5 | hv | 0 | -2 | 2 | 0 | 2.5 | FALSE
0.4 MVA 10/0.4 kV | 0.2375 | 0.95 | 1.325 | 0.4 | 0.4 | 10 | 4 | 150 | Dyn5 | hv | 0 | -2 | 2 | 0 | 2.5 | FALSE
0.63 MVA 10/0.4 kV | 0.1873 | 1.18 | 1.0794 | 0.63 | 0.4 | 10 | 4 | 150 | Dyn5 | hv | 0 | -2 | 2 | 0 | 2.5 | FALSE

## trafo3w_std_types
| sn_hv_mva | sn_mv_mva | sn_lv_mva | vn_hv_kv | vn_mv_kv | vn_lv_kv | vk_hv_percent | vk_mv_percent | vk_lv_percent | vkr_hv_percent | vkr_mv_percent | vkr_lv_percent | pfe_kw | i0_percent | shift_mv_degree | shift_lv_degree | vector_group | tap_side | tap_neutral | tap_min | tap_max | tap_step_percent
63/25/38 MVA 110/20/10 kV | 63 | 25 | 38 | 110 | 20 | 10 | 10.4 | 10.4 | 10.4 | 0.28 | 0.32 | 0.35 | 35 | 0.89 | 0 | 0 | YN0yn0yn0 | hv | 0 | -10 | 10 | 1.2
63/25/38 MVA 110/10/10 kV | 63 | 25 | 38 | 110 | 10 | 10 | 10.4 | 10.4 | 10.4 | 0.28 | 0.32 | 0.35 | 35 | 0.89 | 0 | 0 | YN0yn0yn0 | hv | 0 | -10 | 10 | 1.2

## fuse_std_types
| fuse_type | i_rated_a | t_avg | t_min | t_total | x_avg | x_min | x_total
HV 100A | HV 100A | 100 | 0 | [10.0, 3.64, 0.854, 0.281, 0.1, 0.0531, 0.022, 0.01] | [10.0, 4.267, 1.21, 0.403, 0.1, 0.058, 0.022, 0.01] | 0 | [300.0, 350.0, 450.0, 550.0, 700.0, 850.0, 1200.0, 1752.0] | [600.0, 700.0, 900.0, 1150.0, 1665.0, 2000.0, 3000.0, 4313.0]
HV 10A | HV 10A | 10 | 0 | [10.0, 1675.0, 0.344, 0.156, 0.1, 0.0417, 0.0171, 0.01] | [10.0, 1.3, 0.3, 0.155, 0.1, 0.0555, 0.023, 0.01] | 0 | [30.0, 32.0, 35.0, 37.0, 39.0, 50.0, 70.0, 88.0] | [60.0, 70.0, 80.0, 87.0, 94.0, 110.0, 150.0, 216.0]
HV 125A | HV 125A | 125 | 0 | [10.0, 1.82, 0.344, 0.1, 0.0467, 0.0269, 0.01] | [10.0, 2.478, 0.426, 0.1, 0.0427, 0.0211, 0.01] | 0 | [375.0, 500.0, 700.0, 925.0, 1200.0, 1500.0, 2341.0] | [750.0, 1000.0, 1500.0, 2200.0, 3000.0, 4000.0, 5765.0]
HV 160A | HV 160A | 160 | 0 | [10.0, 4.15, 1.03, 0.198, 0.1, 0.051, 0.0172, 0.01] | [10.0, 2.3, 0.734, 0.274, 0.1, 0.046, 0.0177, 0.01] | 0 | [480.0, 550.0, 700.0, 1000.0, 1260.0, 1600.0, 2500.0, 3227.0] | [960.0, 1300.0, 1700.0, 2200.0, 2996.0, 4000.0, 6000.0, 7946.0]
HV 16A | HV 16A | 16 | 0 | [10.0, 0.352, 0.164, 0.1, 0.0649, 0.0342, 0.01] | [10.0, 2.34, 0.722, 0.181, 0.1, 0.055, 0.0296, 0.01] | 0 | [48.0, 60.0, 65.0, 71.0, 80.0, 100.0, 162.0] | [96.0, 110.0, 125.0, 150.0, 168.0, 200.0, 250.0, 398.0]
HV 200A | HV 200A | 200 | 0 | [10.0, 4.267, 1.21, 0.403, 0.1, 0.058, 0.022, 0.01] | [10.0, 3.73, 1.654, 0.328, 0.1, 0.0531, 0.019, 0.01] | 0 | [600.0, 700.0, 900.0, 1150.0, 1665.0, 2000.0, 3000.0, 4313.0] | [1200.0, 1500.0, 1800.0, 2700.0, 3960.0, 5000.0, 7500.0, 10620.0]
HV 20A | HV 20A | 20 | 0 | [10.0, 1.3, 0.3, 0.155, 0.1, 0.0555, 0.023, 0.01] | [10.0, 1.3, 0.161, 0.1, 0.0611, 0.0399, 0.0141, 0.01] | 0 | [60.0, 70.0, 80.0, 87.0, 94.0, 110.0, 150.0, 216.0] | [120.0, 150.0, 200.0, 223.0, 260.0, 300.0, 450.0, 532.0]
HV 25A | HV 25A | 25 | 0 | [10.0, 2.512, 0.833, 0.299, 0.1, 0.0372, 0.0223, 0.01] | [10.0, 3.125, 0.597, 0.198, 0.1, 0.0378, 0.022, 0.01] | 0 | [75.0, 82.0, 90.0, 100.0, 124.0, 170.0, 200.0, 289.0] | [150.0, 170.0, 210.0, 250.0, 294.0, 400.0, 500.0, 711.0]
HV 31.5A | HV 31.5A | 31.5 | 0 | [10.0, 2.34, 0.722, 0.181, 0.1, 0.055, 0.0296, 0.01] | [10.0, 2.84, 0.368, 0.164, 0.1, 0.0621, 0.0378, 0.0195, 0.01] | 0 | [95.0, 110.0, 125.0, 150.0, 165.0, 200.0, 250.0, 390.0] | [189.0, 220.0, 300.0, 350.0, 393.0, 450.0, 530.0, 700.0, 960.0]
HV 40A | HV 40A | 40 | 0 | [10.0, 1.3, 0.161, 0.1, 0.0611, 0.0399, 0.0141, 0.01] | [10.0, 2.05, 0.369, 0.198, 0.1, 0.051, 0.0298, 0.01] | 0 | [120.0, 150.0, 200.0, 223.0, 260.0, 300.0, 450.0, 532.0] | [240.0, 300.0, 400.0, 450.0, 530.0, 650.0, 800.0, 1311.0]
HV 50A | HV 50A | 50 | 0 | [10.0, 3.215, 0.597, 0.198, 0.1, 0.0378, 0.022, 0.01] | [10.0, 3.64, 0.854, 0.281, 0.1, 0.0531, 0.022, 0.01] | 0 | [150.0, 170.0, 210.0, 250.0, 294.0, 400.0, 500.0, 711.0] | [300.0, 350.0, 450.0, 550.0, 700.0, 850.0, 1200.0, 1752.0]
HV 6.3A | HV 6.3A | 6.3 | 0 | [10.0, 1.39, 0.344, 0.168, 0.1, 0.056, 0.0263, 0.01] | [10.0, 1.711, 0.516, 0.198, 0.1, 0.0634, 0.0303, 0.01] | 0 | [19.0, 19.5, 20.4, 20.8, 22.0, 25.0, 32.0, 48.0] | [38.0, 40.0, 43.0, 48.0, 53.0, 60.0, 75.0, 118.0]
HV 63A | HV 63A | 63 | 0 | [10.0, 2.84, 0.368, 0.164, 0.1, 0.0621, 0.0378, 0.0195, 0.01] | [10.0, 1.82, 0.344, 0.1, 0.0467, 0.0269, 0.01] | 0 | [189.0, 220.0, 300.0, 350.0, 393.0, 450.0, 530.0, 700.0, 961.0] | [378.0, 500.0, 700.0, 934.0, 1200.0, 1500.0, 2366.0]
HV 80A | HV 80A | 80 | 0 | [10.0, 2.05, 0.369, 0.198, 0.1, 0.051, 0.0298, 0.01] | [10.0, 4.15, 1.03, 0.198, 0.1, 0.051, 0.0172, 0.01] | 0 | [240.0, 300.0, 400.0, 450.0, 530.0, 650.0, 800.0, 1311.0] | [480.0, 550.0, 700.0, 1000.0, 1260.0, 1600.0, 2500.0, 3227.0]
Siemens NH-1-100 | Siemens NH-1-100 | 100 | [5400.0, 2000.0, 400.0, 20.0, 1.0, 0.2, 0.012, 0.004] | 0 | 0 | [150.0, 190.0, 250.0, 430.0, 900.0, 1250.0, 2700.0, 3600.0] | 0 | 0
Siemens NH-1-125 | Siemens NH-1-125 | 125 | [4800.0, 120.0, 7.0, 0.1, 0.004] | 0 | 0 | [180.0, 400.0, 740.0, 2000.0, 4250.0] | 0 | 0
Siemens NH-1-16 | Siemens NH-1-16 | 16 | [4000.0, 400.0, 2.0, 0.1, 0.04, 0.01] | 0 | 0 | [26.0, 35.0, 75.0, 150.0, 200.0, 300.0] | 0 | 0
Siemens NH-1-160 | Siemens NH-1-160 | 160 | [4800.0, 120.0, 7.0, 0.1, 0.004] | 0 | 0 | [210.0, 500.0, 900.0, 2300.0, 5000.0] | 0 | 0
Siemens NH-1-25 | Siemens NH-1-25 | 25 | [4000.0, 1000.0, 10.0, 0.2, 0.02, 0.01] | 0 | 0 | [40.0, 50.0, 100.0, 210.0, 400.0, 500.0] | 0 | 0
Siemens NH-1-50 | Siemens NH-1-50 | 50 | [4000.0, 40.0, 4.0, 1.0, 0.02, 0.01] | 0 | 0 | [86.0, 200.0, 300.0, 400.0, 1000.0, 1280.0] | 0 | 0
Siemens NH-1-63 | Siemens NH-1-63 | 63 | [4000.0, 100.0, 10.0, 2.0, 0.04, 0.01] | 0 | 0 | [100.0, 200.0, 300.0, 400.0, 1000.0, 1500.0] | 0 | 0
Siemens NH-1-80 | Siemens NH-1-80 | 80 | [4800.0, 120.0, 7.0, 0.1, 0.01] | 0 | 0 | [150.58, 250.0, 450.0, 1150.0, 2470.0] | 0 | 0
Siemens NH-2-1000 | Siemens NH-2-1000 | 1000 | [4800.0, 120.0, 7.0, 0.1, 0.004] | 0 | 0 | [1900.0, 3500.0, 8400.0, 24000.0, 52000.0] | 0 | 0
Siemens NH-2-200 | Siemens NH-2-200 | 200 | [4800.0, 120.0, 7.0, 0.1, 0.004] | 0 | 0 | [280.0, 650.0, 1200.0, 3000.0, 7000.0] | 0 | 0
Siemens NH-2-224 | Siemens NH-2-224 | 224 | [4800.0, 120.0, 7.0, 0.2, 0.04, 0.004] | 0 | 0 | [400.0, 750.0, 1453.0, 3025.0, 4315.0, 7600.0] | 0 | 0
Siemens NH-2-250 | Siemens NH-2-250 | 250 | [4800.0, 120.0, 7.0, 0.1, 0.004] | 0 | 0 | [450.0, 800.0, 1650.0, 4000.0, 8500.0] | 0 | 0
Siemens NH-2-315 | Siemens NH-2-315 | 315 | [4800.0, 120.0, 7.0, 0.1, 0.004] | 0 | 0 | [550.0, 920.0, 1900.0, 5000.0, 11000.0] | 0 | 0
Siemens NH-2-355 | Siemens NH-2-355 | 355 | [4800.0, 120.0, 6.0, 0.1, 0.004] | 0 | 0 | [650.0, 1116.27, 2350.0, 5840.0, 12790.0] | 0 | 0
Siemens NH-2-400 | Siemens NH-2-400 | 400 | [4800.0, 120.0, 7.0, 0.1, 0.004] | 0 | 0 | [720.0, 1350.0, 2800.0, 6500.0, 15000.0] | 0 | 0
Siemens NH-2-425 | Siemens NH-2-425 | 425 | [4800.0, 120.0, 7.0, 0.1, 0.004] | 0 | 0 | [850.0, 1500.0, 3050.0, 7500.0, 16500.0] | 0 | 0
Siemens NH-2-630 | Siemens NH-2-630 | 630 | [4800.0, 120.0, 7.0, 0.1, 0.004] | 0 | 0 | [1200.0, 2000.0, 4800.0, 12000.0, 26000.0] | 0 | 0

## res_bus
| vm_pu | va_degree | p_mw | q_mvar
0 | 0.99428 | -0.10886 | 0.0090447 | 0.0022668
1 | 0.99325 | -0.12869 | 0.006026 | 0.0015102
2 | 0.99582 | -0.079488 | 0.012735 | 0.0031916
3 | 0.99258 | -0.14154 | 0 | 0
4 | 0.99629 | -0.070564 | 0 | 0
5 | 0.99231 | -0.14666 | 0 | 0
6 | 0.99236 | -0.14573 | 0 | 0
7 | 0.99762 | -0.045302 | 0.00079118 | 0.00019829
8 | 0.99615 | -0.073322 | 0.015871 | 0.0039776
9 | 0.99167 | -0.15882 | 0.0041952 | 0.0010514
10 | 0.99157 | -0.16087 | 0.0019153 | 0.00048001
11 | 0.99827 | -0.032892 | 0 | 0
12 | 0.99588 | -0.078389 | 0.029897 | 0.007493
13 | 0.98947 | -0.20096 | 0 | 0
14 | 0.99127 | -0.16664 | 0.0010617 | 0.00026609
15 | 0.99883 | -0.022189 | 0.00072774 | 0.00018239
16 | 0.99804 | -0.037341 | 0.0030715 | 0.00076979
17 | 0.99576 | -0.080798 | 0.010635 | 0.0026653
18 | 0.97285 | -0.52675 | 0.00089595 | 0.00022455
19 | 0.97295 | -0.52467 | 0 | 0
20 | 0.97357 | -0.51251 | 0.00062171 | 0.00015581
21 | 0.97292 | -0.5252 | 0 | 0
22 | 0.9784 | -0.4172 | 0.0016536 | 0.00041442
23 | 0.97828 | -0.4196 | 0.00056968 | 0.00014278
24 | 0.98018 | -0.38224 | 0.0012692 | 0.00031808
25 | 0.97744 | -0.43613 | 0 | 0
26 | 0.98211 | -0.34437 | 0.0010751 | 0.00026944
27 | 0.97662 | -0.45217 | 0 | 0
28 | 0.97611 | -0.46231 | 0 | 0
29 | 0.9766 | -0.45255 | 0.00018608 | 4.6636e-05
30 | 0.97521 | -0.48004 | 0.00076855 | 0.00019262
31 | 0.97505 | -0.48326 | 0.0017613 | 0.00044143
32 | 0.98171 | -0.35227 | 0.0040788 | 0.0010222
33 | 0.98195 | -0.3475 | 0.0022792 | 0.00057122
34 | 0.98219 | -0.34286 | 0.001973 | 0.00049449
35 | 0.9825 | -0.33684 | 0.001113 | 0.00027894
36 | 0.98267 | -0.33354 | 0 | 0
37 | 0.98456 | -0.29655 | 0.0020407 | 0.00051144
38 | 0.97372 | -0.5094 | 0 | 0
39 | 0.97197 | -0.54414 | 0.00099126 | 0.00024843
40 | 0.9746 | -0.49209 | 0.0011142 | 0.00027925
41 | 0.97194 | -0.54472 | 0.0015657 | 0.00039239
42 | 0.97171 | -0.54931 | 0.0021391 | 0.00053611
43 | 0.97485 | -0.48714 | 0 | 0
44 | 0.9719 | -0.54552 | 0.00134 | 0.00033583
45 | 0.97149 | -0.55357 | 0.0041802 | 0.0010477
46 | 0.97824 | -0.41983 | 0.016405 | 0.0041115
47 | 0.97942 | -0.39676 | 0 | 0
48 | 0.98209 | -0.3446 | 0 | 0
49 | 0.9808 | -0.36986 | 0 | 0
50 | 0.98038 | -0.37793 | 0.011858 | 0.0029718
51 | 0.98093 | -0.36727 | 0 | 0
52 | 0.98536 | -0.28093 | 0.0070716 | 0.0017723
53 | 0.98021 | -0.38128 | 0.0057021 | 0.0014291
54 | 0.98057 | -0.37421 | 0.0050835 | 0.001274
55 | 0.98054 | -0.37478 | 0.0026154 | 0.00065548
56 | 0.98664 | -0.25613 | 0.012286 | 0.0030792
57 | 0.9712 | -0.55937 | 0.0064705 | 0.0016217
58 | 0.97146 | -0.55432 | 0 | 0
59 | 0.97118 | -0.55976 | 0.00047514 | 0.00011908
60 | 0.97113 | -0.56077 | 0.0011936 | 0.00029914
61 | 0.97104 | -0.5625 | 0.0020634 | 0.00051714
62 | 0.9749 | -0.48605 | 0.0038244 | 0.00095848
63 | 0.99379 | -0.11836 | 0.015357 | 0.0038488
64 | 0.99356 | -0.12282 | 0 | 0
65 | 0.99143 | -0.16371 | 0.020805 | 0.0052142
66 | 0.99322 | -0.12946 | 0.012886 | 0.0032296
67 | 0.98926 | -0.2054 | 0.0038864 | 0.00097403
68 | 0.98909 | -0.20864 | 0.0031427 | 0.00078764
69 | 0.98686 | -0.25184 | 0.0030732 | 0.00077021
70 | 1 | 0 | -0.41175 | -0.10443
71 | 0.99786 | -0.040785 | 0.0080911 | 0.0020278
72 | 0.98645 | -0.25991 | 0.00064227 | 0.00016097
73 | 0.98636 | -0.26169 | 0.0027622 | 0.00069226
74 | 0.98978 | -0.19531 | 0 | 0
75 | 0.97145 | -0.55224 | 0.00091663 | 0.00022973
76 | 0.97156 | -0.55006 | 0.00069483 | 0.00017414
77 | 0.97157 | -0.54978 | 0 | 0
78 | 0.97051 | -0.57072 | 0 | 0
79 | 0.97183 | -0.54471 | 0 | 0
80 | 0.97015 | -0.57799 | 0.0075349 | 0.0018884
81 | 0.97166 | -0.54807 | 0.0012997 | 0.00032574
82 | 0.9724 | -0.53348 | 0.002874 | 0.00072029
83 | 0.98506 | -0.28599 | 0.011795 | 0.002956
84 | 0.9733 | -0.51569 | 0.0026562 | 0.0006657
85 | 0.99115 | -0.16894 | 0.0011336 | 0.00028411
86 | 0.99115 | -0.16903 | 0.0012346 | 0.00030942
87 | 0.98962 | -0.19846 | 0.0033521 | 0.00084011
88 | 0.97992 | -0.38574 | 0 | 0
89 | 0.97965 | -0.39103 | 0 | 0
90 | 0.9792 | -0.39985 | 0.005715 | 0.0014323
91 | 0.97943 | -0.3954 | 0.00098379 | 0.00024656
92 | 0.97509 | -0.48034 | 0.0010566 | 0.00026481
93 | 0.99505 | -0.095178 | 0.0027361 | 0.00068574
94 | 0.99507 | -0.094876 | 0.0047581 | 0.0011925
95 | 0.99518 | -0.092788 | 0.0030144 | 0.00075548
96 | 0.99524 | -0.091565 | 0.0040463 | 0.0010141
97 | 0.99548 | -0.08695 | 0.0053418 | 0.0013388
98 | 0.9956 | -0.084667 | 0.0037546 | 0.000941
99 | 0.99599 | -0.077059 | 0.0033661 | 0.00084363
100 | 0.99634 | -0.07024 | 0.0043563 | 0.0010918
101 | 0.99659 | -0.065578 | 0.0045811 | 0.0011481
102 | 0.99683 | -0.06093 | 0.002937 | 0.00073608
103 | 0.99708 | -0.056085 | 0.0031782 | 0.00079652
104 | 0.99744 | -0.049138 | 0.0045242 | 0.0011339
105 | 0.99815 | -0.035514 | 0.0012103 | 0.00030333
106 | 0.99834 | -0.031814 | 0.0029013 | 0.00072715
107 | 0.99868 | -0.025366 | 0.001033 | 0.0002589
108 | 0.99922 | -0.01504 | 0.0014184 | 0.00035549
109 | 0.98019 | -0.38178 | 0.0027972 | 0.00070105
110 | 0.98049 | -0.37578 | 0.0069282 | 0.0017364
111 | 0.98048 | -0.37598 | 0.0022923 | 0.00057451
112 | 0.98038 | -0.37808 | 0.004691 | 0.0011757
113 | 0.97969 | -0.39152 | 0.0080265 | 0.0020116
114 | 0.97939 | -0.39604 | 0.00041205 | 0.00010327
115 | 0.97503 | -0.48143 | 0.00222 | 0.0005564
116 | 0.97937 | -0.39651 | 0.0012803 | 0.00032087
117 | 0.97465 | -0.48902 | 0.001866 | 0.00046765
118 | 0.97392 | -0.50346 | 0.0048151 | 0.0012068
119 | 0.97929 | -0.39806 | 0.00068092 | 0.00017066
120 | 0.97925 | -0.3989 | 0.0016781 | 0.00042058
121 | 0.99998 | 149.9956 | 0 | 0

## res_line
| p_from_mw | q_from_mvar | p_to_mw | q_to_mvar | pl_mw | ql_mvar | i_from_ka | i_to_ka | i_ka | vm_from_pu | va_from_degree | vm_to_pu | va_to_degree | loading_percent
0 | 0.1181 | 0.030068 | -0.11798 | -0.029997 | 0.00011279 | 7.0193e-05 | 0.17691 | 0.17691 | 0.17691 | 0.99428 | -0.10886 | 0.99325 | -0.12869 | 12.1501
1 | -0.12714 | -0.032334 | 0.12732 | 0.032447 | 0.00018021 | 0.00011258 | 0.19044 | 0.19044 | 0.19044 | 0.99428 | -0.10886 | 0.99582 | -0.079488 | 13.0797
2 | 0.11196 | 0.028487 | -0.11189 | -0.028444 | 6.931e-05 | 4.3001e-05 | 0.16788 | 0.16788 | 0.16788 | 0.99325 | -0.12869 | 0.99258 | -0.14154 | 11.5301
3 | -0.14005 | -0.035639 | 0.14012 | 0.035676 | 6.027e-05 | 3.781e-05 | 0.20947 | 0.20947 | 0.20947 | 0.99582 | -0.079488 | 0.99629 | -0.070564 | 14.3866
4 | 0.053383 | 0.013632 | -0.05337 | -0.013624 | 1.3195e-05 | 7.3114e-06 | 0.080119 | 0.08012 | 0.08012 | 0.99258 | -0.14154 | 0.99231 | -0.14666 | 5.5027
5 | 0.058504 | 0.014812 | -0.058492 | -0.014806 | 1.1776e-05 | 6.6935e-06 | 0.08776 | 0.08776 | 0.08776 | 0.99258 | -0.14154 | 0.99236 | -0.14573 | 6.0275
6 | -0.34289 | -0.087054 | 0.34331 | 0.08732 | 0.00041734 | 0.00026621 | 0.51252 | 0.51252 | 0.51252 | 0.99629 | -0.070564 | 0.99762 | -0.045302 | 35.2004
7 | 0.20277 | 0.051378 | -0.20275 | -0.051361 | 2.6859e-05 | 1.7027e-05 | 0.30305 | 0.30305 | 0.30305 | 0.99629 | -0.070564 | 0.99615 | -0.073322 | 20.8138
8 | 0.05337 | 0.013624 | -0.053339 | -0.013607 | 3.1365e-05 | 1.7382e-05 | 0.08012 | 0.08012 | 0.08012 | 0.99231 | -0.14666 | 0.99167 | -0.15882 | 5.5028
9 | 0.058492 | 0.014806 | -0.05845 | -0.014782 | 4.2477e-05 | 2.4148e-05 | 0.08776 | 0.087761 | 0.087761 | 0.99236 | -0.14573 | 0.99157 | -0.16087 | 6.0275
10 | -0.3441 | -0.087519 | 0.3443 | 0.08765 | 0.00020588 | 0.00013133 | 0.5137 | 0.5137 | 0.5137 | 0.99762 | -0.045302 | 0.99827 | -0.032892 | 35.2814
11 | 0.18687 | 0.047383 | -0.18683 | -0.047354 | 4.5502e-05 | 2.8797e-05 | 0.27934 | 0.27934 | 0.27934 | 0.99615 | -0.073322 | 0.99588 | -0.078389 | 19.1856
12 | 0.049143 | 0.012556 | -0.049043 | -0.012494 | 9.9911e-05 | 6.1426e-05 | 0.073826 | 0.073826 | 0.073826 | 0.99167 | -0.15882 | 0.98947 | -0.20096 | 10.141
13 | 0.056535 | 0.014302 | -0.056519 | -0.014293 | 1.5652e-05 | 8.822e-06 | 0.084887 | 0.084887 | 0.084887 | 0.99157 | -0.16087 | 0.99127 | -0.16664 | 5.8302
14 | -0.35547 | -0.090449 | 0.35565 | 0.090566 | 0.00018349 | 0.00011707 | 0.53034 | 0.53034 | 0.53034 | 0.99827 | -0.032892 | 0.99883 | -0.022189 | 36.4246
15 | 0.011166 | 0.0027993 | -0.011164 | -0.0027981 | 2.3666e-06 | 1.2169e-06 | 0.016645 | 0.016645 | 0.016645 | 0.99827 | -0.032892 | 0.99804 | -0.037341 | 4.5727
16 | 0.15693 | 0.039861 | -0.15691 | -0.03985 | 1.8194e-05 | 1.1461e-05 | 0.23467 | 0.23467 | 0.23467 | 0.99588 | -0.078389 | 0.99576 | -0.080798 | 16.1175
17 | 0.049043 | 0.012494 | -0.048843 | -0.012367 | 0.0002003 | 0.00012694 | 0.073826 | 0.073827 | 0.073827 | 0.98947 | -0.20096 | 0.98506 | -0.28599 | 20.2821
18 | 0.055457 | 0.014027 | -0.055451 | -0.014023 | 6.1107e-06 | 3.4265e-06 | 0.083293 | 0.083294 | 0.083294 | 0.99127 | -0.16664 | 0.99115 | -0.16894 | 5.7207
19 | -0.35638 | -0.090749 | 0.35676 | 0.090992 | 0.00038181 | 0.0002436 | 0.53143 | 0.53143 | 0.53143 | 0.99883 | -0.022189 | 1 | 0 | 36.499
20 | 0.0080924 | 0.0020283 | -0.0080911 | -0.0020278 | 1.3278e-06 | 5.3199e-07 | 0.012065 | 0.012065 | 0.012065 | 0.99804 | -0.037341 | 0.99786 | -0.040785 | 3.3147
21 | 0.14628 | 0.037184 | -0.14601 | -0.037016 | 0.00026413 | 0.00016828 | 0.21878 | 0.21878 | 0.21878 | 0.99576 | -0.080798 | 0.99379 | -0.11836 | 30.0521
22 | -0.00089595 | -0.00022455 | 0.00089604 | 0.00022304 | 8.8734e-08 | -1.5085e-06 | 0.0013704 | 0.0013698 | 0.0013704 | 0.97285 | -0.52675 | 0.97295 | -0.52467 | 0.37648
23 | -0.021344 | -0.0053359 | 0.021356 | 0.0053377 | 1.234e-05 | 1.7552e-06 | 0.032639 | 0.032636 | 0.032639 | 0.97295 | -0.52467 | 0.97357 | -0.51251 | 2.2417
24 | 0.020448 | 0.0051129 | -0.020448 | -0.0051128 | 5.2431e-07 | 5.1416e-08 | 0.031269 | 0.031269 | 0.031269 | 0.97295 | -0.52467 | 0.97292 | -0.5252 | 2.1476
25 | -0.021978 | -0.0054935 | 0.021981 | 0.005494 | 3.2459e-06 | 5.5048e-07 | 0.033587 | 0.033586 | 0.033587 | 0.97357 | -0.51251 | 0.97372 | -0.5094 | 2.3068
26 | 0.020448 | 0.0051128 | -0.020429 | -0.005111 | 1.8412e-05 | 1.8168e-06 | 0.031269 | 0.031272 | 0.031272 | 0.97292 | -0.5252 | 0.97197 | -0.54414 | 2.1478
27 | 0.030327 | 0.0075946 | -0.030324 | -0.0075933 | 3.4582e-06 | 1.3422e-06 | 0.046121 | 0.046122 | 0.046122 | 0.9784 | -0.4172 | 0.97828 | -0.4196 | 3.1677
28 | -0.031981 | -0.008009 | 0.032034 | 0.008031 | 5.3297e-05 | 2.2014e-05 | 0.048636 | 0.048632 | 0.048636 | 0.9784 | -0.4172 | 0.98018 | -0.38224 | 3.3404
29 | 0.029754 | 0.0074505 | -0.029731 | -0.0074416 | 2.3409e-05 | 8.8644e-06 | 0.045255 | 0.045257 | 0.045257 | 0.97828 | -0.4196 | 0.97744 | -0.43613 | 3.1083
30 | -0.033303 | -0.0083491 | 0.033363 | 0.0083749 | 6.0181e-05 | 2.5828e-05 | 0.050559 | 0.050554 | 0.050559 | 0.98018 | -0.38224 | 0.98211 | -0.34437 | 3.4724
31 | 0.029731 | 0.0074416 | -0.029708 | -0.007433 | 2.2682e-05 | 8.5994e-06 | 0.045257 | 0.04526 | 0.04526 | 0.97744 | -0.43613 | 0.97662 | -0.45217 | 3.1085
32 | -0.040798 | -0.010238 | 0.040801 | 0.010239 | 2.9401e-06 | 1.4662e-06 | 0.061819 | 0.061819 | 0.061819 | 0.98211 | -0.34437 | 0.98219 | -0.34286 | 4.2458
33 | 0.0063598 | 0.0015935 | -0.0063589 | -0.0015932 | 9.487e-07 | 2.6243e-07 | 0.0096357 | 0.0096358 | 0.0096358 | 0.98211 | -0.34437 | 0.98195 | -0.3475 | 2.6472
34 | 0.029522 | 0.0073878 | -0.029508 | -0.0073824 | 1.4249e-05 | 5.3607e-06 | 0.044977 | 0.044978 | 0.044978 | 0.97662 | -0.45217 | 0.97611 | -0.46231 | 3.0891
35 | 0.00018608 | 4.5231e-05 | -0.00018608 | -4.6636e-05 | 3.3832e-09 | -1.4047e-06 | 0.00028302 | 0.00028352 | 0.00028352 | 0.97662 | -0.45217 | 0.9766 | -0.45255 | 0.077891
36 | 0.029508 | 0.0073824 | -0.029483 | -0.0073731 | 2.4867e-05 | 9.3657e-06 | 0.044978 | 0.04498 | 0.04498 | 0.97611 | -0.46231 | 0.97521 | -0.48004 | 3.0893
37 | 0.028714 | 0.0071804 | -0.02871 | -0.0071788 | 4.397e-06 | 1.5946e-06 | 0.043808 | 0.043808 | 0.043808 | 0.97521 | -0.48004 | 0.97505 | -0.48326 | 3.0088
38 | 0.026948 | 0.0067374 | -0.026945 | -0.0067362 | 3.5747e-06 | 1.1629e-06 | 0.04112 | 0.04112 | 0.04112 | 0.97505 | -0.48326 | 0.9749 | -0.48605 | 2.8242
39 | -0.0040788 | -0.0010222 | 0.0040797 | 0.001022 | 9.2655e-07 | -2.246e-07 | 0.0061823 | 0.006182 | 0.0061823 | 0.98171 | -0.35227 | 0.98195 | -0.3475 | 1.6984
40 | -0.042774 | -0.010734 | 0.042786 | 0.01074 | 1.2276e-05 | 6.278e-06 | 0.064808 | 0.064807 | 0.064808 | 0.98219 | -0.34286 | 0.9825 | -0.33684 | 4.4511
41 | -0.043899 | -0.011019 | 0.043906 | 0.011023 | 6.913e-06 | 3.5793e-06 | 0.066493 | 0.066492 | 0.066493 | 0.9825 | -0.33684 | 0.98267 | -0.33354 | 4.5668
42 | -0.043906 | -0.011023 | 0.043984 | 0.011063 | 7.7596e-05 | 4.0156e-05 | 0.066492 | 0.066489 | 0.066492 | 0.98267 | -0.33354 | 0.98456 | -0.29655 | 4.5668
43 | -0.046025 | -0.011574 | 0.046105 | 0.011617 | 8.068e-05 | 4.2573e-05 | 0.069573 | 0.06957 | 0.069573 | 0.98456 | -0.29655 | 0.98645 | -0.25991 | 4.7784
44 | -0.021981 | -0.005494 | 0.022 | 0.0054971 | 1.8101e-05 | 3.0599e-06 | 0.033586 | 0.033583 | 0.033586 | 0.97372 | -0.5094 | 0.9746 | -0.49209 | 2.3067
45 | 0.0029058 | 0.00072777 | -0.0029057 | -0.00072785 | 7.9168e-08 | -8.1557e-08 | 0.0044484 | 0.0044484 | 0.0044484 | 0.97197 | -0.54414 | 0.97194 | -0.54472 | 1.2221
46 | 0.016532 | 0.0041348 | -0.016528 | -0.0041356 | 4.0637e-06 | -7.537e-07 | 0.025306 | 0.025308 | 0.025308 | 0.97197 | -0.54414 | 0.97171 | -0.54931 | 1.7382
47 | -0.023114 | -0.0057764 | 0.023119 | 0.0057775 | 5.4306e-06 | 1.1557e-06 | 0.035284 | 0.035283 | 0.035284 | 0.9746 | -0.49209 | 0.97485 | -0.48714 | 2.4234
48 | 0.00134 | 0.00033546 | -0.00134 | -0.00033583 | 5.1437e-08 | -3.7098e-07 | 0.0020514 | 0.0020516 | 0.0020516 | 0.97194 | -0.54472 | 0.9719 | -0.54552 | 0.56362
49 | 0.014389 | 0.0035995 | -0.014386 | -0.0036008 | 2.9146e-06 | -1.3073e-06 | 0.022032 | 0.022033 | 0.022033 | 0.97171 | -0.54931 | 0.97149 | -0.55357 | 1.5133
50 | -0.023119 | -0.0057775 | 0.02312 | 0.0057778 | 1.203e-06 | 2.5584e-07 | 0.035283 | 0.035283 | 0.035283 | 0.97485 | -0.48714 | 0.9749 | -0.48605 | 2.4233
51 | 0.010206 | 0.0025531 | -0.010205 | -0.0025536 | 3.6276e-07 | -5.5223e-07 | 0.01563 | 0.015631 | 0.015631 | 0.97149 | -0.55357 | 0.97146 | -0.55432 | 1.0735
52 | -0.016405 | -0.0041115 | 0.016423 | 0.0041221 | 1.8047e-05 | 1.0578e-05 | 0.024954 | 0.024954 | 0.024954 | 0.97824 | -0.41983 | 0.97942 | -0.39676 | 6.8555
53 | -0.016423 | -0.0041221 | 0.016464 | 0.0041461 | 4.0956e-05 | 2.3998e-05 | 0.024954 | 0.024953 | 0.024954 | 0.97942 | -0.39676 | 0.98209 | -0.3446 | 6.8554
54 | 0.032489 | 0.0081612 | -0.032454 | -0.0081392 | 3.5099e-05 | 2.1976e-05 | 0.049233 | 0.049233 | 0.049233 | 0.98209 | -0.3446 | 0.98093 | -0.36727 | 13.5256
55 | -0.066542 | -0.016725 | 0.066745 | 0.016854 | 0.00020296 | 0.00012922 | 0.10084 | 0.10084 | 0.10084 | 0.98209 | -0.3446 | 0.98536 | -0.28093 | 27.703
56 | 0.017589 | 0.0044176 | -0.017567 | -0.0044051 | 2.117e-05 | 1.2545e-05 | 0.026653 | 0.026653 | 0.026653 | 0.98209 | -0.3446 | 0.9808 | -0.36986 | 7.3223
57 | 0.017567 | 0.0044051 | -0.017561 | -0.0044011 | 6.7561e-06 | 4.004e-06 | 0.026653 | 0.026653 | 0.026653 | 0.9808 | -0.36986 | 0.98038 | -0.37793 | 7.3224
58 | 0.0057031 | 0.0014293 | -0.0057021 | -0.0014291 | 9.1071e-07 | 1.7422e-07 | 0.008656 | 0.0086562 | 0.0086562 | 0.98038 | -0.37793 | 0.98021 | -0.38128 | 2.3781
59 | 0.01592 | 0.0039934 | -0.015915 | -0.0039903 | 5.2642e-06 | 3.0654e-06 | 0.024151 | 0.024151 | 0.024151 | 0.98093 | -0.36727 | 0.98057 | -0.37421 | 6.635
60 | 0.016534 | 0.0041459 | -0.016528 | -0.0041424 | 5.9145e-06 | 3.4689e-06 | 0.025082 | 0.025082 | 0.025082 | 0.98093 | -0.36727 | 0.98054 | -0.37478 | 6.8907
61 | -0.073817 | -0.018626 | 0.073904 | 0.018682 | 8.7779e-05 | 5.5938e-05 | 0.11152 | 0.11152 | 0.11152 | 0.98536 | -0.28093 | 0.98664 | -0.25613 | 30.6367
62 | 0.010831 | 0.0027162 | -0.010827 | -0.0027142 | 3.9057e-06 | 2.0136e-06 | 0.016437 | 0.016437 | 0.016437 | 0.98057 | -0.37421 | 0.98019 | -0.38178 | 4.5158
63 | 0.013913 | 0.0034869 | -0.013912 | -0.0034865 | 6.6713e-07 | 3.7663e-07 | 0.021113 | 0.021113 | 0.021113 | 0.98054 | -0.37478 | 0.98049 | -0.37578 | 5.8003
64 | -0.086191 | -0.021762 | 0.086208 | 0.021773 | 1.7742e-05 | 1.1319e-05 | 0.13005 | 0.13005 | 0.13005 | 0.98664 | -0.25613 | 0.98686 | -0.25184 | 35.7272
65 | -0.0064705 | -0.0016217 | 0.006472 | 0.0016221 | 1.5585e-06 | 4.7402e-07 | 0.0099137 | 0.0099135 | 0.0099137 | 0.9712 | -0.55937 | 0.97146 | -0.55432 | 2.7235
66 | 0.0037334 | 0.00093152 | -0.0037325 | -0.0009348 | 9.6674e-07 | -3.2853e-06 | 0.0057171 | 0.0057185 | 0.0057185 | 0.97146 | -0.55432 | 0.97118 | -0.55976 | 0.78551
67 | 0.0032573 | 0.00081572 | -0.0032572 | -0.00081583 | 1.5646e-07 | -1.0715e-07 | 0.0049905 | 0.0049906 | 0.0049906 | 0.97118 | -0.55976 | 0.97113 | -0.56077 | 1.371
68 | 0.0020636 | 0.00051669 | -0.0020634 | -0.00051714 | 1.694e-07 | -4.506e-07 | 0.0031618 | 0.003162 | 0.003162 | 0.97113 | -0.56077 | 0.97104 | -0.5625 | 0.86867
69 | 0.13066 | 0.033167 | -0.13063 | -0.03315 | 2.7984e-05 | 1.7885e-05 | 0.19579 | 0.19579 | 0.19579 | 0.99379 | -0.11836 | 0.99356 | -0.12282 | 53.7872
70 | 0.11774 | 0.029918 | -0.11751 | -0.02977 | 0.00023131 | 0.00014778 | 0.17648 | 0.17648 | 0.17648 | 0.99356 | -0.12282 | 0.99143 | -0.16371 | 48.4834
71 | 0.01289 | 0.0032318 | -0.012886 | -0.0032296 | 4.0822e-06 | 2.2345e-06 | 0.019306 | 0.019306 | 0.019306 | 0.99356 | -0.12282 | 0.99322 | -0.12946 | 5.3038
72 | 0.096704 | 0.024556 | -0.09651 | -0.024432 | 0.0001936 | 0.00012359 | 0.14525 | 0.14525 | 0.14525 | 0.99143 | -0.16371 | 0.98926 | -0.2054 | 39.9051
73 | 0.092624 | 0.023458 | -0.092609 | -0.023449 | 1.4411e-05 | 9.1979e-06 | 0.13941 | 0.13941 | 0.13941 | 0.98926 | -0.2054 | 0.98909 | -0.20864 | 38.2991
74 | 0.089467 | 0.022661 | -0.089281 | -0.022543 | 0.00018519 | 0.00011818 | 0.13468 | 0.13468 | 0.13468 | 0.98909 | -0.20864 | 0.98686 | -0.25184 | 37.0003
75 | 0.053338 | 0.013436 | -0.053299 | -0.013411 | 3.8334e-05 | 2.4321e-05 | 0.079391 | 0.079392 | 0.079392 | 1 | 0 | 0.99922 | -0.01504 | 21.8109
76 | 0.0027624 | 0.00069196 | -0.0027622 | -0.00069226 | 2.3392e-07 | -3.0888e-07 | 0.0041668 | 0.004167 | 0.004167 | 0.98645 | -0.25991 | 0.98636 | -0.26169 | 1.1448
77 | -0.04951 | -0.01247 | 0.049663 | 0.012553 | 0.00015338 | 8.3144e-05 | 0.074706 | 0.0747 | 0.074706 | 0.98645 | -0.25991 | 0.98978 | -0.19531 | 5.1309
78 | 0.0033526 | 0.00083975 | -0.0033521 | -0.00084011 | 5.0271e-07 | -3.5641e-07 | 0.00504 | 0.0050403 | 0.0050403 | 0.98978 | -0.19531 | 0.98962 | -0.19846 | 1.3847
79 | -0.053016 | -0.013393 | 0.053083 | 0.01343 | 6.6865e-05 | 3.7019e-05 | 0.07974 | 0.079738 | 0.07974 | 0.98978 | -0.19531 | 0.99115 | -0.16903 | 5.4767
80 | -0.00091663 | -0.00022973 | 0.00091672 | 0.0002282 | 9.505e-08 | -1.5319e-06 | 0.001404 | 0.0014035 | 0.001404 | 0.97145 | -0.55224 | 0.97156 | -0.55006 | 0.38573
81 | -0.0016116 | -0.00040234 | 0.0016116 | 0.00040223 | 2.1524e-08 | -1.0295e-07 | 0.0024677 | 0.0024676 | 0.0024677 | 0.97156 | -0.55006 | 0.97157 | -0.54978 | 0.67793
82 | 0.0075451 | 0.0018924 | -0.0075375 | -0.0018895 | 7.5272e-06 | 2.9582e-06 | 0.011556 | 0.011557 | 0.011557 | 0.97157 | -0.54978 | 0.97051 | -0.57072 | 3.175
83 | -0.0091566 | -0.0022947 | 0.0091589 | 0.0022957 | 2.2112e-06 | 1.0438e-06 | 0.014024 | 0.014024 | 0.014024 | 0.97157 | -0.54978 | 0.97183 | -0.54471 | 3.8527
84 | 0.0075375 | 0.0018895 | -0.0075349 | -0.0018884 | 2.6085e-06 | 1.0261e-06 | 0.011557 | 0.011557 | 0.011557 | 0.97051 | -0.57072 | 0.97015 | -0.57799 | 3.175
85 | 0.0012999 | 0.00032414 | -0.0012997 | -0.00032574 | 2.0777e-07 | -1.6001e-06 | 0.0019898 | 0.0019904 | 0.0019904 | 0.97183 | -0.54471 | 0.97166 | -0.54807 | 0.54681
86 | -0.010459 | -0.0026198 | 0.010464 | 0.0026227 | 5.5977e-06 | 2.8608e-06 | 0.016013 | 0.016013 | 0.016013 | 0.97183 | -0.54471 | 0.9724 | -0.53348 | 4.3993
87 | -0.013338 | -0.003343 | 0.01335 | 0.0033493 | 1.1312e-05 | 6.3408e-06 | 0.020411 | 0.020411 | 0.020411 | 0.9724 | -0.53348 | 0.9733 | -0.51569 | 5.6075
88 | 0.037048 | 0.0094112 | -0.036871 | -0.0092998 | 0.00017698 | 0.00011136 | 0.05601 | 0.056011 | 0.056011 | 0.98506 | -0.28599 | 0.97992 | -0.38574 | 15.3876
89 | -0.016006 | -0.004015 | 0.016015 | 0.0040205 | 9.3375e-06 | 5.4589e-06 | 0.024472 | 0.024472 | 0.024472 | 0.9733 | -0.51569 | 0.97392 | -0.50346 | 6.723
90 | 0.054318 | 0.013739 | -0.054317 | -0.013739 | 2.2417e-07 | 1.2496e-07 | 0.081592 | 0.081592 | 0.081592 | 0.99115 | -0.16894 | 0.99115 | -0.16903 | 5.6038
91 | 0.0050379 | 0.0012614 | -0.0050366 | -0.0012613 | 1.2695e-06 | 8.3905e-08 | 0.0076497 | 0.0076499 | 0.0076499 | 0.97992 | -0.38574 | 0.97965 | -0.39103 | 2.1016
92 | 0.031834 | 0.0080385 | -0.031812 | -0.008025 | 2.1505e-05 | 1.3454e-05 | 0.048361 | 0.048361 | 0.048361 | 0.97992 | -0.38574 | 0.9792 | -0.39985 | 13.286
93 | 0.0050366 | 0.0012613 | -0.0050356 | -0.0012612 | 1.047e-06 | 6.9535e-08 | 0.0076499 | 0.0076501 | 0.0076501 | 0.97965 | -0.39103 | 0.97943 | -0.3954 | 2.1017
94 | 0.026097 | 0.0065927 | -0.025997 | -0.0065307 | 0.00010028 | 6.2051e-05 | 0.039677 | 0.039677 | 0.039677 | 0.9792 | -0.39985 | 0.97509 | -0.48034 | 10.9004
95 | 0.0040518 | 0.0010147 | -0.0040517 | -0.0010147 | 1.2405e-07 | -3.0478e-08 | 0.0061555 | 0.0061555 | 0.0061555 | 0.97943 | -0.3954 | 0.97939 | -0.39604 | 1.6911
96 | 0.02494 | 0.0062659 | -0.024939 | -0.0062651 | 1.2917e-06 | 7.9704e-07 | 0.038065 | 0.038065 | 0.038065 | 0.97509 | -0.48034 | 0.97503 | -0.48143 | 10.4574
97 | -0.0027361 | -0.00068574 | 0.0027362 | 0.00068569 | 3.9276e-08 | -5.613e-08 | 0.0040917 | 0.0040916 | 0.0040917 | 0.99505 | -0.095178 | 0.99507 | -0.094876 | 1.1241
98 | -0.0074943 | -0.0018782 | 0.007495 | 0.0018784 | 7.4542e-07 | 2.7145e-07 | 0.011207 | 0.011207 | 0.011207 | 0.99507 | -0.094876 | 0.99518 | -0.092788 | 3.0788
99 | -0.010509 | -0.0026339 | 0.01051 | 0.0026342 | 6.1255e-07 | 3.0607e-07 | 0.015714 | 0.015714 | 0.015714 | 0.99518 | -0.092788 | 0.99524 | -0.091565 | 4.317
100 | -0.014556 | -0.0036483 | 0.01456 | 0.0036502 | 3.2012e-06 | 1.8145e-06 | 0.021764 | 0.021764 | 0.021764 | 0.99524 | -0.091565 | 0.99548 | -0.08695 | 5.9791
101 | -0.019901 | -0.0049889 | 0.019903 | 0.0049902 | 2.1648e-06 | 1.3007e-06 | 0.029748 | 0.029748 | 0.029748 | 0.99548 | -0.08695 | 0.9956 | -0.084667 | 8.1726
102 | -0.023658 | -0.0059312 | 0.023667 | 0.0059365 | 8.58e-06 | 5.2532e-06 | 0.03536 | 0.03536 | 0.03536 | 0.9956 | -0.084667 | 0.99599 | -0.077059 | 9.7143
103 | -0.027033 | -0.0067801 | 0.027042 | 0.0067855 | 8.7902e-06 | 5.4386e-06 | 0.040389 | 0.040389 | 0.040389 | 0.99599 | -0.077059 | 0.99634 | -0.07024 | 11.0959
104 | -0.031398 | -0.0078773 | 0.031405 | 0.0078817 | 6.9798e-06 | 4.3568e-06 | 0.046895 | 0.046895 | 0.046895 | 0.99634 | -0.07024 | 0.99659 | -0.065578 | 12.8832
105 | -0.035986 | -0.0090298 | 0.035994 | 0.0090348 | 7.9777e-06 | 5.0097e-06 | 0.053735 | 0.053735 | 0.053735 | 0.99659 | -0.065578 | 0.99683 | -0.06093 | 14.7624
106 | -0.038931 | -0.0097709 | 0.03894 | 0.0097766 | 8.9975e-06 | 5.6658e-06 | 0.058119 | 0.058119 | 0.058119 | 0.99683 | -0.06093 | 0.99708 | -0.056085 | 15.9668
107 | -0.042118 | -0.010573 | 0.042132 | 0.010582 | 1.3963e-05 | 8.8131e-06 | 0.062862 | 0.062862 | 0.062862 | 0.99708 | -0.056085 | 0.99744 | -0.049138 | 17.2698
108 | -0.046656 | -0.011716 | 0.046687 | 0.011735 | 3.0347e-05 | 1.9204e-05 | 0.069611 | 0.069611 | 0.069611 | 0.99744 | -0.049138 | 0.99815 | -0.035514 | 19.124
109 | -0.047897 | -0.012038 | 0.047905 | 0.012044 | 8.4621e-06 | 5.3579e-06 | 0.071416 | 0.071416 | 0.071416 | 0.99815 | -0.035514 | 0.99834 | -0.031814 | 19.6197
110 | -0.050807 | -0.012771 | 0.050822 | 0.012781 | 1.5648e-05 | 9.9194e-06 | 0.07574 | 0.07574 | 0.07574 | 0.99834 | -0.031814 | 0.99868 | -0.025366 | 20.8077
111 | -0.051855 | -0.01304 | 0.051881 | 0.013056 | 2.5588e-05 | 1.6227e-05 | 0.077279 | 0.077279 | 0.077279 | 0.99868 | -0.025366 | 0.99922 | -0.01504 | 21.2306
112 | 0.0080303 | 0.0020132 | -0.0080265 | -0.0020116 | 3.7293e-06 | 1.5437e-06 | 0.012191 | 0.012191 | 0.012191 | 0.98019 | -0.38178 | 0.97969 | -0.39152 | 3.3492
113 | 0.0069838 | 0.0017502 | -0.0069837 | -0.0017502 | 6.4692e-08 | 2.2034e-08 | 0.010599 | 0.010599 | 0.010599 | 0.98049 | -0.37578 | 0.98048 | -0.37598 | 2.9117
114 | 0.0046914 | 0.0011757 | -0.004691 | -0.0011757 | 4.6953e-07 | -1.0981e-08 | 0.0071198 | 0.0071199 | 0.0071199 | 0.98048 | -0.37598 | 0.98038 | -0.37808 | 1.956
115 | 0.0036396 | 0.00091141 | -0.0036395 | -0.00091145 | 8.0287e-08 | -3.6733e-08 | 0.0055295 | 0.0055295 | 0.0055295 | 0.97939 | -0.39604 | 0.97937 | -0.39651 | 1.5191
116 | 0.022719 | 0.0057087 | -0.022711 | -0.0057036 | 8.2233e-06 | 5.0356e-06 | 0.034677 | 0.034677 | 0.034677 | 0.97503 | -0.48143 | 0.97465 | -0.48902 | 9.5266
117 | 0.0023593 | 0.00059058 | -0.0023591 | -0.00059093 | 1.7472e-07 | -3.4448e-07 | 0.0035843 | 0.0035845 | 0.0035845 | 0.97937 | -0.39651 | 0.97929 | -0.39806 | 0.98475
118 | 0.020845 | 0.005236 | -0.02083 | -0.0052273 | 1.4357e-05 | 8.7181e-06 | 0.031828 | 0.031828 | 0.031828 | 0.97465 | -0.48902 | 0.97392 | -0.50346 | 8.744
119 | 0.0016782 | 0.00042027 | -0.0016781 | -0.00042058 | 6.7025e-08 | -3.0294e-07 | 0.0025499 | 0.00255 | 0.00255 | 0.97929 | -0.39806 | 0.97925 | -0.3989 | 0.70054

## res_trafo
| p_hv_mw | q_hv_mvar | p_lv_mw | q_lv_mvar | pl_mw | ql_mvar | i_hv_ka | i_lv_ka | vm_hv_pu | va_hv_degree | vm_lv_pu | va_lv_degree | loading_percent
0 | -1.2729e-15 | -1.3162e-15 | 0.00165 | 1.2699e-07 | 0.00165 | 1.2699e-07 | 5.2857e-17 | 0.0023815 | 0.99998 | 149.9956 | 1 | 0 | 0.2619

## res_ext_grid
| p_mw | q_mvar
0 | 0.41263 | 0.10465

## res_load
| p_mw | q_mvar
0 | 0.0090447 | 0.0022668
1 | 0.006026 | 0.0015102
2 | 0.012735 | 0.0031916
3 | 0.00079118 | 0.00019829
4 | 0.015871 | 0.0039776
5 | 0.0041952 | 0.0010514
6 | 0.0019153 | 0.00048001
7 | 0.029897 | 0.007493
8 | 0.0010617 | 0.00026609
9 | 0.00072774 | 0.00018239
10 | 0.0030715 | 0.00076979
11 | 0.010635 | 0.0026653
12 | 0.00089595 | 0.00022455
13 | 0.00062171 | 0.00015581
14 | 0.0016536 | 0.00041442
15 | 0.00056968 | 0.00014278
16 | 0.0012692 | 0.00031808
17 | 0.0010751 | 0.00026944
18 | 0.00018608 | 4.6636e-05
19 | 0.00076855 | 0.00019262
20 | 0.0017613 | 0.00044143
21 | 0.0040788 | 0.0010222
22 | 0.0022792 | 0.00057122
23 | 0.001973 | 0.00049449
24 | 0.001113 | 0.00027894
25 | 0.0020407 | 0.00051144
26 | 0.00099126 | 0.00024843
27 | 0.0011142 | 0.00027925
28 | 0.0015657 | 0.00039239
29 | 0.0021391 | 0.00053611
30 | 0.00134 | 0.00033583
31 | 0.0041802 | 0.0010477
32 | 0.016405 | 0.0041115
33 | 0.011858 | 0.0029718
34 | 0.0070716 | 0.0017723
35 | 0.0057021 | 0.0014291
36 | 0.0050835 | 0.001274
37 | 0.0026154 | 0.00065548
38 | 0.012286 | 0.0030792
39 | 0.0064705 | 0.0016217
40 | 0.00047514 | 0.00011908
41 | 0.0011936 | 0.00029914
42 | 0.0020634 | 0.00051714
43 | 0.0038244 | 0.00095848
44 | 0.015357 | 0.0038488
45 | 0.020805 | 0.0052142
46 | 0.012886 | 0.0032296
47 | 0.0038864 | 0.00097403
48 | 0.0031427 | 0.00078764
49 | 0.0030732 | 0.00077021
50 | 0.00088106 | 0.00022082
51 | 0.0080911 | 0.0020278
52 | 0.00064227 | 0.00016097
53 | 0.0027622 | 0.00069226
54 | 0.00091663 | 0.00022973
55 | 0.00069483 | 0.00017414
56 | 0.0075349 | 0.0018884
57 | 0.0012997 | 0.00032574
58 | 0.002874 | 0.00072029
59 | 0.011795 | 0.002956
60 | 0.0026562 | 0.0006657
61 | 0.0011336 | 0.00028411
62 | 0.0012346 | 0.00030942
63 | 0.0033521 | 0.00084011
64 | 0.005715 | 0.0014323
65 | 0.00098379 | 0.00024656
66 | 0.0010566 | 0.00026481
67 | 0.0027361 | 0.00068574
68 | 0.0047581 | 0.0011925
69 | 0.0030144 | 0.00075548
70 | 0.0040463 | 0.0010141
71 | 0.0053418 | 0.0013388
72 | 0.0037546 | 0.000941
73 | 0.0033661 | 0.00084363
74 | 0.0043563 | 0.0010918
75 | 0.0045811 | 0.0011481
76 | 0.002937 | 0.00073608
77 | 0.0031782 | 0.00079652
78 | 0.0045242 | 0.0011339
79 | 0.0012103 | 0.00030333
80 | 0.0029013 | 0.00072715
81 | 0.001033 | 0.0002589
82 | 0.0014184 | 0.00035549
83 | 0.0027972 | 0.00070105
84 | 0.0069282 | 0.0017364
85 | 0.0022923 | 0.00057451
86 | 0.004691 | 0.0011757
87 | 0.0080265 | 0.0020116
88 | 0.00041205 | 0.00010327
89 | 0.00222 | 0.0005564
90 | 0.0012803 | 0.00032087
91 | 0.001866 | 0.00046765
92 | 0.0048151 | 0.0012068
93 | 0.00068092 | 0.00017066
94 | 0.0016781 | 0.00042058

## dtypes
| element | column | dtype
0 | bus | name | object
1 | bus | vn_kv | float64
2 | bus | type | object
3 | bus | zone | object
4 | bus | in_service | bool
5 | load | name | object
6 | load | bus | uint32
7 | load | p_mw | float64
8 | load | q_mvar | float64
9 | load | const_z_percent | float64
10 | load | const_i_percent | float64
11 | load | sn_mva | float64
12 | load | scaling | float64
13 | load | in_service | bool
14 | load | type | object
15 | ext_grid | name | object
16 | ext_grid | bus | uint32
17 | ext_grid | vm_pu | float64
18 | ext_grid | va_degree | float64
19 | ext_grid | slack_weight | float64
20 | ext_grid | in_service | bool
21 | line | name | object
22 | line | std_type | object
23 | line | from_bus | uint32
24 | line | to_bus | uint32
25 | line | length_km | float64
26 | line | r_ohm_per_km | float64
27 | line | x_ohm_per_km | float64
28 | line | c_nf_per_km | float64
29 | line | g_us_per_km | float64
30 | line | max_i_ka | float64
31 | line | df | float64
32 | line | parallel | uint32
33 | line | type | object
34 | line | in_service | bool
35 | trafo | name | object
36 | trafo | std_type | object
37 | trafo | hv_bus | uint32
38 | trafo | lv_bus | uint32
39 | trafo | sn_mva | float64
40 | trafo | vn_hv_kv | float64
41 | trafo | vn_lv_kv | float64
42 | trafo | vk_percent | float64
43 | trafo | vkr_percent | float64
44 | trafo | pfe_kw | float64
45 | trafo | i0_percent | float64
46 | trafo | shift_degree | float64
47 | trafo | tap_side | object
48 | trafo | tap_neutral | int32
49 | trafo | tap_min | int32
50 | trafo | tap_max | int32
51 | trafo | tap_step_percent | float64
52 | trafo | tap_step_degree | float64
53 | trafo | tap_pos | int32
54 | trafo | tap_phase_shifter | bool
55 | trafo | parallel | uint32
56 | trafo | df | float64
57 | trafo | in_service | bool
58 | line_geodata | coords | object
59 | bus_geodata | x | float64
60 | bus_geodata | y | float64
61 | bus_geodata | coords | object
62 | res_bus | vm_pu | float64
63 | res_bus | va_degree | float64
64 | res_bus | p_mw | float64
65 | res_bus | q_mvar | float64
66 | res_line | p_from_mw | float64
67 | res_line | q_from_mvar | float64
68 | res_line | p_to_mw | float64
69 | res_line | q_to_mvar | float64
70 | res_line | pl_mw | float64
71 | res_line | ql_mvar | float64
72 | res_line | i_from_ka | float64
73 | res_line | i_to_ka | float64
74 | res_line | i_ka | float64
75 | res_line | vm_from_pu | float64
76 | res_line | va_from_degree | float64
77 | res_line | vm_to_pu | float64
78 | res_line | va_to_degree | float64
79 | res_line | loading_percent | float64
80 | res_trafo | p_hv_mw | float64
81 | res_trafo | q_hv_mvar | float64
82 | res_trafo | p_lv_mw | float64
83 | res_trafo | q_lv_mvar | float64
84 | res_trafo | pl_mw | float64
85 | res_trafo | ql_mvar | float64
86 | res_trafo | i_hv_ka | float64
87 | res_trafo | i_lv_ka | float64
88 | res_trafo | vm_hv_pu | float64
89 | res_trafo | va_hv_degree | float64
90 | res_trafo | vm_lv_pu | float64
91 | res_trafo | va_lv_degree | float64
92 | res_trafo | loading_percent | float64
93 | res_ext_grid | p_mw | float64
94 | res_ext_grid | q_mvar | float64
95 | res_load | p_mw | float64
96 | res_load | q_mvar | float64

## parameters
| version | format_version | converged | OPF_converged | name | f_hz | sn_mva
0 | 2.14.6 | 2.14.0 | TRUE | FALSE |  | 50 | 1