## bus
| name | vn_kv | type | zone | in_service
0 | bus_LV_1331-3_2_4_node_26 | 0.4 | n |  | TRUE
1 | bus_LV_1331-3_2_4_node_27 | 0.4 | n |  | TRUE
2 | bus_LV_1331-3_2_4_node_28 | 0.4 | n |  | TRUE
3 | bus_LV_1331-3_2_4_node_29 | 0.4 | n |  | TRUE
4 | bus_LV_1331-3_2_4_node_30 | 0.4 | n |  | TRUE
5 | bus_LV_1331-3_2_4_node_158 | 0.4 | n |  | TRUE
6 | bus_LV_1331-3_2_4_node_31 | 0.4 | n |  | TRUE
7 | bus_LV_1331-3_2_4_node_32 | 0.4 | n |  | TRUE
8 | bus_LV_1331-3_2_4_node_33 | 0.4 | n |  | TRUE
9 | bus_LV_1331-3_2_4_node_166 | 0.4 | n |  | TRUE
10 | bus_LV_1331-3_2_4_node_241 | 0.4 | n |  | TRUE
11 | bus_LV_1331-3_2_4_node_45 | 0.4 | n |  | TRUE
12 | bus_LV_1331-3_2_4_node_46 | 0.4 | n |  | TRUE
13 | bus_LV_1331-3_2_4_node_47 | 0.4 | n |  | TRUE
14 | bus_LV_1331-3_2_4_node_49 | 0.4 | n |  | TRUE
15 | bus_LV_1331-3_2_4_node_171 | 0.4 | n |  | TRUE
16 | bus_LV_1331-3_2_4_node_172 | 0.4 | n |  | TRUE
17 | bus_LV_1331-3_2_4_node_168 | 0.4 | n |  | TRUE
18 | bus_LV_1331-3_2_4_node_51 | 0.4 | n |  | TRUE
19 | bus_LV_1331-3_2_4_node_112 | 0.4 | n |  | TRUE
20 | bus_LV_1331-3_2_4_node_122 | 0.4 | n |  | TRUE
21 | bus_LV_1331-3_2_4_node_52 | 0.4 | n |  | TRUE
22 | bus_LV_1331-3_2_4_node_53 | 0.4 | n |  | TRUE
23 | bus_LV_1331-3_2_4_node_54 | 0.4 | n |  | TRUE
24 | bus_LV_1331-3_2_4_node_55 | 0.4 | n |  | TRUE
25 | bus_LV_1331-3_2_4_node_57 | 0.4 | n |  | TRUE
26 | bus_LV_1331-3_2_4_node_58 | 0.4 | n |  | TRUE
27 | bus_LV_1331-3_2_4_node_56 | 0.4 | n |  | TRUE
28 | bus_LV_1331-3_2_4_node_109 | 0.4 | n |  | TRUE
29 | bus_LV_1331-3_2_4_node_76 | 0.4 | n |  | TRUE
30 | bus_LV_1331-3_2_4_node_64 | 0.4 | n |  | TRUE
31 | bus_LV_1331-3_2_4_node_59 | 0.4 | n |  | TRUE
32 | bus_LV_1331-3_2_4_node_60 | 0.4 | n |  | TRUE
33 | bus_LV_1331-3_2_4_node_61 | 0.4 | n |  | TRUE
34 | bus_LV_1331-3_2_4_node_62 | 0.4 | n |  | TRUE
35 | bus_LV_1331-3_2_4_node_63 | 0.4 | n |  | TRUE
36 | bus_LV_1331-3_2_4_node_75 | 0.4 | n |  | TRUE
37 | bus_LV_1331-3_2_4_node_65 | 0.4 | n |  | TRUE
38 | bus_LV_1331-3_2_4_node_71 | 0.4 | n |  | TRUE
39 | bus_LV_1331-3_2_4_node_66 | 0.4 | n |  | TRUE
40 | bus_LV_1331-3_2_4_node_67 | 0.4 | n |  | TRUE
41 | bus_LV_1331-3_2_4_node_68 | 0.4 | n |  | TRUE
42 | bus_LV_1331-3_2_4_node_69 | 0.4 | n |  | TRUE
43 | bus_LV_1331-3_2_4_node_70 | 0.4 | n |  | TRUE
44 | bus_LV_1331-3_2_4_node_82 | 0.4 | n |  | TRUE
45 | bus_LV_1331-3_2_4_node_72 | 0.4 | n |  | TRUE
46 | bus_LV_1331-3_2_4_node_73 | 0.4 | n |  | TRUE
47 | bus_LV_1331-3_2_4_node_74 | 0.4 | n |  | TRUE
48 | bus_LV_1331-3_2_4_node_245 | 0.4 | n |  | TRUE
49 | bus_LV_1331-3_2_4_node_113 | 0.4 | n |  | TRUE
50 | bus_LV_1331-3_2_4_node_77 | 0.4 | n |  | TRUE
51 | bus_LV_1331-3_2_4_node_81 | 0.4 | n |  | TRUE
52 | bus_LV_1331-3_2_4_node_78 | 0.4 | n |  | TRUE
53 | bus_LV_1331-3_2_4_node_79 | 0.4 | n |  | TRUE
54 | bus_LV_1331-3_2_4_node_80 | 0.4 | n |  | TRUE
55 | bus_LV_1331-3_2_4_node_83 | 0.4 | n |  | TRUE
56 | bus_LV_1331-3_2_4_node_259 | 0.4 | n |  | TRUE
57 | bus_LV_1331-3_2_4_node_102 | 0.4 | n |  | TRUE
58 | bus_LV_1331-3_2_4_node_103 | 0.4 | n |  | TRUE
59 | bus_LV_1331-3_2_4_node_106 | 0.4 | n |  | TRUE
60 | bus_LV_1331-3_2_4_node_107 | 0.4 | n |  | TRUE
61 | bus_LV_1331-3_2_4_node_119 | 0.4 | n |  | TRUE
62 | bus_LV_1331-3_2_4_node_157 | 0.4 | n |  | TRUE
63 | bus_LV_1331-3_2_4_node_110 | 0.4 | n |  | TRUE
64 | bus_LV_1331-3_2_4_node_111 | 0.4 | n |  | TRUE
65 | bus_LV_1331-3_2_4_node_260 | 0.4 | n |  | TRUE
66 | bus_LV_1331-3_2_4_node_121 | 0.4 | n |  | TRUE
67 | bus_LV_1331-3_2_4_node_123 | 0.4 | n |  | TRUE
68 | bus_LV_1331-3_2_4_node_124 | 0.4 | n |  | TRUE
69 | bus_LV_1331-3_2_4_node_125 | 0.4 | n |  | TRUE
70 | bus_LV_1331-3_2_4_node_154 | 0.4 | n |  | TRUE
71 | bus_LV_1331-3_2_4_node_155 | 0.4 | n |  | TRUE
72 | bus_LV_1331-3_2_4_node_126 | 0.4 | n |  | TRUE
73 | bus_LV_1331-3_2_4_node_127 | 0.4 | n |  | TRUE
74 | bus_LV_1331-3_2_4_node_128 | 0.4 | n |  | TRUE
75 | bus_LV_1331-3_2_4_node_129 | 0.4 | n |  | TRUE
76 | bus_LV_1331-3_2_4_node_130 | 0.4 | n |  | TRUE
77 | bus_LV_1331-3_2_4_node_131 | 0.4 | n |  | TRUE
78 | bus_LV_1331-3_2_4_node_142 | 0.4 | n |  | TRUE
79 | bus_LV_1331-3_2_4_node_132 | 0.4 | n |  | TRUE
80 | bus_LV_1331-3_2_4_node_133 | 0.4 | n |  | TRUE
81 | bus_LV_1331-3_2_4_node_134 | 0.4 | n |  | TRUE
82 | bus_LV_1331-3_2_4_node_135 | 0.4 | n |  | TRUE
83 | bus_LV_1331-3_2_4_node_136 | 0.4 | n |  | TRUE
84 | bus_LV_1331-3_2_4_node_137 | 0.4 | n |  | TRUE
85 | bus_LV_1331-3_2_4_node_141 | 0.4 | n |  | TRUE
86 | bus_LV_1331-3_2_4_node_140 | 0.4 | n |  | TRUE
87 | bus_LV_1331-3_2_4_node_138 | 0.4 | n |  | TRUE
88 | bus_LV_1331-3_2_4_node_139 | 0.4 | n |  | TRUE
89 | bus_LV_1331-3_2_4_node_257 | 0.4 | n |  | TRUE
90 | bus_LV_1331-3_2_4_node_143 | 0.4 | n |  | TRUE
91 | bus_LV_1331-3_2_4_node_144 | 0.4 | n |  | TRUE
92 | bus_LV_1331-3_2_4_node_145 | 0.4 | n |  | TRUE
93 | bus_LV_1331-3_2_4_node_254 | 0.4 | n |  | TRUE
94 | bus_LV_1331-3_2_4_node_255 | 0.4 | n |  | TRUE
95 | bus_LV_1331-3_2_4_node_146 | 0.4 | n |  | TRUE
96 | bus_LV_1331-3_2_4_node_147 | 0.4 | n |  | TRUE
97 | bus_LV_1331-3_2_4_node_148 | 0.4 | n |  | TRUE
98 | bus_LV_1331-3_2_4_node_150 | 0.4 | n |  | TRUE
99 | bus_LV_1331-3_2_4_node_151 | 0.4 | n |  | TRUE
100 | bus_LV_1331-3_2_4_node_149 | 0.4 | n |  | TRUE
101 | bus_LV_1331-3_2_4_node_161 | 0.4 | n |  | TRUE
102 | bus_LV_1331-3_2_4_node_152 | 0.4 | n |  | TRUE
103 | bus_LV_1331-3_2_4_node_153 | 0.4 | n |  | TRUE
104 | bus_LV_1331-3_2_4_node_156 | 0.4 | n |  | TRUE
105 | bus_LV_1331-3_2_4_node_159 | 0.4 | n |  | TRUE
106 | bus_LV_1331-3_2_4_node_160 | 0.4 | n |  | TRUE
107 | bus_LV_1331-3_2_4_node_162 | 0.4 | n |  | TRUE
108 | bus_LV_1331-3_2_4_node_167 | 0.4 | n |  | TRUE
109 | bus_LV_1331-3_2_4_node_163 | 0.4 | n |  | TRUE
110 | bus_LV_1331-3_2_4_node_164 | 0.4 | n |  | TRUE
111 | bus_LV_1331-3_2_4_node_165 | 0.4 | n |  | TRUE
112 | bus_LV_1331-3_2_4_node_169 | 0.4 | n |  | TRUE
113 | bus_LV_1331-3_2_4_node_170 | 0.4 | n |  | TRUE
114 | bus_LV_1331-3_2_4_node_173 | 0.4 | n |  | TRUE
115 | bus_LV_1331-3_2_4_node_250 | 0.4 | n |  | TRUE
116 | bus_LV_1331-3_2_4_node_174 | 0.4 | n |  | TRUE
117 | bus_LV_1331-3_2_4_node_239 | 0.4 | n |  | TRUE
118 | bus_LV_1331-3_2_4_node_258 | 0.4 | n |  | TRUE
119 | bus_LV_1331-3_2_4_node_246 | 0.4 | n |  | TRUE
120 | bus_LV_1331-3_2_4_node_247 | 0.4 | n |  | TRUE
121 | bus_LV_1331-3_2_4_node_248 | 0.4 | n |  | TRUE
122 | bus_LV_1331-3_2_4_node_249 | 0.4 | n |  | TRUE
123 | bus_LV_1331-3_2_4_node_251 | 0.4 | n |  | TRUE
124 | bus_LV_1331-3_2_4_node_256 | 0.4 | n |  | TRUE
125 | bus_LV_1331-3_2_4_node_252 | 0.4 | n |  | TRUE
126 | bus_LV_1331-3_2_4_node_253 | 0.4 | n |  | TRUE
127 | bus_MV_4_0_node_113 | 20 | n |  | TRUE

## load
| name | bus | p_mw | q_mvar | const_z_percent | const_i_percent | sn_mva | scaling | in_service | type
0 | LV_1331-3_2_4_load_26 | 0 | 0.0016155 | 0.00040489 | 0 | 0 |  | 1 | TRUE | wye
1 | LV_1331-3_2_4_load_27 | 1 | 0.00085078 | 0.00021322 | 0 | 0 |  | 1 | TRUE | wye
2 | LV_1331-3_2_4_load_28 | 2 | 0.0021737 | 0.00054478 | 0 | 0 |  | 1 | TRUE | wye
3 | LV_1331-3_2_4_load_29 | 3 | 0.00084396 | 0.00021152 | 0 | 0 |  | 1 | TRUE | wye
4 | LV_1331-3_2_4_load_30 | 4 | 0.0018838 | 0.00047213 | 0 | 0 |  | 1 | TRUE | wye
5 | LV_1331-3_2_4_load_32 | 7 | 0.0084331 | 0.0021135 | 0 | 0 |  | 1 | TRUE | wye
6 | LV_1331-3_2_4_load_166 | 9 | 0.0022865 | 0.00057305 | 0 | 0 |  | 1 | TRUE | wye
7 | LV_1331-3_2_4_load_241 | 10 | 0.0024093 | 0.00060382 | 0 | 0 |  | 1 | TRUE | wye
8 | LV_1331-3_2_4_load_45 | 11 | 0.00034566 | 8.663e-05 | 0 | 0 |  | 1 | TRUE | wye
9 | LV_1331-3_2_4_load_46 | 12 | 0.0051862 | 0.0012998 | 0 | 0 |  | 1 | TRUE | wye
10 | LV_1331-3_2_4_load_172 | 16 | 0.00096268 | 0.00024127 | 0 | 0 |  | 1 | TRUE | wye
11 | LV_1331-3_2_4_load_168 | 17 | 0.0020382 | 0.00051083 | 0 | 0 |  | 1 | TRUE | wye
12 | LV_1331-3_2_4_load_122 | 20 | 0.0035929 | 0.00090045 | 0 | 0 |  | 1 | TRUE | wye
13 | LV_1331-3_2_4_load_52 | 21 | 0.0009636 | 0.0002415 | 0 | 0 |  | 1 | TRUE | wye
14 | LV_1331-3_2_4_load_53 | 22 | 0.0017584 | 0.00044069 | 0 | 0 |  | 1 | TRUE | wye
15 | LV_1331-3_2_4_load_55 | 24 | 0.0034136 | 0.00085553 | 0 | 0 |  | 1 | TRUE | wye
16 | LV_1331-3_2_4_load_57 | 25 | 0.00099523 | 0.00024943 | 0 | 0 |  | 1 | TRUE | wye
17 | LV_1331-3_2_4_load_58 | 26 | 0.0048369 | 0.0012122 | 0 | 0 |  | 1 | TRUE | wye
18 | LV_1331-3_2_4_load_56 | 27 | 0.0013143 | 0.00032939 | 0 | 0 |  | 1 | TRUE | wye
19 | LV_1331-3_2_4_load_109 | 28 | 0.0017864 | 0.00044771 | 0 | 0 |  | 1 | TRUE | wye
20 | LV_1331-3_2_4_load_64 | 30 | 0.0057926 | 0.0014518 | 0 | 0 |  | 1 | TRUE | wye
21 | LV_1331-3_2_4_load_59 | 31 | 0.0031516 | 0.00078985 | 0 | 0 |  | 1 | TRUE | wye
22 | LV_1331-3_2_4_load_60 | 32 | 0.00098167 | 0.00024603 | 0 | 0 |  | 1 | TRUE | wye
23 | LV_1331-3_2_4_load_61 | 33 | 0.0035635 | 0.00089309 | 0 | 0 |  | 1 | TRUE | wye
24 | LV_1331-3_2_4_load_62 | 34 | 0.0010585 | 0.00026527 | 0 | 0 |  | 1 | TRUE | wye
25 | LV_1331-3_2_4_load_63 | 35 | 0.0069583 | 0.0017439 | 0 | 0 |  | 1 | TRUE | wye
26 | LV_1331-3_2_4_load_65 | 37 | 0.0028807 | 0.00072198 | 0 | 0 |  | 1 | TRUE | wye
27 | LV_1331-3_2_4_load_71 | 38 | 0.0054015 | 0.0013537 | 0 | 0 |  | 1 | TRUE | wye
28 | LV_1331-3_2_4_load_66 | 39 | 0.0069189 | 0.001734 | 0 | 0 |  | 1 | TRUE | wye
29 | LV_1331-3_2_4_load_67 | 40 | 0.0071088 | 0.0017816 | 0 | 0 |  | 1 | TRUE | wye
30 | LV_1331-3_2_4_load_68 | 41 | 0.0071041 | 0.0017805 | 0 | 0 |  | 1 | TRUE | wye
31 | LV_1331-3_2_4_load_69 | 42 | 0.0072679 | 0.0018215 | 0 | 0 |  | 1 | TRUE | wye
32 | LV_1331-3_2_4_load_70 | 43 | 0.0086808 | 0.0021756 | 0 | 0 |  | 1 | TRUE | wye
33 | LV_1331-3_2_4_load_82 | 44 | 0.0031109 | 0.00077966 | 0 | 0 |  | 1 | TRUE | wye
34 | LV_1331-3_2_4_load_72 | 45 | 0.0054903 | 0.001376 | 0 | 0 |  | 1 | TRUE | wye
35 | LV_1331-3_2_4_load_73 | 46 | 0.0046316 | 0.0011608 | 0 | 0 |  | 1 | TRUE | wye
36 | LV_1331-3_2_4_load_74 | 47 | 0.0012429 | 0.00031149 | 0 | 0 |  | 1 | TRUE | wye
37 | LV_1331-3_2_4_load_245 | 48 | 0.00085181 | 0.00021348 | 0 | 0 |  | 1 | TRUE | wye
38 | LV_1331-3_2_4_load_113 | 49 | 0.0028381 | 0.00071129 | 0 | 0 |  | 1 | TRUE | wye
39 | LV_1331-3_2_4_load_81 | 51 | 0.0012445 | 0.0003119 | 0 | 0 |  | 1 | TRUE | wye
40 | LV_1331-3_2_4_load_78 | 52 | 0.0073728 | 0.0018478 | 0 | 0 |  | 1 | TRUE | wye
41 | LV_1331-3_2_4_load_79 | 53 | 0.0081416 | 0.0020405 | 0 | 0 |  | 1 | TRUE | wye
42 | LV_1331-3_2_4_load_80 | 54 | 0.0007863 | 0.00019707 | 0 | 0 |  | 1 | TRUE | wye
43 | LV_1331-3_2_4_load_83 | 55 | 0.00093423 | 0.00023414 | 0 | 0 |  | 1 | TRUE | wye
44 | LV_1331-3_2_4_load_259 | 56 | 0.0015753 | 0.00039482 | 0 | 0 |  | 1 | TRUE | wye
45 | LV_1331-3_2_4_load_102 | 57 | 0.0047502 | 0.0011905 | 0 | 0 |  | 1 | TRUE | wye
46 | LV_1331-3_2_4_load_103 | 58 | 0.0012868 | 0.0003225 | 0 | 0 |  | 1 | TRUE | wye
47 | LV_1331-3_2_4_load_106 | 59 | 0.00023315 | 5.8433e-05 | 0 | 0 |  | 1 | TRUE | wye
48 | LV_1331-3_2_4_load_107 | 60 | 0.00059361 | 0.00014877 | 0 | 0 |  | 1 | TRUE | wye
49 | LV_1331-3_2_4_load_119 | 61 | 0.0002462 | 6.1705e-05 | 0 | 0 |  | 1 | TRUE | wye
50 | LV_1331-3_2_4_load_111 | 64 | 0.0066208 | 0.0016593 | 0 | 0 |  | 1 | TRUE | wye
51 | LV_1331-3_2_4_load_260 | 65 | 0.0039179 | 0.00098192 | 0 | 0 |  | 1 | TRUE | wye
52 | LV_1331-3_2_4_load_121 | 66 | 0.00066302 | 0.00016617 | 0 | 0 |  | 1 | TRUE | wye
53 | LV_1331-3_2_4_load_124 | 68 | 0.0049186 | 0.0012327 | 0 | 0 |  | 1 | TRUE | wye
54 | LV_1331-3_2_4_load_125 | 69 | 0.011603 | 0.002908 | 0 | 0 |  | 1 | TRUE | wye
55 | LV_1331-3_2_4_load_154 | 70 | 0.00077955 | 0.00019537 | 0 | 0 |  | 1 | TRUE | wye
56 | LV_1331-3_2_4_load_155 | 71 | 0.0020318 | 0.00050921 | 0 | 0 |  | 1 | TRUE | wye
57 | LV_1331-3_2_4_load_126 | 72 | 0.0015356 | 0.00038486 | 0 | 0 |  | 1 | TRUE | wye
58 | LV_1331-3_2_4_load_127 | 73 | 0.0005148 | 0.00012902 | 0 | 0 |  | 1 | TRUE | wye
59 | LV_1331-3_2_4_load_128 | 74 | 0.0013226 | 0.00033148 | 0 | 0 |  | 1 | TRUE | wye
60 | LV_1331-3_2_4_load_129 | 75 | 0.0012276 | 0.00030767 | 0 | 0 |  | 1 | TRUE | wye
61 | LV_1331-3_2_4_load_130 | 76 | 0.0044215 | 0.0011081 | 0 | 0 |  | 1 | TRUE | wye
62 | LV_1331-3_2_4_load_131 | 77 | 0.002749 | 0.00068897 | 0 | 0 |  | 1 | TRUE | wye
63 | LV_1331-3_2_4_load_142 | 78 | 0.0014108 | 0.00035359 | 0 | 0 |  | 1 | TRUE | wye
64 | LV_1331-3_2_4_load_132 | 79 | 0.0010775 | 0.00027006 | 0 | 0 |  | 1 | TRUE | wye
65 | LV_1331-3_2_4_load_133 | 80 | 0.00089462 | 0.00022421 | 0 | 0 |  | 1 | TRUE | wye
66 | LV_1331-3_2_4_load_134 | 81 | 0.0015359 | 0.00038493 | 0 | 0 |  | 1 | TRUE | wye
67 | LV_1331-3_2_4_load_135 | 82 | 0.00095379 | 0.00023904 | 0 | 0 |  | 1 | TRUE | wye
68 | LV_1331-3_2_4_load_136 | 83 | 0.0015359 | 0.00038493 | 0 | 0 |  | 1 | TRUE | wye
69 | LV_1331-3_2_4_load_141 | 85 | 0.0013962 | 0.00034993 | 0 | 0 |  | 1 | TRUE | wye
70 | LV_1331-3_2_4_load_140 | 86 | 0.00083792 | 0.00021 | 0 | 0 |  | 1 | TRUE | wye
71 | LV_1331-3_2_4_load_138 | 87 | 0.0017635 | 0.00044197 | 0 | 0 |  | 1 | TRUE | wye
72 | LV_1331-3_2_4_load_139 | 88 | 0.0013286 | 0.00033298 | 0 | 0 |  | 1 | TRUE | wye
73 | LV_1331-3_2_4_load_257 | 89 | 0.00096611 | 0.00024213 | 0 | 0 |  | 1 | TRUE | wye
74 | LV_1331-3_2_4_load_143 | 90 | 0.0024373 | 0.00061084 | 0 | 0 |  | 1 | TRUE | wye
75 | LV_1331-3_2_4_load_254 | 93 | 0.0016084 | 0.00040311 | 0 | 0 |  | 1 | TRUE | wye
76 | LV_1331-3_2_4_load_255 | 94 | 0.0036864 | 0.0009239 | 0 | 0 |  | 1 | TRUE | wye
77 | LV_1331-3_2_4_load_146 | 95 | 0.0042309 | 0.0010604 | 0 | 0 |  | 1 | TRUE | wye
78 | LV_1331-3_2_4_load_151 | 99 | 0.0022065 | 0.00055301 | 0 | 0 |  | 1 | TRUE | wye
79 | LV_1331-3_2_4_load_161 | 101 | 0.00099566 | 0.00024954 | 0 | 0 |  | 1 | TRUE | wye
80 | LV_1331-3_2_4_load_152 | 102 | 0.0020221 | 0.0005068 | 0 | 0 |  | 1 | TRUE | wye
81 | LV_1331-3_2_4_load_153 | 103 | 0.0013733 | 0.00034418 | 0 | 0 |  | 1 | TRUE | wye
82 | LV_1331-3_2_4_load_156 | 104 | 0.00055812 | 0.00013988 | 0 | 0 |  | 1 | TRUE | wye
83 | LV_1331-3_2_4_load_160 | 106 | 0.0019008 | 0.00047638 | 0 | 0 |  | 1 | TRUE | wye
84 | LV_1331-3_2_4_load_162 | 107 | 0.001009 | 0.00025288 | 0 | 0 |  | 1 | TRUE | wye
85 | LV_1331-3_2_4_load_167 | 108 | 0.003487 | 0.00087392 | 0 | 0 |  | 1 | TRUE | wye
86 | LV_1331-3_2_4_load_163 | 109 | 0.00052442 | 0.00013143 | 0 | 0 |  | 1 | TRUE | wye
87 | LV_1331-3_2_4_load_164 | 110 | 0.00022017 | 5.518e-05 | 0 | 0 |  | 1 | TRUE | wye
88 | LV_1331-3_2_4_load_165 | 111 | 0.00040688 | 0.00010197 | 0 | 0 |  | 1 | TRUE | wye
89 | LV_1331-3_2_4_load_169 | 112 | 0.002054 | 0.00051477 | 0 | 0 |  | 1 | TRUE | wye
90 | LV_1331-3_2_4_load_170 | 113 | 0.01033 | 0.002589 | 0 | 0 |  | 1 | TRUE | wye
91 | LV_1331-3_2_4_load_250 | 115 | 0.00096777 | 0.00024255 | 0 | 0 |  | 1 | TRUE | wye
92 | LV_1331-3_2_4_load_174 | 116 | 0.0036556 | 0.00091619 | 0 | 0 |  | 1 | TRUE | wye
93 | LV_1331-3_2_4_load_239 | 117 | 0.0013082 | 0.00032787 | 0 | 0 |  | 1 | TRUE | wye
94 | LV_1331-3_2_4_load_246 | 119 | 0.0024028 | 0.0006022 | 0 | 0 |  | 1 | TRUE | wye
95 | LV_1331-3_2_4_load_247 | 120 | 0.0032195 | 0.00080688 | 0 | 0 |  | 1 | TRUE | wye
96 | LV_1331-3_2_4_load_248 | 121 | 0.0014674 | 0.00036775 | 0 | 0 |  | 1 | TRUE | wye
97 | LV_1331-3_2_4_load_249 | 122 | 0.0014738 | 0.00036937 | 0 | 0 |  | 1 | TRUE | wye
98 | LV_1331-3_2_4_load_251 | 123 | 0.0023179 | 0.00058092 | 0 | 0 |  | 1 | TRUE | wye
99 | LV_1331-3_2_4_load_256 | 124 | 0.00093168 | 0.0002335 | 0 | 0 |  | 1 | TRUE | wye
100 | LV_1331-3_2_4_load_252 | 125 | 0.0067238 | 0.0016851 | 0 | 0 |  | 1 | TRUE | wye
101 | LV_1331-3_2_4_load_253 | 126 | 0.0035298 | 0.00088466 | 0 | 0 |  | 1 | TRUE | wye

## ext_grid
| name | bus | vm_pu | va_degree | slack_weight | in_service
0 |  | 26 | 1 | 0 | 1 | TRUE

## line
| name | std_type | from_bus | to_bus | length_km | r_ohm_per_km | x_ohm_per_km | c_nf_per_km | g_us_per_km | max_i_ka | df | parallel | type | in_service
0 | LV_1331-3_2_4_line_0 |  | 0 | 1 | 0.038651 | 0.125 | 0.08 | 261 | 0 | 0.364 | 1 | 1 | cs | TRUE
1 | LV_1331-3_2_4_line_1 |  | 0 | 2 | 0.027783 | 0.125 | 0.08 | 261 | 0 | 0.364 | 1 | 1 | cs | TRUE
2 | LV_1331-3_2_4_line_2 |  | 1 | 3 | 0.037267 | 0.125 | 0.08 | 261 | 0 | 0.364 | 1 | 1 | cs | TRUE
3 | LV_1331-3_2_4_line_3 |  | 2 | 4 | 0.053113 | 0.125 | 0.08 | 261 | 0 | 0.364 | 1 | 1 | cs | TRUE
4 | LV_1331-3_2_4_line_4 |  | 4 | 5 | 0.0079337 | 0.125 | 0.08 | 261 | 0 | 0.364 | 1 | 1 | cs | TRUE
5 | LV_1331-3_2_4_line_5 |  | 5 | 106 | 0.013541 | 0.125 | 0.08 | 261 | 0 | 0.364 | 1 | 1 | cs | TRUE
6 | LV_1331-3_2_4_line_6 |  | 5 | 104 | 0.079836 | 0.125 | 0.08 | 261 | 0 | 0.364 | 1 | 1 | cs | TRUE
7 | LV_1331-3_2_4_line_7 |  | 6 | 7 | 0.061326 | 0.125 | 0.08 | 261 | 0 | 0.364 | 1 | 1 | cs | TRUE
8 | LV_1331-3_2_4_line_8 |  | 6 | 8 | 0.078847 | 0.125 | 0.08 | 261 | 0 | 0.364 | 1 | 1 | cs | TRUE
9 | LV_1331-3_2_4_line_9 |  | 7 | 9 | 0.083555 | 0.125 | 0.08 | 261 | 0 | 0.364 | 1 | 1 | cs | TRUE
10 | LV_1331-3_2_4_line_10 |  | 8 | 10 | 0.058115 | 0.125 | 0.08 | 261 | 0 | 0.364 | 1 | 1 | cs | TRUE
11 | LV_1331-3_2_4_line_11 |  | 9 | 18 | 0.1351 | 0.125 | 0.08 | 261 | 0 | 0.364 | 1 | 1 | cs | TRUE
12 | LV_1331-3_2_4_line_12 |  | 11 | 12 | 0.035634 | 0.125 | 0.08 | 261 | 0 | 0.364 | 1 | 1 | cs | TRUE
13 | LV_1331-3_2_4_line_13 |  | 11 | 13 | 0.014184 | 0.125 | 0.08 | 261 | 0 | 0.364 | 1 | 1 | cs | TRUE
14 | LV_1331-3_2_4_line_14 |  | 13 | 14 | 0.028815 | 0.125 | 0.08 | 261 | 0 | 0.364 | 1 | 1 | cs | TRUE
15 | LV_1331-3_2_4_line_15 |  | 14 | 15 | 0.063872 | 0.125 | 0.08 | 261 | 0 | 0.364 | 1 | 3 | cs | TRUE
16 | LV_1331-3_2_4_line_16 |  | 14 | 16 | 0.05105 | 0.125 | 0.08 | 261 | 0 | 0.364 | 1 | 3 | cs | TRUE
17 | LV_1331-3_2_4_line_17 |  | 14 | 17 | 0.079779 | 0.125 | 0.08 | 261 | 0 | 0.364 | 1 | 1 | cs | TRUE
18 | LV_1331-3_2_4_line_18 |  | 15 | 115 | 0.020063 | 0.125 | 0.08 | 261 | 0 | 0.364 | 1 | 3 | cs | TRUE
19 | LV_1331-3_2_4_line_19 |  | 15 | 48 | 0.0048462 | 0.125 | 0.08 | 261 | 0 | 0.364 | 1 | 3 | cs | TRUE
20 | LV_1331-3_2_4_line_20 |  | 16 | 65 | 0.052831 | 0.125 | 0.08 | 261 | 0 | 0.364 | 1 | 3 | cs | TRUE
21 | LV_1331-3_2_4_line_21 |  | 17 | 112 | 0.031609 | 0.125 | 0.08 | 261 | 0 | 0.364 | 1 | 1 | cs | TRUE
22 | LV_1331-3_2_4_line_22 |  | 18 | 19 | 0.055627 | 0.125 | 0.08 | 261 | 0 | 0.364 | 1 | 3 | cs | TRUE
23 | LV_1331-3_2_4_line_23 |  | 18 | 20 | 0.077257 | 0.125 | 0.08 | 261 | 0 | 0.364 | 1 | 3 | cs | TRUE
24 | LV_1331-3_2_4_line_24 |  | 19 | 65 | 0.074178 | 0.125 | 0.08 | 261 | 0 | 0.364 | 1 | 3 | cs | TRUE
25 | LV_1331-3_2_4_line_25 |  | 19 | 63 | 0.064431 | 0.125 | 0.08 | 261 | 0 | 0.364 | 1 | 1 | cs | TRUE
26 | LV_1331-3_2_4_line_26 |  | 20 | 66 | 0.024747 | 0.125 | 0.08 | 261 | 0 | 0.364 | 1 | 3 | cs | TRUE
27 | LV_1331-3_2_4_line_27 |  | 21 | 22 | 0.019372 | 0.125 | 0.08 | 261 | 0 | 0.364 | 1 | 1 | cs | TRUE
28 | LV_1331-3_2_4_line_28 |  | 21 | 23 | 0.017025 | 0.125 | 0.08 | 261 | 0 | 0.364 | 1 | 1 | cs | TRUE
29 | LV_1331-3_2_4_line_29 |  | 22 | 24 | 0.042903 | 0.125 | 0.08 | 261 | 0 | 0.364 | 1 | 1 | cs | TRUE
30 | LV_1331-3_2_4_line_30 |  | 23 | 25 | 0.027485 | 0.125 | 0.08 | 261 | 0 | 0.364 | 1 | 1 | cs | TRUE
31 | LV_1331-3_2_4_line_31 |  | 24 | 26 | 0.083886 | 0.125 | 0.08 | 261 | 0 | 0.364 | 1 | 1 | cs | TRUE
32 | LV_1331-3_2_4_line_32 |  | 25 | 29 | 0.057416 | 0.125 | 0.08 | 261 | 0 | 0.364 | 1 | 1 | cs | TRUE
33 | LV_1331-3_2_4_line_33 |  | 26 | 30 | 0.022612 | 0.125 | 0.08 | 261 | 0 | 0.364 | 1 | 3 | cs | TRUE
34 | LV_1331-3_2_4_line_34 |  | 27 | 28 | 0.019639 | 0.125 | 0.08 | 261 | 0 | 0.364 | 1 | 1 | cs | TRUE
35 | LV_1331-3_2_4_line_35 |  | 28 | 63 | 0.033878 | 0.125 | 0.08 | 261 | 0 | 0.364 | 1 | 1 | cs | TRUE
36 | LV_1331-3_2_4_line_36 |  | 29 | 49 | 0.18509 | 0.125 | 0.08 | 261 | 0 | 0.364 | 1 | 1 | cs | TRUE
37 | LV_1331-3_2_4_line_37 |  | 29 | 36 | 0.097833 | 0.125 | 0.08 | 261 | 0 | 0.364 | 1 | 1 | cs | TRUE
38 | LV_1331-3_2_4_line_38 |  | 30 | 38 | 0.019655 | 0.125 | 0.08 | 261 | 0 | 0.364 | 1 | 3 | cs | TRUE
39 | LV_1331-3_2_4_line_39 |  | 31 | 32 | 0.00095948 | 0.125 | 0.08 | 261 | 0 | 0.364 | 1 | 1 | cs | TRUE
40 | LV_1331-3_2_4_line_40 |  | 31 | 33 | 0.017334 | 0.125 | 0.08 | 261 | 0 | 0.364 | 1 | 1 | cs | TRUE
41 | LV_1331-3_2_4_line_41 |  | 32 | 34 | 0.020261 | 0.125 | 0.08 | 261 | 0 | 0.364 | 1 | 1 | cs | TRUE
42 | LV_1331-3_2_4_line_42 |  | 33 | 35 | 0.023406 | 0.125 | 0.08 | 261 | 0 | 0.364 | 1 | 1 | cs | TRUE
43 | LV_1331-3_2_4_line_43 |  | 34 | 36 | 0.039336 | 0.125 | 0.08 | 261 | 0 | 0.364 | 1 | 1 | cs | TRUE
44 | LV_1331-3_2_4_line_44 |  | 35 | 37 | 0.0026295 | 0.125 | 0.08 | 261 | 0 | 0.364 | 1 | 1 | cs | TRUE
45 | LV_1331-3_2_4_line_45 |  | 37 | 39 | 0.01764 | 0.125 | 0.08 | 261 | 0 | 0.364 | 1 | 1 | cs | TRUE
46 | LV_1331-3_2_4_line_46 |  | 38 | 45 | 0.020119 | 0.125 | 0.08 | 261 | 0 | 0.364 | 1 | 3 | cs | TRUE
47 | LV_1331-3_2_4_line_47 |  | 39 | 40 | 0.0042308 | 0.125 | 0.08 | 261 | 0 | 0.364 | 1 | 1 | cs | TRUE
48 | LV_1331-3_2_4_line_48 |  | 40 | 41 | 0.020143 | 0.125 | 0.08 | 261 | 0 | 0.364 | 1 | 1 | cs | TRUE
49 | LV_1331-3_2_4_line_49 |  | 41 | 42 | 0.015702 | 0.125 | 0.08 | 261 | 0 | 0.364 | 1 | 1 | cs | TRUE
50 | LV_1331-3_2_4_line_50 |  | 42 | 43 | 0.044191 | 0.125 | 0.08 | 261 | 0 | 0.364 | 1 | 1 | cs | TRUE
51 | LV_1331-3_2_4_line_51 |  | 43 | 44 | 0.020054 | 0.125 | 0.08 | 261 | 0 | 0.364 | 1 | 1 | cs | TRUE
52 | LV_1331-3_2_4_line_52 |  | 45 | 46 | 0.052358 | 0.125 | 0.08 | 261 | 0 | 0.364 | 1 | 3 | cs | TRUE
53 | LV_1331-3_2_4_line_53 |  | 46 | 47 | 0.04217 | 0.125 | 0.08 | 261 | 0 | 0.364 | 1 | 3 | cs | TRUE
54 | LV_1331-3_2_4_line_54 |  | 47 | 48 | 0.030436 | 0.125 | 0.08 | 261 | 0 | 0.364 | 1 | 3 | cs | TRUE
55 | LV_1331-3_2_4_line_55 |  | 49 | 58 | 0.2167 | 0.125 | 0.08 | 261 | 0 | 0.364 | 1 | 1 | cs | TRUE
56 | LV_1331-3_2_4_line_56 |  | 50 | 51 | 0.18051 | 0.125 | 0.08 | 261 | 0 | 0.364 | 1 | 1 | cs | TRUE
57 | LV_1331-3_2_4_line_57 |  | 50 | 52 | 0.016712 | 0.125 | 0.08 | 261 | 0 | 0.364 | 1 | 1 | cs | TRUE
58 | LV_1331-3_2_4_line_58 |  | 52 | 53 | 0.045773 | 0.125 | 0.08 | 261 | 0 | 0.364 | 1 | 1 | cs | TRUE
59 | LV_1331-3_2_4_line_59 |  | 53 | 54 | 0.082021 | 0.125 | 0.08 | 261 | 0 | 0.364 | 1 | 1 | cs | TRUE
60 | LV_1331-3_2_4_line_60 |  | 54 | 55 | 0.02852 | 0.125 | 0.08 | 261 | 0 | 0.364 | 1 | 1 | cs | TRUE
61 | LV_1331-3_2_4_line_61 |  | 55 | 56 | 0.02661 | 0.125 | 0.08 | 261 | 0 | 0.364 | 1 | 1 | cs | TRUE
62 | LV_1331-3_2_4_line_62 |  | 56 | 89 | 0.026399 | 0.125 | 0.08 | 261 | 0 | 0.364 | 1 | 1 | cs | TRUE
63 | LV_1331-3_2_4_line_63 |  | 57 | 58 | 0.0068087 | 0.125 | 0.08 | 261 | 0 | 0.364 | 1 | 1 | cs | TRUE
64 | LV_1331-3_2_4_line_64 |  | 59 | 60 | 0.037988 | 0.125 | 0.08 | 261 | 0 | 0.364 | 1 | 1 | cs | TRUE
65 | LV_1331-3_2_4_line_65 |  | 59 | 61 | 0.2112 | 0.125 | 0.08 | 261 | 0 | 0.364 | 1 | 1 | cs | TRUE
66 | LV_1331-3_2_4_line_66 |  | 60 | 62 | 0.0031434 | 0.125 | 0.08 | 261 | 0 | 0.364 | 1 | 1 | cs | TRUE
67 | LV_1331-3_2_4_line_67 |  | 62 | 105 | 0.056873 | 0.125 | 0.08 | 261 | 0 | 0.364 | 1 | 1 | cs | TRUE
68 | LV_1331-3_2_4_line_68 |  | 62 | 104 | 0.088095 | 0.125 | 0.08 | 261 | 0 | 0.364 | 1 | 1 | cs | TRUE
69 | LV_1331-3_2_4_line_69 |  | 63 | 64 | 0.062854 | 0.125 | 0.08 | 261 | 0 | 0.364 | 1 | 1 | cs | TRUE
70 | LV_1331-3_2_4_line_70 |  | 66 | 67 | 0.11244 | 0.125 | 0.08 | 261 | 0 | 0.364 | 1 | 3 | cs | TRUE
71 | LV_1331-3_2_4_line_71 |  | 67 | 68 | 0.02496 | 0.125 | 0.08 | 261 | 0 | 0.364 | 1 | 3 | cs | TRUE
72 | LV_1331-3_2_4_line_72 |  | 67 | 69 | 0.086747 | 0.125 | 0.08 | 261 | 0 | 0.364 | 1 | 1 | cs | TRUE
73 | LV_1331-3_2_4_line_73 |  | 68 | 70 | 0.026999 | 0.125 | 0.08 | 261 | 0 | 0.364 | 1 | 3 | cs | TRUE
74 | LV_1331-3_2_4_line_74 |  | 69 | 71 | 0.052039 | 0.125 | 0.08 | 261 | 0 | 0.364 | 1 | 1 | cs | TRUE
75 | LV_1331-3_2_4_line_75 |  | 70 | 100 | 0.14861 | 0.125 | 0.08 | 261 | 0 | 0.364 | 1 | 3 | cs | TRUE
76 | LV_1331-3_2_4_line_76 |  | 72 | 73 | 0.010857 | 0.125 | 0.08 | 261 | 0 | 0.364 | 1 | 1 | cs | TRUE
77 | LV_1331-3_2_4_line_77 |  | 72 | 74 | 0.012731 | 0.125 | 0.08 | 261 | 0 | 0.364 | 1 | 1 | cs | TRUE
78 | LV_1331-3_2_4_line_78 |  | 73 | 75 | 0.011838 | 0.125 | 0.08 | 261 | 0 | 0.364 | 1 | 1 | cs | TRUE
79 | LV_1331-3_2_4_line_79 |  | 74 | 76 | 0.025217 | 0.125 | 0.08 | 261 | 0 | 0.364 | 1 | 1 | cs | TRUE
80 | LV_1331-3_2_4_line_80 |  | 75 | 77 | 0.0066164 | 0.125 | 0.08 | 261 | 0 | 0.364 | 1 | 1 | cs | TRUE
81 | LV_1331-3_2_4_line_81 |  | 76 | 78 | 0.013152 | 0.125 | 0.08 | 261 | 0 | 0.364 | 1 | 1 | cs | TRUE
82 | LV_1331-3_2_4_line_82 |  | 77 | 79 | 0.02357 | 0.125 | 0.08 | 261 | 0 | 0.364 | 1 | 1 | cs | TRUE
83 | LV_1331-3_2_4_line_83 |  | 78 | 90 | 0.020099 | 0.125 | 0.08 | 261 | 0 | 0.364 | 1 | 1 | cs | TRUE
84 | LV_1331-3_2_4_line_84 |  | 79 | 80 | 0.010893 | 0.125 | 0.08 | 261 | 0 | 0.364 | 1 | 1 | cs | TRUE
85 | LV_1331-3_2_4_line_85 |  | 80 | 81 | 0.017038 | 0.125 | 0.08 | 261 | 0 | 0.364 | 1 | 1 | cs | TRUE
86 | LV_1331-3_2_4_line_86 |  | 81 | 82 | 0.0067074 | 0.125 | 0.08 | 261 | 0 | 0.364 | 1 | 1 | cs | TRUE
87 | LV_1331-3_2_4_line_87 |  | 82 | 83 | 0.0016956 | 0.125 | 0.08 | 261 | 0 | 0.364 | 1 | 1 | cs | TRUE
88 | LV_1331-3_2_4_line_88 |  | 83 | 84 | 0.035733 | 0.125 | 0.08 | 261 | 0 | 0.364 | 1 | 1 | cs | TRUE
89 | LV_1331-3_2_4_line_89 |  | 84 | 85 | 0.024594 | 0.125 | 0.08 | 261 | 0 | 0.364 | 1 | 1 | cs | TRUE
90 | LV_1331-3_2_4_line_90 |  | 84 | 86 | 0.024108 | 0.125 | 0.08 | 261 | 0 | 0.364 | 1 | 1 | cs | TRUE
91 | LV_1331-3_2_4_line_91 |  | 85 | 89 | 0.017611 | 0.125 | 0.08 | 261 | 0 | 0.364 | 1 | 1 | cs | TRUE
92 | LV_1331-3_2_4_line_92 |  | 86 | 88 | 0.030867 | 0.125 | 0.08 | 261 | 0 | 0.364 | 1 | 1 | cs | TRUE
93 | LV_1331-3_2_4_line_93 |  | 87 | 88 | 0.00015998 | 0.125 | 0.08 | 261 | 0 | 0.364 | 1 | 1 | cs | TRUE
94 | LV_1331-3_2_4_line_94 |  | 89 | 118 | 0.15057 | 0.125 | 0.08 | 261 | 0 | 0.364 | 1 | 1 | cs | TRUE
95 | LV_1331-3_2_4_line_95 |  | 90 | 91 | 0.028341 | 0.125 | 0.08 | 261 | 0 | 0.364 | 1 | 1 | cs | TRUE
96 | LV_1331-3_2_4_line_96 |  | 91 | 92 | 0.034482 | 0.125 | 0.08 | 261 | 0 | 0.364 | 1 | 1 | cs | TRUE
97 | LV_1331-3_2_4_line_97 |  | 92 | 93 | 0.052141 | 0.125 | 0.08 | 261 | 0 | 0.364 | 1 | 1 | cs | TRUE
98 | LV_1331-3_2_4_line_98 |  | 92 | 94 | 0.07903 | 0.125 | 0.08 | 261 | 0 | 0.364 | 1 | 3 | cs | TRUE
99 | LV_1331-3_2_4_line_99 |  | 93 | 126 | 0.067509 | 0.125 | 0.08 | 261 | 0 | 0.364 | 1 | 1 | cs | TRUE
100 | LV_1331-3_2_4_line_100 |  | 94 | 124 | 0.05171 | 0.125 | 0.08 | 261 | 0 | 0.364 | 1 | 3 | cs | TRUE
101 | LV_1331-3_2_4_line_101 |  | 95 | 96 | 0.0054172 | 0.125 | 0.08 | 261 | 0 | 0.364 | 1 | 1 | cs | TRUE
102 | LV_1331-3_2_4_line_102 |  | 95 | 97 | 0.017959 | 0.125 | 0.08 | 261 | 0 | 0.364 | 1 | 1 | cs | TRUE
103 | LV_1331-3_2_4_line_103 |  | 96 | 98 | 0.07219 | 0.125 | 0.08 | 261 | 0 | 0.364 | 1 | 1 | cs | TRUE
104 | LV_1331-3_2_4_line_104 |  | 97 | 99 | 0.017245 | 0.125 | 0.08 | 261 | 0 | 0.364 | 1 | 1 | cs | TRUE
105 | LV_1331-3_2_4_line_105 |  | 97 | 100 | 0.025816 | 0.125 | 0.08 | 261 | 0 | 0.364 | 1 | 2 | cs | TRUE
106 | LV_1331-3_2_4_line_106 |  | 98 | 101 | 0.039749 | 0.125 | 0.08 | 261 | 0 | 0.364 | 1 | 1 | cs | TRUE
107 | LV_1331-3_2_4_line_107 |  | 99 | 102 | 0.013217 | 0.125 | 0.08 | 261 | 0 | 0.364 | 1 | 1 | cs | TRUE
108 | LV_1331-3_2_4_line_108 |  | 101 | 105 | 0.029139 | 0.125 | 0.08 | 261 | 0 | 0.364 | 1 | 1 | cs | TRUE
109 | LV_1331-3_2_4_line_109 |  | 102 | 103 | 0.017671 | 0.125 | 0.08 | 261 | 0 | 0.364 | 1 | 1 | cs | TRUE
110 | LV_1331-3_2_4_line_110 |  | 105 | 107 | 0.0067278 | 0.125 | 0.08 | 261 | 0 | 0.364 | 1 | 1 | cs | TRUE
111 | LV_1331-3_2_4_line_111 |  | 106 | 108 | 0.026106 | 0.125 | 0.08 | 261 | 0 | 0.364 | 1 | 1 | cs | TRUE
112 | LV_1331-3_2_4_line_112 |  | 107 | 109 | 0.039835 | 0.125 | 0.08 | 261 | 0 | 0.364 | 1 | 1 | cs | TRUE
113 | LV_1331-3_2_4_line_113 |  | 109 | 110 | 0.03047 | 0.125 | 0.08 | 261 | 0 | 0.364 | 1 | 1 | cs | TRUE
114 | LV_1331-3_2_4_line_114 |  | 110 | 111 | 0.0193 | 0.125 | 0.08 | 261 | 0 | 0.364 | 1 | 1 | cs | TRUE
115 | LV_1331-3_2_4_line_115 |  | 112 | 113 | 0.02701 | 0.125 | 0.08 | 261 | 0 | 0.364 | 1 | 1 | cs | TRUE
116 | LV_1331-3_2_4_line_116 |  | 113 | 114 | 0.11533 | 0.125 | 0.08 | 261 | 0 | 0.364 | 1 | 1 | cs | TRUE
117 | LV_1331-3_2_4_line_117 |  | 114 | 116 | 0.088013 | 0.125 | 0.08 | 261 | 0 | 0.364 | 1 | 1 | cs | TRUE
118 | LV_1331-3_2_4_line_118 |  | 115 | 124 | 0.039715 | 0.125 | 0.08 | 261 | 0 | 0.364 | 1 | 3 | cs | TRUE
119 | LV_1331-3_2_4_line_119 |  | 117 | 118 | 0.46821 | 0.125 | 0.08 | 261 | 0 | 0.364 | 1 | 1 | cs | TRUE
120 | LV_1331-3_2_4_line_120 |  | 119 | 120 | 0.014942 | 0.125 | 0.08 | 261 | 0 | 0.364 | 1 | 1 | cs | TRUE
121 | LV_1331-3_2_4_line_121 |  | 119 | 121 | 0.018164 | 0.125 | 0.08 | 261 | 0 | 0.364 | 1 | 1 | cs | TRUE
122 | LV_1331-3_2_4_line_122 |  | 121 | 122 | 0.029781 | 0.125 | 0.08 | 261 | 0 | 0.364 | 1 | 1 | cs | TRUE
123 | LV_1331-3_2_4_line_123 |  | 122 | 123 | 0.032863 | 0.125 | 0.08 | 261 | 0 | 0.364 | 1 | 1 | cs | TRUE
124 | LV_1331-3_2_4_line_124 |  | 123 | 125 | 0.018581 | 0.125 | 0.08 | 261 | 0 | 0.364 | 1 | 1 | cs | TRUE
125 | LV_1331-3_2_4_line_125 |  | 125 | 126 | 0.039418 | 0.125 | 0.08 | 261 | 0 | 0.364 | 1 | 1 | cs | TRUE

## trafo
| name | std_type | hv_bus | lv_bus | sn_mva | vn_hv_kv | vn_lv_kv | vk_percent | vkr_percent | pfe_kw | i0_percent | shift_degree | tap_side | tap_neutral | tap_min | tap_max | tap_step_percent | tap_step_degree | tap_pos | tap_phase_shifter | parallel | df | in_service
0 | LV_1331-3_2_4_trafo_58 | 0.63 MVA 20/0.4 kV | 127 | 26 | 0.63 | 20 | 0.4 | 6 | 1.206 | 1.65 | 0.2619 | 150 | hv | 0 | -2 | 2 | 2.5 | 0 | 0 | FALSE | 1 | 1 | TRUE

## line_geodata
| x0 | y0 | x1 | y1 | x2 | y2 | x3 | y3 | x4 | y4 | x5 | y5 | x6 | y6 | x7 | y7 | x8 | y8 | x9 | y9 | x10 | y10 | x11 | y11
0 | 2678282.6935 | 1215739.329 | 2678274.1095 | 1215748.9498 | 2678257.089 | 1215768.282
1 | 2678282.6935 | 1215739.329 | 2678301.1899 | 1215718.5983
2 | 2678232.7031 | 1215796.4611 | 2678246.327 | 1215780.5057 | 2678257.089 | 1215768.282
3 | 2678301.1899 | 1215718.5983 | 2678328.4003 | 1215688.1011 | 2678334.2551 | 1215677.3505
4 | 2678338.0497 | 1215670.383 | 2678334.2551 | 1215677.3505
5 | 2678338.0497 | 1215670.383 | 2678349.0351 | 1215662.4654
6 | 2678338.0497 | 1215670.383 | 2678339.3123 | 1215664.4513 | 2678338.6322 | 1215630.1201 | 2678341.5138 | 1215615.9932 | 2678354.0746 | 1215603.8393 | 2678360.1893 | 1215599.4325
7 | 2678004.7806 | 1216168.8039 | 2678001.7576 | 1216163.6499 | 2677997.91 | 1216122.8842 | 2677994.9503 | 1216108.7875
8 | 2677948.8056 | 1216224.319 | 2677958.06 | 1216215.1674 | 2677994.6239 | 1216179.5891 | 2677998.0735 | 1216175.9319 | 2678004.7806 | 1216168.8039
9 | 2678022.4137 | 1216048.3098 | 2678013.517 | 1216082.0841 | 2678007.7105 | 1216081.8969 | 2677996.8782 | 1216085.1128 | 2677990.2167 | 1216088.1721 | 2677987.0133 | 1216091.5768 | 2677988.1572 | 1216097.5846 | 2677994.1717 | 1216105.0793 | 2677994.9503 | 1216108.7875
10 | 2677948.8056 | 1216224.319 | 2677956.1388 | 1216230.8413 | 2677956.274 | 1216239.0818 | 2677930.5243 | 1216269.7685
11 | 2677938.0767 | 1215942.7625 | 2678022.4137 | 1216048.3098
12 | 2677715.5774 | 1216147.0794 | 2677727.5408 | 1216132.8596 | 2677739.5006 | 1216120.7069
13 | 2677749.4495 | 1216110.5975 | 2677739.5006 | 1216120.7069
14 | 2677757.1179 | 1216090.2955 | 2677760.1928 | 1216094.983 | 2677748.8524 | 1216104.5636 | 2677746.2495 | 1216106.7644 | 2677749.4495 | 1216110.5975
15 | 2677757.1179 | 1216090.2955 | 2677755.9135 | 1216083.0862 | 2677763.6068 | 1216076.5934 | 2677771.056 | 1216067.8627 | 2677773.0226 | 1216059.7275 | 2677768.9109 | 1216053.0251 | 2677759.0658 | 1216051.0065 | 2677750.2445 | 1216050.8358
16 | 2677757.1179 | 1216090.2955 | 2677780.7435 | 1216074.9715 | 2677799.3105 | 1216061.5851
17 | 2677757.1179 | 1216090.2955 | 2677726.3996 | 1216110.9083 | 2677702.4975 | 1216128.2413 | 2677693.2077 | 1216137.7033
18 | 2677750.2445 | 1216050.8358 | 2677742.4247 | 1216053.6356 | 2677732.1109 | 1216059.2787
19 | 2677750.2445 | 1216050.8358 | 2677753.6471 | 1216047.3849
20 | 2677839.9661 | 1216027.8824 | 2677833.1602 | 1216033.7399 | 2677805.9632 | 1216056.7887 | 2677799.3105 | 1216061.5851
21 | 2677693.2077 | 1216137.7033 | 2677675.5094 | 1216155.7297 | 2677671.5427 | 1216160.684
22 | 2677896.1888 | 1215979.4945 | 2677938.0767 | 1215942.7625
23 | 2677938.0767 | 1215942.7625 | 2677973.5228 | 1215910.8942 | 2677993.123 | 1215888.7247
24 | 2677896.1888 | 1215979.4945 | 2677839.9661 | 1216027.8824
25 | 2677896.1888 | 1215979.4945 | 2677890.6629 | 1215972.351 | 2677887.1158 | 1215966.0339 | 2677887.7797 | 1215958.8156 | 2677898.6802 | 1215943.4258 | 2677909.1554 | 1215923.9834
26 | 2678008.5416 | 1215869.382 | 2677997.3012 | 1215883.9988 | 2677993.123 | 1215888.7247
27 | 2677968.1654 | 1215800.7943 | 2677956.2428 | 1215816.0622 | 2677956.2428 | 1215816.0622
28 | 2677980.4696 | 1215801.3361 | 2677972.4691 | 1215795.2831 | 2677968.1654 | 1215800.7943
29 | 2677956.2428 | 1215816.0622 | 2677955.6522 | 1215824.6378 | 2677933.8889 | 1215851.1588
30 | 2677980.4696 | 1215801.3361 | 2677996.0714 | 1215778.7085
31 | 2677933.8889 | 1215851.1588 | 2677919.4995 | 1215868.6938 | 2677918.271 | 1215877.2722 | 2677883.9901 | 1215917.083
32 | 2678015.1206 | 1215728.2086 | 2678017.9423 | 1215733.6713 | 2678018.2296 | 1215738.9896 | 2678015.5732 | 1215749.3171 | 2678005.5264 | 1215764.9959 | 2677996.0714 | 1215778.7085
33 | 2677883.9901 | 1215917.083 | 2677876.9649 | 1215925.2415 | 2677872.8036 | 1215925.8208 | 2677868.2316 | 1215931.9468
34 | 2677932.2349 | 1215875.712 | 2677930.8436 | 1215878.0482 | 2677923.6197 | 1215893.3483
35 | 2677909.1554 | 1215923.9834 | 2677923.6197 | 1215893.3483
36 | 2678015.1206 | 1215728.2086 | 2678027.7456 | 1215720.9358 | 2678041.1418 | 1215712.1943 | 2678053.8428 | 1215700.8643 | 2678072.1235 | 1215676.3544 | 2678084.03 | 1215657.865 | 2678096.9449 | 1215646.4601 | 2678112.6974 | 1215644.5207 | 2678130.9713 | 1215646.6171 | 2678142.2635 | 1215646.0425 | 2678149.6183 | 1215639.9572 | 2678158.707 | 1215630.7926
37 | 2677933.0985 | 1215766.6053 | 2677946.4975 | 1215758.7865 | 2677993.4961 | 1215723.3559 | 2677999.358 | 1215721.6537 | 2678005.3443 | 1215722.0545 | 2678015.1206 | 1215728.2086
38 | 2677868.2316 | 1215931.9468 | 2677856.4758 | 1215947.6982
39 | 2677921.2527 | 1215808.1723 | 2677920.4912 | 1215808.756
40 | 2677920.4912 | 1215808.756 | 2677913.5157 | 1215814.1024 | 2677907.4336 | 1215820.1053
41 | 2677937.3334 | 1215795.847 | 2677921.2527 | 1215808.1723
42 | 2677907.4336 | 1215820.1053 | 2677905.0996 | 1215822.4089 | 2677904.7362 | 1215826.9738 | 2677893.6505 | 1215837.8751
43 | 2677933.0985 | 1215766.6053 | 2677946.0491 | 1215778.549 | 2677947.7239 | 1215784.6193 | 2677941.713 | 1215792.4903 | 2677937.3334 | 1215795.847
44 | 2677891.7756 | 1215839.7188 | 2677893.6505 | 1215837.8751
45 | 2677891.7756 | 1215839.7188 | 2677890.9895 | 1215840.4919 | 2677879.1463 | 1215852.0337
46 | 2677856.4758 | 1215947.6982 | 2677844.442 | 1215963.822
47 | 2677876.1164 | 1215854.9865 | 2677879.1463 | 1215852.0337
48 | 2677876.1164 | 1215854.9865 | 2677861.6905 | 1215869.0453
49 | 2677861.6905 | 1215869.0453 | 2677850.4454 | 1215880.0043
50 | 2677850.4454 | 1215880.0043 | 2677843.3245 | 1215886.944 | 2677837.0925 | 1215887.3406 | 2677819.1755 | 1215908.8623
51 | 2677819.1755 | 1215908.8623 | 2677806.3447 | 1215924.2744
52 | 2677811.3387 | 1216004.3455 | 2677832.1498 | 1215980.292 | 2677844.442 | 1215963.822
53 | 2677811.3387 | 1216004.3455 | 2677803.7467 | 1216013.1203 | 2677795.3787 | 1216020.0935 | 2677778.3588 | 1216029.9618
54 | 2677778.3588 | 1216029.9618 | 2677769.3488 | 1216035.1859 | 2677759.8559 | 1216041.0881 | 2677753.6471 | 1216047.3849
55 | 2678158.707 | 1215630.7926 | 2678018.3605 | 1215465.6807
56 | 2677847.0842 | 1215819.4604 | 2677845.521 | 1215814.7258 | 2677847.6585 | 1215808.6275 | 2677884.3393 | 1215771.7938 | 2677897.6712 | 1215756.3246 | 2677909.3086 | 1215736.8751 | 2677919.281 | 1215712.9343 | 2677929.9008 | 1215691.7594 | 2677945.3303 | 1215672.7043
57 | 2677847.0842 | 1215819.4604 | 2677833.6609 | 1215829.4162
58 | 2677833.6609 | 1215829.4162 | 2677796.8962 | 1215856.6838
59 | 2677730.2645 | 1215904.4697 | 2677750.2843 | 1215891.2549 | 2677796.8962 | 1215856.6838
60 | 2677705.9585 | 1215919.39 | 2677730.1166 | 1215904.5673 | 2677730.2645 | 1215904.4697
61 | 2677683.201 | 1215933.1686 | 2677684.7463 | 1215932.4051 | 2677705.9585 | 1215919.39
62 | 2677659.5328 | 1215944.8625 | 2677683.201 | 1215933.1686
63 | 2678018.3605 | 1215465.6807 | 2678016.5153 | 1215459.1268
64 | 2678460.008 | 1215534.1592 | 2678451.07 | 1215537.1491 | 2678435.9153 | 1215541.5304 | 2678423.5123 | 1215544.6424
65 | 2678460.008 | 1215534.1592 | 2678666.6218 | 1215490.3781
66 | 2678420.4634 | 1215545.4074 | 2678423.5123 | 1215544.6424
67 | 2678365.8557 | 1215551.6602 | 2678387.2587 | 1215547.3943 | 2678393.0998 | 1215551.3403 | 2678420.4634 | 1215545.4074
68 | 2678420.4634 | 1215545.4074 | 2678421.0249 | 1215548.906 | 2678421.3648 | 1215555.3924 | 2678420.1236 | 1215563.1478 | 2678409.705 | 1215570.6157 | 2678390.6307 | 1215581.4385 | 2678371.2863 | 1215591.4352 | 2678360.1893 | 1215599.4325
69 | 2677909.1554 | 1215923.9834 | 2677902.2517 | 1215924.6492 | 2677866.7272 | 1215967.8327
70 | 2678100.2566 | 1215817.8925 | 2678093.1791 | 1215821.958 | 2678083.3993 | 1215825.9436 | 2678077.6264 | 1215827.2356 | 2678071.8813 | 1215827.5605 | 2678050.6824 | 1215827.9277 | 2678044.4732 | 1215829.4807 | 2678037.7439 | 1215832.4724 | 2678031.0758 | 1215840.0789 | 2678008.5416 | 1215869.382
71 | 2678100.2566 | 1215817.8925 | 2678120.7942 | 1215803.7081
72 | 2678100.2566 | 1215817.8925 | 2678102.7137 | 1215826.2524 | 2678103.1568 | 1215835.8978 | 2678098.2588 | 1215845.173 | 2678082.3743 | 1215847.9556 | 2678065.1905 | 1215852.5336 | 2678052.1101 | 1215863.2804 | 2678047.6334 | 1215868.7267
73 | 2678141.9895 | 1215787.0085 | 2678125.6445 | 1215800.3582 | 2678120.7942 | 1215803.7081
74 | 2678047.6334 | 1215868.7267 | 2678014.5888 | 1215908.9281
75 | 2678255.55 | 1215691.1465 | 2678200.7283 | 1215737.5351 | 2678151.2209 | 1215779.4687 | 2678141.9895 | 1215787.0085
76 | 2677583.2087 | 1216052.9974 | 2677586.7138 | 1216042.7221
77 | 2677583.2087 | 1216052.9974 | 2677579.0985 | 1216065.0464
78 | 2677586.7138 | 1216042.7221 | 2677587.012 | 1216041.8479 | 2677590.4753 | 1216031.4975
79 | 2677579.0985 | 1216065.0464 | 2677570.957 | 1216088.9135
80 | 2677590.4753 | 1216031.4975 | 2677592.5747 | 1216025.223
81 | 2677570.957 | 1216088.9135 | 2677570.4962 | 1216090.2644 | 2677567.1845 | 1216101.5113
82 | 2677600.0538 | 1216002.8709 | 2677592.5747 | 1216025.223
83 | 2677567.1845 | 1216101.5113 | 2677561.5075 | 1216120.7915
84 | 2677600.0538 | 1216002.8709 | 2677603.5102 | 1215992.5411
85 | 2677603.5102 | 1215992.5411 | 2677608.9167 | 1215976.3831
86 | 2677611.0451 | 1215970.0223 | 2677608.9167 | 1215976.3831
87 | 2677611.0451 | 1215970.0223 | 2677611.5831 | 1215968.4143
88 | 2677624.2214 | 1215935.063 | 2677619.6117 | 1215944.4201 | 2677611.5831 | 1215968.4143
89 | 2677624.2214 | 1215935.063 | 2677633.2186 | 1215932.2338 | 2677635.5231 | 1215937.2004 | 2677639.6353 | 1215942.1349 | 2677642.6506 | 1215943.3845
90 | 2677624.2214 | 1215935.063 | 2677621.0875 | 1215927.8953 | 2677617.6907 | 1215925.1715 | 2677614.954 | 1215924.2353 | 2677610.4365 | 1215923.5983 | 2677605.9623 | 1215923.7439
91 | 2677659.5328 | 1215944.8625 | 2677649.9674 | 1215946.4167 | 2677642.6506 | 1215943.3845
92 | 2677605.9623 | 1215923.7439 | 2677597.5068 | 1215924.0192 | 2677585.1659 | 1215925.2816 | 2677575.6703 | 1215928.4237
93 | 2677575.5184 | 1215928.4739 | 2677575.6703 | 1215928.4237
94 | 2677659.5328 | 1215944.8625 | 2677666.8112 | 1215930.5925 | 2677671.4509 | 1215918.3561 | 2677674.6416 | 1215907.1793 | 2677679.4684 | 1215895.1566 | 2677681.3274 | 1215888.8657 | 2677682.1424 | 1215882.8502 | 2677680.1573 | 1215863.2894 | 2677680.0102 | 1215855.9271 | 2677681.0042 | 1215849.0023 | 2677700.5239 | 1215802.6933
95 | 2677554.396 | 1216148.1925 | 2677556.0291 | 1216139.3969 | 2677561.5075 | 1216120.7915
96 | 2677554.396 | 1216148.1925 | 2677569.9725 | 1216147.9839 | 2677578.5082 | 1216146.1716 | 2677587.6137 | 1216141.4203
97 | 2677587.6137 | 1216141.4203 | 2677595.5248 | 1216136.8425 | 2677603.8828 | 1216130.0136 | 2677608.6002 | 1216122.8703 | 2677615.0978 | 1216104.9766 | 2677617.7806 | 1216101.2276
98 | 2677587.6137 | 1216141.4203 | 2677595.1988 | 1216144.9658 | 2677612.2143 | 1216135.7146 | 2677637.9332 | 1216121.707 | 2677655.6392 | 1216108.6435
99 | 2677656.889 | 1216046.3343 | 2677644.6716 | 1216062.612 | 2677639.0081 | 1216073.0117 | 2677625.3533 | 1216090.6453 | 2677617.7806 | 1216101.2276
100 | 2677655.6392 | 1216108.6435 | 2677668.1414 | 1216099.4194 | 2677700.1915 | 1216082.6483
101 | 2678289.5687 | 1215659.5058 | 2678284.2341 | 1215660.3586 | 2678284.2214 | 1215660.3664
102 | 2678268.9375 | 1215669.7972 | 2678284.2214 | 1215660.3664
103 | 2678289.5687 | 1215659.5058 | 2678298.4853 | 1215647.8487 | 2678311.1977 | 1215625.8791 | 2678322.9834 | 1215604.5201 | 2678326.8464 | 1215597.7664
104 | 2678268.9375 | 1215669.7972 | 2678263.2287 | 1215662.7177 | 2678255.0845 | 1215662.4106
105 | 2678268.9375 | 1215669.7972 | 2678257.0416 | 1215683.9614 | 2678255.55 | 1215691.1465
106 | 2678326.8464 | 1215597.7664 | 2678322.6987 | 1215593.2424 | 2678323.2741 | 1215588.18 | 2678330.8475 | 1215577.617 | 2678341.3343 | 1215566.178
107 | 2678255.0845 | 1215662.4106 | 2678242.8347 | 1215667.3738
108 | 2678365.8557 | 1215551.6602 | 2678359.0791 | 1215553.0165 | 2678345.1086 | 1215562.061 | 2678341.3343 | 1215566.178
109 | 2678226.457 | 1215674.0096 | 2678242.8347 | 1215667.3738
110 | 2678365.8557 | 1215551.6602 | 2678366.5966 | 1215546.7112 | 2678368.116 | 1215545.8972
111 | 2678370.2538 | 1215647.2575 | 2678350.7302 | 1215661.2437 | 2678349.0351 | 1215662.4654
112 | 2678368.116 | 1215545.8972 | 2678384.34 | 1215537.2049 | 2678394.5319 | 1215528.4999 | 2678399.3291 | 1215522.0662
113 | 2678399.3291 | 1215522.0662 | 2678406.978 | 1215511.8083 | 2678415.5635 | 1215496.3598
114 | 2678424.8431 | 1215479.4369 | 2678419.8045 | 1215488.7286 | 2678415.5635 | 1215496.3598
115 | 2677671.5427 | 1216160.684 | 2677657.8099 | 1216177.8357 | 2677654.8407 | 1216181.9056
116 | 2677584.9733 | 1216273.6273 | 2677617.6843 | 1216232.8377 | 2677654.8407 | 1216181.9056
117 | 2677608.9563 | 1216200.4587 | 2677599.1216 | 1216212.8164 | 2677593.5144 | 1216220.6597 | 2677582.6695 | 1216240.6204 | 2677574.316 | 1216256.4442 | 2677573.6336 | 1216261.6164 | 2677575.1147 | 1216265.0824 | 2677584.9733 | 1216273.6273
118 | 2677732.1109 | 1216059.2787 | 2677721.2474 | 1216065.2226 | 2677700.1915 | 1216082.6483 | 2677700.1915 | 1216082.6483
119 | 2677700.5239 | 1215802.6933 | 2677440.2593 | 1215413.4869
120 | 2677751.6943 | 1215949.8947 | 2677764.6337 | 1215942.4229
121 | 2677751.6943 | 1215949.8947 | 2677735.9646 | 1215958.9778
122 | 2677735.9646 | 1215958.9778 | 2677712.5397 | 1215972.5044 | 2677710.6567 | 1215974.4822
123 | 2677687.996 | 1215998.2824 | 2677710.6567 | 1215974.4822
124 | 2677687.996 | 1215998.2824 | 2677681.4745 | 1216005.1319 | 2677678.1953 | 1216013.6456
125 | 2677678.1953 | 1216013.6456 | 2677673.7408 | 1216025.2108 | 2677659.4313 | 1216042.947 | 2677656.889 | 1216046.3343

## bus_geodata
| x | y | coords
0 | 2678282.6935 | 1215739.329
1 | 2678257.089 | 1215768.282
2 | 2678301.1899 | 1215718.5983
3 | 2678232.7031 | 1215796.4611
4 | 2678334.2551 | 1215677.3505
5 | 2678338.0497 | 1215670.383
6 | 2678004.7806 | 1216168.8039
7 | 2677994.9503 | 1216108.7875
8 | 2677948.8056 | 1216224.319
9 | 2678022.4137 | 1216048.3097
10 | 2677930.5243 | 1216269.7685
11 | 2677739.5006 | 1216120.7069
12 | 2677715.5774 | 1216147.0794
13 | 2677749.4495 | 1216110.5975
14 | 2677757.1179 | 1216090.2955
15 | 2677750.2445 | 1216050.8358
16 | 2677799.3105 | 1216061.5851
17 | 2677693.2077 | 1216137.7033
18 | 2677938.0767 | 1215942.7625
19 | 2677896.1888 | 1215979.4945
20 | 2677993.123 | 1215888.7247
21 | 2677968.1654 | 1215800.7943
22 | 2677956.2428 | 1215816.0622
23 | 2677980.4696 | 1215801.3361
24 | 2677933.8889 | 1215851.1588
25 | 2677996.0714 | 1215778.7085
26 | 2677883.9901 | 1215917.083
27 | 2677932.2349 | 1215875.712
28 | 2677923.6197 | 1215893.3483
29 | 2678015.1206 | 1215728.2086
30 | 2677868.2316 | 1215931.9468
31 | 2677920.4912 | 1215808.756
32 | 2677921.2527 | 1215808.1723
33 | 2677907.4336 | 1215820.1053
34 | 2677937.3334 | 1215795.847
35 | 2677893.6505 | 1215837.8751
36 | 2677933.0985 | 1215766.6053
37 | 2677891.7756 | 1215839.7188
38 | 2677856.4758 | 1215947.6982
39 | 2677879.1463 | 1215852.0337
40 | 2677876.1164 | 1215854.9865
41 | 2677861.6905 | 1215869.0453
42 | 2677850.4454 | 1215880.0043
43 | 2677819.1755 | 1215908.8623
44 | 2677806.3447 | 1215924.2744
45 | 2677844.442 | 1215963.822
46 | 2677811.3387 | 1216004.3455
47 | 2677778.3588 | 1216029.9618
48 | 2677753.6471 | 1216047.3849
49 | 2678158.707 | 1215630.7926
50 | 2677847.0842 | 1215819.4604
51 | 2677945.3303 | 1215672.7043
52 | 2677833.6609 | 1215829.4162
53 | 2677796.8962 | 1215856.6838
54 | 2677730.2645 | 1215904.4697
55 | 2677705.9585 | 1215919.39
56 | 2677683.201 | 1215933.1686
57 | 2678016.5153 | 1215459.1268
58 | 2678018.3605 | 1215465.6807
59 | 2678460.008 | 1215534.1592
60 | 2678423.5123 | 1215544.6424
61 | 2678666.6218 | 1215490.3781
62 | 2678420.4634 | 1215545.4074
63 | 2677909.1554 | 1215923.9834
64 | 2677866.7272 | 1215967.8327
65 | 2677839.9661 | 1216027.8824
66 | 2678008.5416 | 1215869.382
67 | 2678100.2566 | 1215817.8925
68 | 2678120.7942 | 1215803.7081
69 | 2678047.6334 | 1215868.7267
70 | 2678141.9895 | 1215787.0085
71 | 2678014.5888 | 1215908.9281
72 | 2677583.2087 | 1216052.9974
73 | 2677586.7138 | 1216042.7221
74 | 2677579.0985 | 1216065.0464
75 | 2677590.4753 | 1216031.4975
76 | 2677570.957 | 1216088.9135
77 | 2677592.5747 | 1216025.223
78 | 2677567.1845 | 1216101.5113
79 | 2677600.0538 | 1216002.8709
80 | 2677603.5102 | 1215992.5411
81 | 2677608.9167 | 1215976.3831
82 | 2677611.0451 | 1215970.0223
83 | 2677611.5831 | 1215968.4143
84 | 2677624.2214 | 1215935.063
85 | 2677642.6506 | 1215943.3845
86 | 2677605.9623 | 1215923.7439
87 | 2677575.5184 | 1215928.4739
88 | 2677575.6703 | 1215928.4237
89 | 2677659.5328 | 1215944.8625
90 | 2677561.5075 | 1216120.7915
91 | 2677554.396 | 1216148.1925
92 | 2677587.6137 | 1216141.4203
93 | 2677617.7806 | 1216101.2276
94 | 2677655.6392 | 1216108.6435
95 | 2678284.2214 | 1215660.3664
96 | 2678289.5687 | 1215659.5058
97 | 2678268.9375 | 1215669.7972
98 | 2678326.8464 | 1215597.7664
99 | 2678255.0845 | 1215662.4106
100 | 2678255.55 | 1215691.1465
101 | 2678341.3343 | 1215566.178
102 | 2678242.8347 | 1215667.3738
103 | 2678226.457 | 1215674.0096
104 | 2678360.1893 | 1215599.4325
105 | 2678365.8557 | 1215551.6602
106 | 2678349.0351 | 1215662.4654
107 | 2678368.116 | 1215545.8972
108 | 2678370.2538 | 1215647.2575
109 | 2678399.3291 | 1215522.0662
110 | 2678415.5635 | 1215496.3598
111 | 2678424.8431 | 1215479.4369
112 | 2677671.5427 | 1216160.684
113 | 2677654.8407 | 1216181.9056
114 | 2677584.9733 | 1216273.6273
115 | 2677732.1109 | 1216059.2787
116 | 2677608.9563 | 1216200.4587
117 | 2677440.2593 | 1215413.4869
118 | 2677700.5239 | 1215802.6933
119 | 2677751.6943 | 1215949.8947
120 | 2677764.6337 | 1215942.4229
121 | 2677735.9646 | 1215958.9778
122 | 2677710.6567 | 1215974.4822
123 | 2677687.996 | 1215998.2824
124 | 2677700.1915 | 1216082.6483
125 | 2677678.1953 | 1216013.6456
126 | 2677656.889 | 1216046.3343
127 | 2677980.4696 | 1215801.3361

## line_std_types
| c_nf_per_km | r_ohm_per_km | x_ohm_per_km | max_i_ka | type | q_mm2 | alpha | voltage_rating
NAYY 4x50 SE | 210 | 0.642 | 0.083 | 0.142 | cs | 50 | 0.00403 | LV
NAYY 4x120 SE | 264 | 0.225 | 0.08 | 0.242 | cs | 120 | 0.00403 | LV
NAYY 4x150 SE | 261 | 0.208 | 0.08 | 0.27 | cs | 150 | 0.00403 | LV
NA2XS2Y 1x95 RM/25 12/20 kV | 216 | 0.313 | 0.132 | 0.252 | cs | 95 | 0.00403 | MV
NA2XS2Y 1x185 RM/25 12/20 kV | 273 | 0.161 | 0.117 | 0.362 | cs | 185 | 0.00403 | MV
NA2XS2Y 1x240 RM/25 12/20 kV | 304 | 0.122 | 0.112 | 0.421 | cs | 240 | 0.00403 | MV
NA2XS2Y 1x95 RM/25 6/10 kV | 315 | 0.313 | 0.123 | 0.249 | cs | 95 | 0.00403 | MV
NA2XS2Y 1x185 RM/25 6/10 kV | 406 | 0.161 | 0.11 | 0.358 | cs | 185 | 0.00403 | MV
NA2XS2Y 1x240 RM/25 6/10 kV | 456 | 0.122 | 0.105 | 0.416 | cs | 240 | 0.00403 | MV
NA2XS2Y 1x150 RM/25 12/20 kV | 250 | 0.206 | 0.116 | 0.319 | cs | 150 | 0.00403 | MV
NA2XS2Y 1x120 RM/25 12/20 kV | 230 | 0.253 | 0.119 | 0.283 | cs | 120 | 0.00403 | MV
NA2XS2Y 1x70 RM/25 12/20 kV | 190 | 0.443 | 0.132 | 0.22 | cs | 70 | 0.00403 | MV
NA2XS2Y 1x150 RM/25 6/10 kV | 360 | 0.206 | 0.11 | 0.315 | cs | 150 | 0.00403 | MV
NA2XS2Y 1x120 RM/25 6/10 kV | 340 | 0.253 | 0.113 | 0.28 | cs | 120 | 0.00403 | MV
NA2XS2Y 1x70 RM/25 6/10 kV | 280 | 0.443 | 0.123 | 0.217 | cs | 70 | 0.00403 | MV
N2XS(FL)2Y 1x120 RM/35 64/110 kV | 112 | 0.153 | 0.166 | 0.366 | cs | 120 | 0.00393 | HV
N2XS(FL)2Y 1x185 RM/35 64/110 kV | 125 | 0.099 | 0.156 | 0.457 | cs | 185 | 0.00393 | HV
N2XS(FL)2Y 1x240 RM/35 64/110 kV | 135 | 0.075 | 0.149 | 0.526 | cs | 240 | 0.00393 | HV
N2XS(FL)2Y 1x300 RM/35 64/110 kV | 144 | 0.06 | 0.144 | 0.588 | cs | 300 | 0.00393 | HV
15-AL1/3-ST1A 0.4 | 11 | 1.8769 | 0.35 | 0.105 | ol | 16 | 0.00403 | LV
24-AL1/4-ST1A 0.4 | 11.25 | 1.2012 | 0.335 | 0.14 | ol | 24 | 0.00403 | LV
48-AL1/8-ST1A 0.4 | 12.2 | 0.5939 | 0.3 | 0.21 | ol | 48 | 0.00403 | LV
94-AL1/15-ST1A 0.4 | 13.2 | 0.306 | 0.29 | 0.35 | ol | 94 | 0.00403 | LV
34-AL1/6-ST1A 10.0 | 9.7 | 0.8342 | 0.36 | 0.17 | ol | 34 | 0.00403 | MV
48-AL1/8-ST1A 10.0 | 10.1 | 0.5939 | 0.35 | 0.21 | ol | 48 | 0.00403 | MV
70-AL1/11-ST1A 10.0 | 10.4 | 0.4132 | 0.339 | 0.29 | ol | 70 | 0.00403 | MV
94-AL1/15-ST1A 10.0 | 10.75 | 0.306 | 0.33 | 0.35 | ol | 94 | 0.00403 | MV
122-AL1/20-ST1A 10.0 | 11.1 | 0.2376 | 0.323 | 0.41 | ol | 122 | 0.00403 | MV
149-AL1/24-ST1A 10.0 | 11.25 | 0.194 | 0.315 | 0.47 | ol | 149 | 0.00403 | MV
34-AL1/6-ST1A 20.0 | 9.15 | 0.8342 | 0.382 | 0.17 | ol | 34 | 0.00403 | MV
48-AL1/8-ST1A 20.0 | 9.5 | 0.5939 | 0.372 | 0.21 | ol | 48 | 0.00403 | MV
70-AL1/11-ST1A 20.0 | 9.7 | 0.4132 | 0.36 | 0.29 | ol | 70 | 0.00403 | MV
94-AL1/15-ST1A 20.0 | 10 | 0.306 | 0.35 | 0.35 | ol | 94 | 0.00403 | MV
122-AL1/20-ST1A 20.0 | 10.3 | 0.2376 | 0.344 | 0.41 | ol | 122 | 0.00403 | MV
149-AL1/24-ST1A 20.0 | 10.5 | 0.194 | 0.337 | 0.47 | ol | 149 | 0.00403 | MV
184-AL1/30-ST1A 20.0 | 10.75 | 0.1571 | 0.33 | 0.535 | ol | 184 | 0.00403 | MV
243-AL1/39-ST1A 20.0 | 11 | 0.1188 | 0.32 | 0.645 | ol | 243 | 0.00403 | MV
48-AL1/8-ST1A 110.0 | 8 | 0.5939 | 0.46 | 0.21 | ol | 48 | 0.00403 | HV
70-AL1/11-ST1A 110.0 | 8.4 | 0.4132 | 0.45 | 0.29 | ol | 70 | 0.00403 | HV
94-AL1/15-ST1A 110.0 | 8.65 | 0.306 | 0.44 | 0.35 | ol | 94 | 0.00403 | HV
122-AL1/20-ST1A 110.0 | 8.5 | 0.2376 | 0.43 | 0.41 | ol | 122 | 0.00403 | HV
149-AL1/24-ST1A 110.0 | 8.75 | 0.194 | 0.41 | 0.47 | ol | 149 | 0.00403 | HV
184-AL1/30-ST1A 110.0 | 8.8 | 0.1571 | 0.4 | 0.535 | ol | 184 | 0.00403 | HV
243-AL1/39-ST1A 110.0 | 9 | 0.1188 | 0.39 | 0.645 | ol | 243 | 0.00403 | HV
305-AL1/39-ST1A 110.0 | 9.2 | 0.0949 | 0.38 | 0.74 | ol | 305 | 0.00403 | HV
490-AL1/64-ST1A 110.0 | 9.75 | 0.059 | 0.37 | 0.96 | ol | 490 | 0.00403 | HV
679-AL1/86-ST1A 110.0 | 9.95 | 0.042 | 0.36 | 1.15 | ol | 679 | 0.00403 | HV
490-AL1/64-ST1A 220.0 | 10 | 0.059 | 0.285 | 0.96 | ol | 490 | 0.00403 | HV
679-AL1/86-ST1A 220.0 | 11.7 | 0.042 | 0.275 | 1.15 | ol | 679 | 0.00403 | HV
490-AL1/64-ST1A 380.0 | 11 | 0.059 | 0.253 | 0.96 | ol | 490 | 0.00403 | HV
679-AL1/86-ST1A 380.0 | 14.6 | 0.042 | 0.25 | 1.15 | ol | 679 | 0.00403 | HV

## trafo_std_types
| i0_percent | pfe_kw | vkr_percent | sn_mva | vn_lv_kv | vn_hv_kv | vk_percent | shift_degree | vector_group | tap_side | tap_neutral | tap_min | tap_max | tap_step_degree | tap_step_percent | tap_phase_shifter
160 MVA 380/110 kV | 0.06 | 60 | 0.25 | 160 | 110 | 380 | 12.2 | 0 | Yy0 | hv | 0 | -9 | 9 | 0 | 1.5 | FALSE
100 MVA 220/110 kV | 0.06 | 55 | 0.26 | 100 | 110 | 220 | 12 | 0 | Yy0 | hv | 0 | -9 | 9 | 0 | 1.5 | FALSE
63 MVA 110/20 kV | 0.04 | 22 | 0.32 | 63 | 20 | 110 | 18 | 150 | YNd5 | hv | 0 | -9 | 9 | 0 | 1.5 | FALSE
40 MVA 110/20 kV | 0.05 | 18 | 0.34 | 40 | 20 | 110 | 16.2 | 150 | YNd5 | hv | 0 | -9 | 9 | 0 | 1.5 | FALSE
25 MVA 110/20 kV | 0.07 | 14 | 0.41 | 25 | 20 | 110 | 12 | 150 | YNd5 | hv | 0 | -9 | 9 | 0 | 1.5 | FALSE
63 MVA 110/10 kV | 0.04 | 22 | 0.32 | 63 | 10 | 110 | 18 | 150 | YNd5 | hv | 0 | -9 | 9 | 0 | 1.5 | FALSE
40 MVA 110/10 kV | 0.05 | 18 | 0.34 | 40 | 10 | 110 | 16.2 | 150 | YNd5 | hv | 0 | -9 | 9 | 0 | 1.5 | FALSE
25 MVA 110/10 kV | 0.07 | 14 | 0.41 | 25 | 10 | 110 | 12 | 150 | YNd5 | hv | 0 | -9 | 9 | 0 | 1.5 | FALSE
0.25 MVA 20/0.4 kV | 0.32 | 0.8 | 1.44 | 0.25 | 0.4 | 20 | 6 | 150 | Yzn5 | hv | 0 | -2 | 2 | 0 | 2.5 | FALSE
0.4 MVA 20/0.4 kV | 0.3375 | 1.35 | 1.425 | 0.4 | 0.4 | 20 | 6 | 150 | Dyn5 | hv | 0 | -2 | 2 | 0 | 2.5 | FALSE
0.63 MVA 20/0.4 kV | 0.2619 | 1.65 | 1.206 | 0.63 | 0.4 | 20 | 6 | 150 | Dyn5 | hv | 0 | -2 | 2 | 0 | 2.5 | FALSE
0.25 MVA 10/0.4 kV | 0.24 | 0.6 | 1.2 | 0.25 | 0.4 | 10 | 4 | 150 | Dyn5 | hv | 0 | -2 | 2 | 0 | 2.5 | FALSE
0.4 MVA 10/0.4 kV | 0.2375 | 0.95 | 1.325 | 0.4 | 0.4 | 10 | 4 | 150 | Dyn5 | hv | 0 | -2 | 2 | 0 | 2.5 | FALSE
0.63 MVA 10/0.4 kV | 0.1873 | 1.18 | 1.0794 | 0.63 | 0.4 | 10 | 4 | 150 | Dyn5 | hv | 0 | -2 | 2 | 0 | 2.5 | FALSE

## trafo3w_std_types
| sn_hv_mva | sn_mv_mva | sn_lv_mva | vn_hv_kv | vn_mv_kv | vn_lv_kv | vk_hv_percent | vk_mv_percent | vk_lv_percent | vkr_hv_percent | vkr_mv_percent | vkr_lv_percent | pfe_kw | i0_percent | shift_mv_degree | shift_lv_degree | vector_group | tap_side | tap_neutral | tap_min | tap_max | tap_step_percent
63/25/38 MVA 110/20/10 kV | 63 | 25 | 38 | 110 | 20 | 10 | 10.4 | 10.4 | 10.4 | 0.28 | 0.32 | 0.35 | 35 | 0.89 | 0 | 0 | YN0yn0yn0 | hv | 0 | -10 | 10 | 1.2
63/25/38 MVA 110/10/10 kV | 63 | 25 | 38 | 110 | 10 | 10 | 10.4 | 10.4 | 10.4 | 0.28 | 0.32 | 0.35 | 35 | 0.89 | 0 | 0 | YN0yn0yn0 | hv | 0 | -10 | 10 | 1.2

## fuse_std_types
| fuse_type | i_rated_a | t_avg | t_min | t_total | x_avg | x_min | x_total
HV 100A | HV 100A | 100 | 0 | [10.0, 3.64, 0.854, 0.281, 0.1, 0.0531, 0.022, 0.01] | [10.0, 4.267, 1.21, 0.403, 0.1, 0.058, 0.022, 0.01] | 0 | [300.0, 350.0, 450.0, 550.0, 700.0, 850.0, 1200.0, 1752.0] | [600.0, 700.0, 900.0, 1150.0, 1665.0, 2000.0, 3000.0, 4313.0]
HV 10A | HV 10A | 10 | 0 | [10.0, 1675.0, 0.344, 0.156, 0.1, 0.0417, 0.0171, 0.01] | [10.0, 1.3, 0.3, 0.155, 0.1, 0.0555, 0.023, 0.01] | 0 | [30.0, 32.0, 35.0, 37.0, 39.0, 50.0, 70.0, 88.0] | [60.0, 70.0, 80.0, 87.0, 94.0, 110.0, 150.0, 216.0]
HV 125A | HV 125A | 125 | 0 | [10.0, 1.82, 0.344, 0.1, 0.0467, 0.0269, 0.01] | [10.0, 2.478, 0.426, 0.1, 0.0427, 0.0211, 0.01] | 0 | [375.0, 500.0, 700.0, 925.0, 1200.0, 1500.0, 2341.0] | [750.0, 1000.0, 1500.0, 2200.0, 3000.0, 4000.0, 5765.0]
HV 160A | HV 160A | 160 | 0 | [10.0, 4.15, 1.03, 0.198, 0.1, 0.051, 0.0172, 0.01] | [10.0, 2.3, 0.734, 0.274, 0.1, 0.046, 0.0177, 0.01] | 0 | [480.0, 550.0, 700.0, 1000.0, 1260.0, 1600.0, 2500.0, 3227.0] | [960.0, 1300.0, 1700.0, 2200.0, 2996.0, 4000.0, 6000.0, 7946.0]
HV 16A | HV 16A | 16 | 0 | [10.0, 0.352, 0.164, 0.1, 0.0649, 0.0342, 0.01] | [10.0, 2.34, 0.722, 0.181, 0.1, 0.055, 0.0296, 0.01] | 0 | [48.0, 60.0, 65.0, 71.0, 80.0, 100.0, 162.0] | [96.0, 110.0, 125.0, 150.0, 168.0, 200.0, 250.0, 398.0]
HV 200A | HV 200A | 200 | 0 | [10.0, 4.267, 1.21, 0.403, 0.1, 0.058, 0.022, 0.01] | [10.0, 3.73, 1.654, 0.328, 0.1, 0.0531, 0.019, 0.01] | 0 | [600.0, 700.0, 900.0, 1150.0, 1665.0, 2000.0, 3000.0, 4313.0] | [1200.0, 1500.0, 1800.0, 2700.0, 3960.0, 5000.0, 7500.0, 10620.0]
HV 20A | HV 20A | 20 | 0 | [10.0, 1.3, 0.3, 0.155, 0.1, 0.0555, 0.023, 0.01] | [10.0, 1.3, 0.161, 0.1, 0.0611, 0.0399, 0.0141, 0.01] | 0 | [60.0, 70.0, 80.0, 87.0, 94.0, 110.0, 150.0, 216.0] | [120.0, 150.0, 200.0, 223.0, 260.0, 300.0, 450.0, 532.0]
HV 25A | HV 25A | 25 | 0 | [10.0, 2.512, 0.833, 0.299, 0.1, 0.0372, 0.0223, 0.01] | [10.0, 3.125, 0.597, 0.198, 0.1, 0.0378, 0.022, 0.01] | 0 | [75.0, 82.0, 90.0, 100.0, 124.0, 170.0, 200.0, 289.0] | [150.0, 170.0, 210.0, 250.0, 294.0, 400.0, 500.0, 711.0]
HV 31.5A | HV 31.5A | 31.5 | 0 | [10.0, 2.34, 0.722, 0.181, 0.1, 0.055, 0.0296, 0.01] | [10.0, 2.84, 0.368, 0.164, 0.1, 0.0621, 0.0378, 0.0195, 0.01] | 0 | [95.0, 110.0, 125.0, 150.0, 165.0, 200.0, 250.0, 390.0] | [189.0, 220.0, 300.0, 350.0, 393.0, 450.0, 530.0, 700.0, 960.0]
HV 40A | HV 40A | 40 | 0 | [10.0, 1.3, 0.161, 0.1, 0.0611, 0.0399, 0.0141, 0.01] | [10.0, 2.05, 0.369, 0.198, 0.1, 0.051, 0.0298, 0.01] | 0 | [120.0, 150.0, 200.0, 223.0, 260.0, 300.0, 450.0, 532.0] | [240.0, 300.0, 400.0, 450.0, 530.0, 650.0, 800.0, 1311.0]
HV 50A | HV 50A | 50 | 0 | [10.0, 3.215, 0.597, 0.198, 0.1, 0.0378, 0.022, 0.01] | [10.0, 3.64, 0.854, 0.281, 0.1, 0.0531, 0.022, 0.01] | 0 | [150.0, 170.0, 210.0, 250.0, 294.0, 400.0, 500.0, 711.0] | [300.0, 350.0, 450.0, 550.0, 700.0, 850.0, 1200.0, 1752.0]
HV 6.3A | HV 6.3A | 6.3 | 0 | [10.0, 1.39, 0.344, 0.168, 0.1, 0.056, 0.0263, 0.01] | [10.0, 1.711, 0.516, 0.198, 0.1, 0.0634, 0.0303, 0.01] | 0 | [19.0, 19.5, 20.4, 20.8, 22.0, 25.0, 32.0, 48.0] | [38.0, 40.0, 43.0, 48.0, 53.0, 60.0, 75.0, 118.0]
HV 63A | HV 63A | 63 | 0 | [10.0, 2.84, 0.368, 0.164, 0.1, 0.0621, 0.0378, 0.0195, 0.01] | [10.0, 1.82, 0.344, 0.1, 0.0467, 0.0269, 0.01] | 0 | [189.0, 220.0, 300.0, 350.0, 393.0, 450.0, 530.0, 700.0, 961.0] | [378.0, 500.0, 700.0, 934.0, 1200.0, 1500.0, 2366.0]
HV 80A | HV 80A | 80 | 0 | [10.0, 2.05, 0.369, 0.198, 0.1, 0.051, 0.0298, 0.01] | [10.0, 4.15, 1.03, 0.198, 0.1, 0.051, 0.0172, 0.01] | 0 | [240.0, 300.0, 400.0, 450.0, 530.0, 650.0, 800.0, 1311.0] | [480.0, 550.0, 700.0, 1000.0, 1260.0, 1600.0, 2500.0, 3227.0]
Siemens NH-1-100 | Siemens NH-1-100 | 100 | [5400.0, 2000.0, 400.0, 20.0, 1.0, 0.2, 0.012, 0.004] | 0 | 0 | [150.0, 190.0, 250.0, 430.0, 900.0, 1250.0, 2700.0, 3600.0] | 0 | 0
Siemens NH-1-125 | Siemens NH-1-125 | 125 | [4800.0, 120.0, 7.0, 0.1, 0.004] | 0 | 0 | [180.0, 400.0, 740.0, 2000.0, 4250.0] | 0 | 0
Siemens NH-1-16 | Siemens NH-1-16 | 16 | [4000.0, 400.0, 2.0, 0.1, 0.04, 0.01] | 0 | 0 | [26.0, 35.0, 75.0, 150.0, 200.0, 300.0] | 0 | 0
Siemens NH-1-160 | Siemens NH-1-160 | 160 | [4800.0, 120.0, 7.0, 0.1, 0.004] | 0 | 0 | [210.0, 500.0, 900.0, 2300.0, 5000.0] | 0 | 0
Siemens NH-1-25 | Siemens NH-1-25 | 25 | [4000.0, 1000.0, 10.0, 0.2, 0.02, 0.01] | 0 | 0 | [40.0, 50.0, 100.0, 210.0, 400.0, 500.0] | 0 | 0
Siemens NH-1-50 | Siemens NH-1-50 | 50 | [4000.0, 40.0, 4.0, 1.0, 0.02, 0.01] | 0 | 0 | [86.0, 200.0, 300.0, 400.0, 1000.0, 1280.0] | 0 | 0
Siemens NH-1-63 | Siemens NH-1-63 | 63 | [4000.0, 100.0, 10.0, 2.0, 0.04, 0.01] | 0 | 0 | [100.0, 200.0, 300.0, 400.0, 1000.0, 1500.0] | 0 | 0
Siemens NH-1-80 | Siemens NH-1-80 | 80 | [4800.0, 120.0, 7.0, 0.1, 0.01] | 0 | 0 | [150.58, 250.0, 450.0, 1150.0, 2470.0] | 0 | 0
Siemens NH-2-1000 | Siemens NH-2-1000 | 1000 | [4800.0, 120.0, 7.0, 0.1, 0.004] | 0 | 0 | [1900.0, 3500.0, 8400.0, 24000.0, 52000.0] | 0 | 0
Siemens NH-2-200 | Siemens NH-2-200 | 200 | [4800.0, 120.0, 7.0, 0.1, 0.004] | 0 | 0 | [280.0, 650.0, 1200.0, 3000.0, 7000.0] | 0 | 0
Siemens NH-2-224 | Siemens NH-2-224 | 224 | [4800.0, 120.0, 7.0, 0.2, 0.04, 0.004] | 0 | 0 | [400.0, 750.0, 1453.0, 3025.0, 4315.0, 7600.0] | 0 | 0
Siemens NH-2-250 | Siemens NH-2-250 | 250 | [4800.0, 120.0, 7.0, 0.1, 0.004] | 0 | 0 | [450.0, 800.0, 1650.0, 4000.0, 8500.0] | 0 | 0
Siemens NH-2-315 | Siemens NH-2-315 | 315 | [4800.0, 120.0, 7.0, 0.1, 0.004] | 0 | 0 | [550.0, 920.0, 1900.0, 5000.0, 11000.0] | 0 | 0
Siemens NH-2-355 | Siemens NH-2-355 | 355 | [4800.0, 120.0, 6.0, 0.1, 0.004] | 0 | 0 | [650.0, 1116.27, 2350.0, 5840.0, 12790.0] | 0 | 0
Siemens NH-2-400 | Siemens NH-2-400 | 400 | [4800.0, 120.0, 7.0, 0.1, 0.004] | 0 | 0 | [720.0, 1350.0, 2800.0, 6500.0, 15000.0] | 0 | 0
Siemens NH-2-425 | Siemens NH-2-425 | 425 | [4800.0, 120.0, 7.0, 0.1, 0.004] | 0 | 0 | [850.0, 1500.0, 3050.0, 7500.0, 16500.0] | 0 | 0
Siemens NH-2-630 | Siemens NH-2-630 | 630 | [4800.0, 120.0, 7.0, 0.1, 0.004] | 0 | 0 | [1200.0, 2000.0, 4800.0, 12000.0, 26000.0] | 0 | 0

## res_bus
| vm_pu | va_degree | p_mw | q_mvar
0 | 0.97023 | -0.5761 | 0.0016155 | 0.00040489
1 | 0.97017 | -0.57732 | 0.00085078 | 0.00021322
2 | 0.97032 | -0.5744 | 0.0021737 | 0.00054478
3 | 0.97014 | -0.5779 | 0.00084396 | 0.00021152
4 | 0.97059 | -0.569 | 0.0018838 | 0.00047213
5 | 0.97064 | -0.56792 | 0 | 0
6 | 0.97887 | -0.40615 | 0 | 0
7 | 0.97901 | -0.40346 | 0.0084331 | 0.0021135
8 | 0.9787 | -0.40961 | 0 | 0
9 | 0.97985 | -0.38698 | 0.0022865 | 0.00057305
10 | 0.97857 | -0.41216 | 0.0024093 | 0.00060382
11 | 0.98659 | -0.25596 | 0.00034566 | 8.663e-05
12 | 0.98642 | -0.25927 | 0.0051862 | 0.0012998
13 | 0.98666 | -0.25455 | 0 | 0
14 | 0.9868 | -0.2517 | 0 | 0
15 | 0.98882 | -0.21274 | 0 | 0
16 | 0.98556 | -0.27573 | 0.00096268 | 0.00024127
17 | 0.98548 | -0.27756 | 0.0020382 | 0.00051083
18 | 0.98149 | -0.35481 | 0 | 0
19 | 0.98259 | -0.3333 | 0 | 0
20 | 0.98027 | -0.37862 | 0.0035929 | 0.00090045
21 | 0.99004 | -0.18818 | 0.0009636 | 0.0002415
22 | 0.9913 | -0.16422 | 0.0017584 | 0.00044069
23 | 0.98895 | -0.209 | 0 | 0
24 | 0.99415 | -0.11004 | 0.0034136 | 0.00085553
25 | 0.98719 | -0.2427 | 0.00099523 | 0.00024943
26 | 1 | 0 | -0.28522 | -0.073093
27 | 0.9819 | -0.34699 | 0.0013143 | 0.00032939
28 | 0.98192 | -0.34652 | 0.0017864 | 0.00044771
29 | 0.98357 | -0.31246 | 0 | 0
30 | 0.99858 | -0.026778 | 0.0057926 | 0.0014518
31 | 0.9749 | -0.4813 | 0.0031516 | 0.00078985
32 | 0.97495 | -0.4803 | 0.00098167 | 0.00024603
33 | 0.97403 | -0.49835 | 0.0035635 | 0.00089309
34 | 0.97604 | -0.45888 | 0.0010585 | 0.00026527
35 | 0.97294 | -0.51989 | 0.0069583 | 0.0017439
36 | 0.9782 | -0.41666 | 0 | 0
37 | 0.97283 | -0.52198 | 0.0028807 | 0.00072198
38 | 0.99738 | -0.049451 | 0.0054015 | 0.0013537
39 | 0.97217 | -0.53504 | 0.0069189 | 0.001734
40 | 0.97204 | -0.53764 | 0.0071088 | 0.0017816
41 | 0.97155 | -0.54737 | 0.0071041 | 0.0017805
42 | 0.97127 | -0.5529 | 0.0072679 | 0.0018215
43 | 0.97078 | -0.56253 | 0.0086808 | 0.0021756
44 | 0.97072 | -0.56368 | 0.0031109 | 0.00077966
45 | 0.99619 | -0.07208 | 0.0054903 | 0.001376
46 | 0.99317 | -0.12953 | 0.0046316 | 0.0011608
47 | 0.99079 | -0.1749 | 0.0012429 | 0.00031149
48 | 0.98909 | -0.20755 | 0.00085181 | 0.00021348
49 | 0.98205 | -0.34213 | 0.0028381 | 0.00071129
50 | 0.97092 | -0.56207 | 0 | 0
51 | 0.97071 | -0.56624 | 0.0012445 | 0.0003119
52 | 0.97094 | -0.56169 | 0.0073728 | 0.0018478
53 | 0.97131 | -0.55439 | 0.0081416 | 0.0020405
54 | 0.97259 | -0.52902 | 0.0007863 | 0.00019707
55 | 0.97306 | -0.51979 | 0.00093423 | 0.00023414
56 | 0.97352 | -0.51074 | 0.0015753 | 0.00039482
57 | 0.98081 | -0.36641 | 0.0047502 | 0.0011905
58 | 0.98084 | -0.36582 | 0.0012868 | 0.0003225
59 | 0.97267 | -0.52784 | 0.00023315 | 5.8433e-05
60 | 0.97269 | -0.5275 | 0.00059361 | 0.00014877
61 | 0.97262 | -0.52882 | 0.0002462 | 6.1705e-05
62 | 0.97269 | -0.52744 | 0 | 0
63 | 0.98202 | -0.34462 | 0 | 0
64 | 0.98163 | -0.35214 | 0.0066208 | 0.0016593
65 | 0.98429 | -0.30036 | 0.0039179 | 0.00098192
66 | 0.97991 | -0.38572 | 0.00066302 | 0.00016617
67 | 0.97828 | -0.41759 | 0 | 0
68 | 0.97802 | -0.42261 | 0.0049186 | 0.0012327
69 | 0.97718 | -0.43916 | 0.011603 | 0.002908
70 | 0.97779 | -0.42724 | 0.00077955 | 0.00019537
71 | 0.97708 | -0.44109 | 0.0020318 | 0.00050921
72 | 0.97868 | -0.40938 | 0.0015356 | 0.00038486
73 | 0.97829 | -0.41693 | 0.0005148 | 0.00012902
74 | 0.97915 | -0.40018 | 0.0013226 | 0.00033148
75 | 0.97788 | -0.42505 | 0.0012276 | 0.00030767
76 | 0.98011 | -0.38139 | 0.0044215 | 0.0011081
77 | 0.97765 | -0.42945 | 0.002749 | 0.00068897
78 | 0.98067 | -0.37054 | 0.0014108 | 0.00035359
79 | 0.97692 | -0.44394 | 0.0010775 | 0.00027006
80 | 0.97658 | -0.45043 | 0.00089462 | 0.00022421
81 | 0.97608 | -0.46031 | 0.0015359 | 0.00038493
82 | 0.97589 | -0.46401 | 0.00095379 | 0.00023904
83 | 0.97585 | -0.46492 | 0.0015359 | 0.00038493
84 | 0.97493 | -0.48305 | 0 | 0
85 | 0.97438 | -0.49377 | 0.0013962 | 0.00034993
86 | 0.97484 | -0.48479 | 0.00083792 | 0.00021
87 | 0.97475 | -0.48654 | 0.0017635 | 0.00044197
88 | 0.97475 | -0.48654 | 0.0013286 | 0.00033298
89 | 0.97401 | -0.501 | 0.00096611 | 0.00024213
90 | 0.98155 | -0.35348 | 0.0024373 | 0.00061084
91 | 0.98284 | -0.32823 | 0 | 0
92 | 0.98443 | -0.2976 | 0 | 0
93 | 0.98333 | -0.31896 | 0.0016084 | 0.00040311
94 | 0.98619 | -0.26351 | 0.0036864 | 0.0009239
95 | 0.97583 | -0.46566 | 0.0042309 | 0.0010604
96 | 0.97574 | -0.46741 | 0 | 0
97 | 0.97619 | -0.4585 | 0 | 0
98 | 0.97456 | -0.49066 | 0 | 0
99 | 0.9761 | -0.46027 | 0.0022065 | 0.00055301
100 | 0.97652 | -0.45203 | 0 | 0
101 | 0.97391 | -0.50348 | 0.00099566 | 0.00024954
102 | 0.97606 | -0.46109 | 0.0020221 | 0.0005068
103 | 0.97604 | -0.46153 | 0.0013733 | 0.00034418
104 | 0.9716 | -0.54909 | 0.00055812 | 0.00013988
105 | 0.97346 | -0.51236 | 0 | 0
106 | 0.97058 | -0.56927 | 0.0019008 | 0.00047638
107 | 0.97344 | -0.51263 | 0.001009 | 0.00025288
108 | 0.97049 | -0.57096 | 0.003487 | 0.00087392
109 | 0.9734 | -0.51347 | 0.00052442 | 0.00013143
110 | 0.97338 | -0.51382 | 0.00022017 | 5.518e-05
111 | 0.97337 | -0.51397 | 0.00040688 | 0.00010197
112 | 0.98501 | -0.28667 | 0.002054 | 0.00051477
113 | 0.98466 | -0.29346 | 0.01033 | 0.002589
114 | 0.98427 | -0.30105 | 0 | 0
115 | 0.98834 | -0.222 | 0.00096777 | 0.00024255
116 | 0.98398 | -0.30684 | 0.0036556 | 0.00091619
117 | 0.97326 | -0.516 | 0.0013082 | 0.00032787
118 | 0.97383 | -0.50467 | 0 | 0
119 | 0.98063 | -0.37171 | 0.0024028 | 0.0006022
120 | 0.98059 | -0.37258 | 0.0032195 | 0.00080688
121 | 0.98073 | -0.36986 | 0.0014674 | 0.00036775
122 | 0.98092 | -0.36603 | 0.0014738 | 0.00036937
123 | 0.98118 | -0.36093 | 0.0023179 | 0.00058092
124 | 0.9874 | -0.24014 | 0.00093168 | 0.0002335
125 | 0.98137 | -0.35727 | 0.0067238 | 0.0016851
126 | 0.98201 | -0.34472 | 0.0035298 | 0.00088466
127 | 0.99998 | 149.9956 | 0 | 0

## res_line
| p_from_mw | q_from_mvar | p_to_mw | q_to_mvar | pl_mw | ql_mvar | i_from_ka | i_to_ka | i_ka | vm_from_pu | va_from_degree | vm_to_pu | va_to_degree | loading_percent
0 | 0.0016949 | 0.00042388 | -0.0016948 | -0.0004243 | 9.7913e-08 | -4.1464e-07 | 0.002599 | 0.0025992 | 0.0025992 | 0.97023 | -0.5761 | 0.97017 | -0.57732 | 0.71407
1 | -0.0033104 | -0.00082877 | 0.0033107 | 0.0008286 | 2.6851e-07 | -1.7129e-07 | 0.0050767 | 0.0050766 | 0.0050767 | 0.97023 | -0.5761 | 0.97032 | -0.5744 | 1.3947
2 | 0.00084399 | 0.00021107 | -0.00084396 | -0.00021152 | 2.3415e-08 | -4.4518e-07 | 0.0012943 | 0.0012945 | 0.0012945 | 0.97017 | -0.57732 | 0.97014 | -0.5779 | 0.35563
3 | -0.0054844 | -0.0013734 | 0.0054858 | 0.0013736 | 1.4087e-06 | 2.4533e-07 | 0.0084101 | 0.0084098 | 0.0084101 | 0.97032 | -0.5744 | 0.97059 | -0.569 | 2.3105
4 | -0.0073696 | -0.0018458 | 0.00737 | 0.0018459 | 3.7975e-07 | 1.4498e-07 | 0.011298 | 0.011298 | 0.011298 | 0.97059 | -0.569 | 0.97064 | -0.56792 | 3.1038
5 | 0.0053884 | 0.0013502 | -0.005388 | -0.0013502 | 3.465e-07 | 5.4394e-08 | 0.0082604 | 0.0082605 | 0.0082605 | 0.97064 | -0.56792 | 0.97058 | -0.56927 | 2.2694
6 | -0.012758 | -0.0031961 | 0.01277 | 0.0032025 | 1.1452e-05 | 6.3415e-06 | 0.019558 | 0.019558 | 0.019558 | 0.97064 | -0.56792 | 0.9716 | -0.54909 | 5.3732
7 | -0.0024099 | -0.00060254 | 0.0024103 | 0.00060196 | 3.0853e-07 | -5.7357e-07 | 0.0036629 | 0.0036626 | 0.0036629 | 0.97887 | -0.40615 | 0.97901 | -0.40346 | 1.0063
8 | 0.0024099 | 0.00060254 | -0.0024095 | -0.00060327 | 3.9675e-07 | -7.3707e-07 | 0.0036629 | 0.0036633 | 0.0036633 | 0.97887 | -0.40615 | 0.9787 | -0.40961 | 1.0064
9 | -0.010843 | -0.0027155 | 0.010852 | 0.0027199 | 8.5099e-06 | 4.3948e-06 | 0.01648 | 0.01648 | 0.01648 | 0.97901 | -0.40346 | 0.97985 | -0.38698 | 4.5275
10 | 0.0024095 | 0.00060327 | -0.0024093 | -0.00060382 | 2.9247e-07 | -5.4301e-07 | 0.0036633 | 0.0036635 | 0.0036635 | 0.9787 | -0.40961 | 0.97857 | -0.41216 | 1.0065
11 | -0.013138 | -0.0032929 | 0.013159 | 0.0033041 | 2.0168e-05 | 1.1203e-05 | 0.019952 | 0.019952 | 0.019952 | 0.97985 | -0.38698 | 0.98149 | -0.35481 | 5.4814
12 | 0.005187 | 0.0012999 | -0.0051862 | -0.0012998 | 8.1785e-07 | 6.8474e-08 | 0.0078233 | 0.0078234 | 0.0078234 | 0.98659 | -0.25596 | 0.98642 | -0.25927 | 2.1493
13 | -0.0055327 | -0.0013865 | 0.005533 | 0.0013865 | 3.7036e-07 | 5.5898e-08 | 0.0083446 | 0.0083445 | 0.0083446 | 0.98659 | -0.25596 | 0.98666 | -0.25455 | 2.2925
14 | -0.005533 | -0.0013865 | 0.0055338 | 0.0013866 | 7.524e-07 | 1.1347e-07 | 0.0083445 | 0.0083444 | 0.0083445 | 0.98666 | -0.25455 | 0.9868 | -0.2517 | 2.2925
15 | -0.10305 | -0.026064 | 0.10324 | 0.026185 | 0.00019299 | 0.00012106 | 0.15547 | 0.15547 | 0.15547 | 0.9868 | -0.2517 | 0.98882 | -0.21274 | 14.2376
16 | 0.079402 | 0.020128 | -0.07931 | -0.020071 | 9.1603e-05 | 5.6672e-05 | 0.11981 | 0.11981 | 0.11981 | 0.9868 | -0.2517 | 0.98556 | -0.27573 | 10.9719
17 | 0.018114 | 0.0045495 | -0.018092 | -0.0045363 | 2.2326e-05 | 1.3271e-05 | 0.027318 | 0.027318 | 0.027318 | 0.9868 | -0.2517 | 0.98548 | -0.27756 | 7.505
18 | 0.07841 | 0.019938 | -0.078375 | -0.019917 | 3.4976e-05 | 2.1613e-05 | 0.1181 | 0.1181 | 0.1181 | 0.98882 | -0.21274 | 0.98834 | -0.222 | 10.8147
19 | -0.18165 | -0.046124 | 0.1817 | 0.046152 | 4.5337e-05 | 2.8829e-05 | 0.27357 | 0.27357 | 0.27357 | 0.98882 | -0.21274 | 0.98909 | -0.20755 | 25.0522
20 | 0.078347 | 0.01983 | -0.078255 | -0.019773 | 9.2514e-05 | 5.7192e-05 | 0.11836 | 0.11836 | 0.11836 | 0.98556 | -0.27573 | 0.98429 | -0.30036 | 10.8389
21 | 0.016053 | 0.0040254 | -0.016046 | -0.0040214 | 6.9651e-06 | 4.0551e-06 | 0.024241 | 0.024241 | 0.024241 | 0.98548 | -0.27756 | 0.98501 | -0.28667 | 6.6595
22 | -0.064424 | -0.016239 | 0.06449 | 0.01628 | 6.6378e-05 | 4.0371e-05 | 0.097705 | 0.097704 | 0.097705 | 0.98149 | -0.35481 | 0.98259 | -0.3333 | 8.9474
23 | 0.051265 | 0.012935 | -0.051207 | -0.012901 | 5.8384e-05 | 3.444e-05 | 0.077754 | 0.077755 | 0.077755 | 0.98149 | -0.35481 | 0.98027 | -0.37862 | 7.1204
24 | -0.07422 | -0.018719 | 0.074337 | 0.018791 | 0.00011722 | 7.2199e-05 | 0.11244 | 0.11244 | 0.11244 | 0.98259 | -0.3333 | 0.98429 | -0.30036 | 10.2966
25 | 0.0097294 | 0.0024392 | -0.0097242 | -0.0024367 | 5.2455e-06 | 2.5415e-06 | 0.014734 | 0.014735 | 0.014735 | 0.98259 | -0.3333 | 0.98202 | -0.34462 | 4.0479
26 | 0.047614 | 0.012 | -0.047598 | -0.011991 | 1.617e-05 | 9.4135e-06 | 0.072301 | 0.072301 | 0.072301 | 0.98027 | -0.37862 | 0.97991 | -0.38572 | 6.621
27 | -0.070683 | -0.018119 | 0.070765 | 0.018171 | 8.2209e-05 | 5.2364e-05 | 0.10638 | 0.10638 | 0.10638 | 0.99004 | -0.18818 | 0.9913 | -0.16422 | 29.2254
28 | 0.06972 | 0.017877 | -0.069649 | -0.017832 | 7.0296e-05 | 4.4771e-05 | 0.10493 | 0.10493 | 0.10493 | 0.99004 | -0.18818 | 0.98895 | -0.209 | 28.8275
29 | -0.072524 | -0.018612 | 0.072715 | 0.018733 | 0.00019122 | 0.00012183 | 0.10902 | 0.10902 | 0.10902 | 0.9913 | -0.16422 | 0.99415 | -0.11004 | 29.9505
30 | 0.069649 | 0.017832 | -0.069536 | -0.01776 | 0.00011349 | 7.2279e-05 | 0.10493 | 0.10493 | 0.10493 | 0.98895 | -0.209 | 0.98719 | -0.2427 | 28.8276
31 | -0.076129 | -0.019589 | 0.076538 | 0.01985 | 0.00040974 | 0.00026114 | 0.11413 | 0.11413 | 0.11413 | 0.99415 | -0.11004 | 1 | 0 | 31.3541
32 | 0.068541 | 0.017511 | -0.06831 | -0.017364 | 0.00023034 | 0.00014669 | 0.10343 | 0.10343 | 0.10343 | 0.98719 | -0.2427 | 0.98357 | -0.31246 | 28.4155
33 | 0.20703 | 0.053242 | -0.20676 | -0.053071 | 0.00026908 | 0.00017132 | 0.30855 | 0.30855 | 0.30855 | 1 | 0 | 0.99858 | -0.026778 | 28.2552
34 | -0.0013143 | -0.00032939 | 0.0013143 | 0.00032916 | 2.9213e-08 | -2.2971e-07 | 0.0019917 | 0.0019916 | 0.0019917 | 0.9819 | -0.34699 | 0.98192 | -0.34652 | 0.54717
35 | -0.0031007 | -0.00077687 | 0.003101 | 0.00077662 | 2.8048e-07 | -2.4907e-07 | 0.0046988 | 0.0046986 | 0.0046988 | 0.98192 | -0.34652 | 0.98202 | -0.34462 | 1.2909
36 | 0.0088946 | 0.0022316 | -0.008882 | -0.0022259 | 1.2571e-05 | 5.6997e-06 | 0.013457 | 0.013458 | 0.013458 | 0.98357 | -0.31246 | 0.98205 | -0.34213 | 3.6973
37 | 0.059416 | 0.015132 | -0.059119 | -0.014943 | 0.00029701 | 0.00018885 | 0.089975 | 0.089976 | 0.089976 | 0.98357 | -0.31246 | 0.9782 | -0.41666 | 24.7186
38 | 0.20097 | 0.051619 | -0.20075 | -0.051479 | 0.00022099 | 0.00014066 | 0.29991 | 0.29992 | 0.29992 | 0.99858 | -0.026778 | 0.99738 | -0.049451 | 27.4648
39 | -0.056897 | -0.014317 | 0.0569 | 0.014318 | 2.7149e-06 | 1.7256e-06 | 0.086864 | 0.086864 | 0.086864 | 0.9749 | -0.4813 | 0.97495 | -0.4803 | 23.8638
40 | 0.053745 | 0.013527 | -0.053702 | -0.013499 | 4.3766e-05 | 2.7794e-05 | 0.082054 | 0.082054 | 0.082054 | 0.9749 | -0.4813 | 0.97403 | -0.49835 | 22.5423
41 | -0.057881 | -0.014564 | 0.057941 | 0.014602 | 5.9323e-05 | 3.7714e-05 | 0.088362 | 0.088362 | 0.088362 | 0.97495 | -0.4803 | 0.97604 | -0.45888 | 24.2754
42 | 0.050138 | 0.012606 | -0.050087 | -0.012573 | 5.1515e-05 | 3.2679e-05 | 0.07661 | 0.07661 | 0.07661 | 0.97403 | -0.49835 | 0.97294 | -0.51989 | 21.0467
43 | -0.058999 | -0.014867 | 0.059119 | 0.014943 | 0.00011942 | 7.5936e-05 | 0.089976 | 0.089976 | 0.089976 | 0.97604 | -0.45888 | 0.9782 | -0.41666 | 24.7187
44 | 0.043128 | 0.010829 | -0.043124 | -0.010827 | 4.2912e-06 | 2.7137e-06 | 0.065968 | 0.065968 | 0.065968 | 0.97294 | -0.51989 | 0.97283 | -0.52198 | 18.1231
45 | 0.040243 | 0.010105 | -0.040218 | -0.010089 | 2.5069e-05 | 1.5825e-05 | 0.061562 | 0.061562 | 0.061562 | 0.97283 | -0.52198 | 0.97217 | -0.53504 | 16.9126
46 | 0.19535 | 0.050125 | -0.19513 | -0.049989 | 0.00021422 | 0.00013632 | 0.29186 | 0.29186 | 0.29186 | 0.99738 | -0.049451 | 0.99619 | -0.07208 | 26.7268
47 | 0.033299 | 0.0083548 | -0.033295 | -0.0083522 | 4.1221e-06 | 2.5857e-06 | 0.050972 | 0.050972 | 0.050972 | 0.97217 | -0.53504 | 0.97204 | -0.53764 | 14.0032
48 | 0.026186 | 0.0065706 | -0.026174 | -0.0065631 | 1.214e-05 | 7.5201e-06 | 0.040089 | 0.04009 | 0.04009 | 0.97204 | -0.53764 | 0.97155 | -0.54737 | 11.0136
49 | 0.01907 | 0.0047826 | -0.019065 | -0.0047796 | 5.0236e-06 | 3.0207e-06 | 0.029209 | 0.029209 | 0.029209 | 0.97155 | -0.54737 | 0.97127 | -0.5529 | 8.0244
50 | 0.011797 | 0.0029581 | -0.011792 | -0.0029551 | 5.4137e-06 | 2.9181e-06 | 0.018074 | 0.018074 | 0.018074 | 0.97127 | -0.5529 | 0.97078 | -0.56253 | 4.9655
51 | 0.0031111 | 0.00077952 | -0.0031109 | -0.00077966 | 1.7101e-07 | -1.3848e-07 | 0.0047686 | 0.0047687 | 0.0047687 | 0.97078 | -0.56253 | 0.97072 | -0.56368 | 1.3101
52 | 0.18964 | 0.048613 | -0.18912 | -0.048278 | 0.0005266 | 0.00033498 | 0.28366 | 0.28366 | 0.28366 | 0.99619 | -0.07208 | 0.99317 | -0.12953 | 25.9759
53 | 0.18448 | 0.047117 | -0.18408 | -0.04686 | 0.00040363 | 0.00025669 | 0.27672 | 0.27672 | 0.27672 | 0.99317 | -0.12953 | 0.99079 | -0.1749 | 25.3405
54 | 0.18284 | 0.046549 | -0.18255 | -0.046366 | 0.00028741 | 0.00018277 | 0.27485 | 0.27485 | 0.27485 | 0.99079 | -0.1749 | 0.98909 | -0.20755 | 25.1696
55 | 0.0060439 | 0.0015146 | -0.0060371 | -0.001513 | 6.8159e-06 | 1.6237e-06 | 0.0091578 | 0.0091588 | 0.0091588 | 0.98205 | -0.34213 | 0.98084 | -0.36582 | 2.5161
56 | 0.0012447 | 0.00030982 | -0.0012445 | -0.0003119 | 2.4624e-07 | -2.0744e-06 | 0.0019069 | 0.0019077 | 0.0019077 | 0.97092 | -0.56207 | 0.97071 | -0.56624 | 0.52409
57 | -0.0012447 | -0.00030982 | 0.0012448 | 0.00030963 | 2.2787e-08 | -1.9211e-07 | 0.0019069 | 0.0019068 | 0.0019069 | 0.97092 | -0.56207 | 0.97094 | -0.56169 | 0.52387
58 | -0.0086175 | -0.0021574 | 0.0086205 | 0.0021588 | 2.9935e-06 | 1.3495e-06 | 0.013206 | 0.013206 | 0.013206 | 0.97094 | -0.56169 | 0.97131 | -0.55439 | 3.628
59 | -0.016762 | -0.0041993 | 0.016782 | 0.0042112 | 2.0281e-05 | 1.1963e-05 | 0.025678 | 0.025678 | 0.025678 | 0.97131 | -0.55439 | 0.97259 | -0.52902 | 7.0545
60 | -0.017569 | -0.0044083 | 0.017576 | 0.0044129 | 7.7281e-06 | 4.5919e-06 | 0.026881 | 0.026881 | 0.026881 | 0.97259 | -0.52902 | 0.97306 | -0.51979 | 7.3849
61 | -0.018511 | -0.004647 | 0.018519 | 0.0046518 | 7.9974e-06 | 4.7876e-06 | 0.02831 | 0.028309 | 0.02831 | 0.97306 | -0.51979 | 0.97352 | -0.51074 | 7.7773
62 | -0.020094 | -0.0050466 | 0.020103 | 0.0050523 | 9.341e-06 | 5.6498e-06 | 0.030717 | 0.030717 | 0.030717 | 0.97352 | -0.51074 | 0.97401 | -0.501 | 8.4388
63 | -0.0047502 | -0.0011905 | 0.0047503 | 0.0011905 | 1.3261e-07 | -1.0652e-09 | 0.0072067 | 0.0072066 | 0.0072067 | 0.98081 | -0.36641 | 0.98084 | -0.36582 | 1.9798
64 | -0.00047937 | -0.00011752 | 0.00047938 | 0.00011706 | 7.6399e-09 | -4.6662e-07 | 0.00073241 | 0.00073225 | 0.00073241 | 0.97267 | -0.52784 | 0.97269 | -0.5275 | 0.20121
65 | 0.00024622 | 5.9091e-05 | -0.0002462 | -6.1705e-05 | 1.1209e-08 | -2.6141e-06 | 0.00037574 | 0.00037667 | 0.00037667 | 0.97267 | -0.52784 | 0.97262 | -0.52882 | 0.10348
66 | -0.001073 | -0.00026583 | 0.001073 | 0.00026579 | 3.1717e-09 | -3.6987e-08 | 0.0016403 | 0.0016403 | 0.0016403 | 0.97269 | -0.5275 | 0.97269 | -0.52744 | 0.45064
67 | -0.014415 | -0.0036158 | 0.014425 | 0.0036218 | 1.0372e-05 | 5.9314e-06 | 0.022053 | 0.022052 | 0.022053 | 0.97269 | -0.52744 | 0.97346 | -0.51236 | 6.0584
68 | 0.013342 | 0.0033501 | -0.013328 | -0.0033423 | 1.3765e-05 | 7.7174e-06 | 0.020412 | 0.020413 | 0.020413 | 0.97269 | -0.52744 | 0.9716 | -0.54909 | 5.6079
69 | 0.0066232 | 0.0016601 | -0.0066208 | -0.0016593 | 2.374e-06 | 7.2449e-07 | 0.010036 | 0.010036 | 0.010036 | 0.98202 | -0.34462 | 0.98163 | -0.35214 | 2.7572
70 | 0.046935 | 0.011825 | -0.046864 | -0.011783 | 7.1442e-05 | 4.1481e-05 | 0.071294 | 0.071296 | 0.071296 | 0.97991 | -0.38572 | 0.97828 | -0.41759 | 6.5289
71 | 0.033214 | 0.0083586 | -0.033207 | -0.0083545 | 7.9673e-06 | 4.1592e-06 | 0.050533 | 0.050534 | 0.050534 | 0.97828 | -0.41759 | 0.97802 | -0.42261 | 4.6276
72 | 0.013649 | 0.0034246 | -0.013635 | -0.0034167 | 1.4023e-05 | 7.8869e-06 | 0.020762 | 0.020763 | 0.020763 | 0.97828 | -0.41759 | 0.97718 | -0.43916 | 5.7041
73 | 0.028288 | 0.0071218 | -0.028282 | -0.0071188 | 6.2547e-06 | 2.9869e-06 | 0.04305 | 0.043051 | 0.043051 | 0.97802 | -0.42261 | 0.97779 | -0.42724 | 3.9424
74 | 0.002032 | 0.00050868 | -0.0020318 | -0.00050921 | 1.8682e-07 | -5.3228e-07 | 0.003094 | 0.0030942 | 0.0030942 | 0.97718 | -0.43916 | 0.97708 | -0.44109 | 0.85006
75 | 0.027502 | 0.0069234 | -0.02747 | -0.0069081 | 3.256e-05 | 1.5253e-05 | 0.041864 | 0.041866 | 0.041866 | 0.97779 | -0.42724 | 0.97652 | -0.45203 | 3.8339
76 | 0.03833 | 0.0096631 | -0.038316 | -0.0096543 | 1.3837e-05 | 8.7193e-06 | 0.058298 | 0.058298 | 0.058298 | 0.97868 | -0.40938 | 0.97829 | -0.41693 | 16.0161
77 | -0.039866 | -0.010048 | 0.039883 | 0.010059 | 1.7551e-05 | 1.1073e-05 | 0.060633 | 0.060633 | 0.060633 | 0.97868 | -0.40938 | 0.97915 | -0.40018 | 16.6575
78 | 0.037801 | 0.0095253 | -0.037787 | -0.0095161 | 1.4685e-05 | 9.2501e-06 | 0.057515 | 0.057515 | 0.057515 | 0.97829 | -0.41693 | 0.97788 | -0.42505 | 15.801
79 | -0.041206 | -0.01039 | 0.041243 | 0.010414 | 3.7109e-05 | 2.3432e-05 | 0.062643 | 0.062643 | 0.062643 | 0.97915 | -0.40018 | 0.98011 | -0.38139 | 17.2097
80 | 0.036559 | 0.0092084 | -0.036551 | -0.0092036 | 7.6832e-06 | 4.8343e-06 | 0.055647 | 0.055647 | 0.055647 | 0.97788 | -0.42505 | 0.97765 | -0.42945 | 15.2878
81 | -0.045664 | -0.011522 | 0.045688 | 0.011537 | 2.3723e-05 | 1.5017e-05 | 0.069356 | 0.069356 | 0.069356 | 0.98011 | -0.38139 | 0.98067 | -0.37054 | 19.0538
82 | 0.033802 | 0.0085146 | -0.033779 | -0.0084999 | 2.3409e-05 | 1.4687e-05 | 0.051463 | 0.051463 | 0.051463 | 0.97765 | -0.42945 | 0.97692 | -0.44394 | 14.1383
83 | -0.047099 | -0.011891 | 0.047137 | 0.011915 | 3.8527e-05 | 2.4404e-05 | 0.071496 | 0.071496 | 0.071496 | 0.98067 | -0.37054 | 0.98155 | -0.35348 | 19.6419
84 | 0.032701 | 0.0082298 | -0.032691 | -0.0082235 | 1.0139e-05 | 6.3529e-06 | 0.049822 | 0.049822 | 0.049822 | 0.97692 | -0.44394 | 0.97658 | -0.45043 | 13.6874
85 | 0.031797 | 0.0079993 | -0.031782 | -0.0079899 | 1.5004e-05 | 9.3896e-06 | 0.048459 | 0.048459 | 0.048459 | 0.97658 | -0.45043 | 0.97608 | -0.46031 | 13.313
86 | 0.030246 | 0.007605 | -0.03024 | -0.0076016 | 5.3496e-06 | 3.3399e-06 | 0.046118 | 0.046118 | 0.046118 | 0.97608 | -0.46031 | 0.97589 | -0.46401 | 12.6697
87 | 0.029286 | 0.0073626 | -0.029285 | -0.0073618 | 1.2684e-06 | 7.9061e-07 | 0.044663 | 0.044663 | 0.044663 | 0.97589 | -0.46401 | 0.97585 | -0.46492 | 12.2702
88 | 0.027749 | 0.0069768 | -0.027725 | -0.0069619 | 2.4e-05 | 1.4914e-05 | 0.042321 | 0.042322 | 0.042322 | 0.97585 | -0.46492 | 0.97493 | -0.48305 | 11.6268
89 | 0.023795 | 0.0059773 | -0.023783 | -0.0059698 | 1.2168e-05 | 7.481e-06 | 0.036323 | 0.036323 | 0.036323 | 0.97493 | -0.48305 | 0.97438 | -0.49377 | 9.9787
90 | 0.0039306 | 0.00098464 | -0.0039303 | -0.00098473 | 3.2536e-07 | -9.2358e-08 | 0.0059991 | 0.0059992 | 0.0059992 | 0.97493 | -0.48305 | 0.97484 | -0.48479 | 1.6481
91 | 0.022386 | 0.0056199 | -0.022379 | -0.0056152 | 7.7202e-06 | 4.7216e-06 | 0.03419 | 0.03419 | 0.03419 | 0.97438 | -0.49377 | 0.97401 | -0.501 | 9.393
92 | 0.0030924 | 0.00077473 | -0.0030921 | -0.00077495 | 2.579e-07 | -2.1974e-07 | 0.0047202 | 0.0047203 | 0.0047203 | 0.97484 | -0.48479 | 0.97475 | -0.48654 | 1.2968
93 | -0.0017635 | -0.00044197 | 0.0017635 | 0.00044197 | 4.3468e-10 | -1.7161e-09 | 0.0026921 | 0.0026921 | 0.0026921 | 0.97475 | -0.48654 | 0.97475 | -0.48654 | 0.73958
94 | 0.0013092 | 0.00032077 | -0.0013089 | -0.0003225 | 2.2534e-07 | -1.7295e-06 | 0.0019974 | 0.0019981 | 0.0019981 | 0.97401 | -0.501 | 0.97383 | -0.50467 | 0.54892
95 | -0.049575 | -0.012526 | 0.049635 | 0.012564 | 6.0087e-05 | 3.8097e-05 | 0.075191 | 0.075191 | 0.075191 | 0.98155 | -0.35348 | 0.98284 | -0.32823 | 20.6569
96 | -0.049635 | -0.012564 | 0.049708 | 0.01261 | 7.3106e-05 | 4.635e-05 | 0.075191 | 0.075191 | 0.075191 | 0.98284 | -0.32823 | 0.98443 | -0.2976 | 20.6569
97 | 0.022809 | 0.0057386 | -0.022786 | -0.0057244 | 2.3253e-05 | 1.422e-05 | 0.034485 | 0.034485 | 0.034485 | 0.98443 | -0.2976 | 0.98333 | -0.31896 | 9.474
98 | -0.072517 | -0.018349 | 0.072636 | 0.018422 | 0.00011883 | 7.3031e-05 | 0.10968 | 0.10967 | 0.10968 | 0.98443 | -0.2976 | 0.98619 | -0.26351 | 10.0436
99 | 0.021177 | 0.0053213 | -0.021151 | -0.0053055 | 2.6007e-05 | 1.5789e-05 | 0.032051 | 0.032052 | 0.032052 | 0.98333 | -0.31896 | 0.98201 | -0.34472 | 8.8054
100 | -0.076322 | -0.019346 | 0.076408 | 0.019399 | 8.5835e-05 | 5.2952e-05 | 0.11524 | 0.11524 | 0.11524 | 0.98619 | -0.26351 | 0.9874 | -0.24014 | 10.5528
101 | 0.01762 | 0.0044346 | -0.017619 | -0.0044338 | 1.4673e-06 | 8.7138e-07 | 0.026875 | 0.026875 | 0.026875 | 0.97583 | -0.46566 | 0.97574 | -0.46741 | 7.3833
102 | -0.021851 | -0.005495 | 0.021858 | 0.0054996 | 7.4801e-06 | 4.5628e-06 | 0.033327 | 0.033327 | 0.033327 | 0.97583 | -0.46566 | 0.97619 | -0.4585 | 9.1557
103 | 0.017619 | 0.0044338 | -0.017599 | -0.0044222 | 1.9553e-05 | 1.1613e-05 | 0.026875 | 0.026876 | 0.026876 | 0.97574 | -0.46741 | 0.97456 | -0.49066 | 7.3834
104 | 0.0056026 | 0.0014038 | -0.0056021 | -0.0014037 | 4.7162e-07 | 8.6266e-08 | 0.0085399 | 0.00854 | 0.00854 | 0.97619 | -0.4585 | 0.9761 | -0.46027 | 2.3462
105 | -0.027461 | -0.0069034 | 0.02747 | 0.0069081 | 8.4845e-06 | 4.7843e-06 | 0.041867 | 0.041866 | 0.041867 | 0.97619 | -0.4585 | 0.97652 | -0.45203 | 5.7509
106 | 0.017599 | 0.0044222 | -0.017588 | -0.0044158 | 1.0766e-05 | 6.3955e-06 | 0.026876 | 0.026876 | 0.026876 | 0.97456 | -0.49066 | 0.97391 | -0.50348 | 7.3834
107 | 0.0033956 | 0.00085069 | -0.0033954 | -0.00085077 | 1.328e-07 | -8.021e-08 | 0.0051763 | 0.0051763 | 0.0051763 | 0.9761 | -0.46027 | 0.97606 | -0.46109 | 1.4221
108 | 0.016593 | 0.0041662 | -0.016586 | -0.0041621 | 7.0245e-06 | 4.1332e-06 | 0.025354 | 0.025355 | 0.025355 | 0.97391 | -0.50348 | 0.97346 | -0.51236 | 6.9655
109 | 0.0013733 | 0.00034397 | -0.0013733 | -0.00034418 | 2.9045e-08 | -2.0227e-07 | 0.0020935 | 0.0020936 | 0.0020936 | 0.97606 | -0.46109 | 0.97604 | -0.46153 | 0.57517
110 | 0.0021606 | 0.00054032 | -0.0021605 | -0.00054039 | 2.7512e-08 | -6.6032e-08 | 0.0033022 | 0.0033022 | 0.0033022 | 0.97346 | -0.51236 | 0.97344 | -0.51263 | 0.9072
111 | 0.0034873 | 0.00087378 | -0.003487 | -0.00087392 | 2.7983e-07 | -1.4351e-07 | 0.0053463 | 0.0053465 | 0.0053465 | 0.97058 | -0.56927 | 0.97049 | -0.57096 | 1.4688
112 | 0.0011515 | 0.00028751 | -0.0011515 | -0.00028798 | 4.6269e-08 | -4.6558e-07 | 0.0017599 | 0.00176 | 0.00176 | 0.97344 | -0.51263 | 0.9734 | -0.51347 | 0.48353
113 | 0.00062707 | 0.00015654 | -0.00062706 | -0.00015692 | 1.0496e-08 | -3.7203e-07 | 0.00095836 | 0.0009585 | 0.0009585 | 0.9734 | -0.51347 | 0.97338 | -0.51382 | 0.26332
114 | 0.00040688 | 0.00010174 | -0.00040688 | -0.00010197 | 2.7998e-09 | -2.3811e-07 | 0.00062192 | 0.00062201 | 0.00062201 | 0.97338 | -0.51382 | 0.97337 | -0.51397 | 0.17088
115 | 0.013993 | 0.0035066 | -0.013988 | -0.003504 | 4.5256e-06 | 2.5527e-06 | 0.021138 | 0.021138 | 0.021138 | 0.98501 | -0.28667 | 0.98466 | -0.29346 | 5.8071
116 | 0.003658 | 0.00091509 | -0.0036566 | -0.00091571 | 1.3214e-06 | -6.2071e-07 | 0.0055273 | 0.0055278 | 0.0055278 | 0.98466 | -0.29346 | 0.98427 | -0.30105 | 1.5186
117 | 0.0036566 | 0.00091571 | -0.0036556 | -0.00091619 | 1.0086e-06 | -4.728e-07 | 0.0055278 | 0.0055282 | 0.0055282 | 0.98427 | -0.30105 | 0.98398 | -0.30684 | 1.5187
118 | 0.077407 | 0.019674 | -0.07734 | -0.019632 | 6.754e-05 | 4.17e-05 | 0.11664 | 0.11664 | 0.11664 | 0.98834 | -0.222 | 0.9874 | -0.24014 | 10.6814
119 | -0.0013082 | -0.00032787 | 0.0013089 | 0.0003225 | 7.0168e-07 | -5.3728e-06 | 0.0020001 | 0.0019981 | 0.0020001 | 0.97326 | -0.516 | 0.97383 | -0.50467 | 0.54949
120 | 0.0032196 | 0.00080678 | -0.0032195 | -0.00080688 | 1.3373e-07 | -1.0291e-07 | 0.0048854 | 0.0048855 | 0.0048855 | 0.98063 | -0.37171 | 0.98059 | -0.37258 | 1.3422
121 | -0.0056224 | -0.001409 | 0.0056229 | 0.0014091 | 4.9577e-07 | 8.8114e-08 | 0.0085314 | 0.0085314 | 0.0085314 | 0.98063 | -0.37171 | 0.98073 | -0.36986 | 2.3438
122 | -0.0070903 | -0.0017768 | 0.0070916 | 0.0017773 | 1.2924e-06 | 4.5128e-07 | 0.010758 | 0.010758 | 0.010758 | 0.98073 | -0.36986 | 0.98092 | -0.36603 | 2.9554
123 | -0.0085654 | -0.0021466 | 0.0085674 | 0.0021476 | 2.0805e-06 | 9.1656e-07 | 0.012993 | 0.012993 | 0.012993 | 0.98092 | -0.36603 | 0.98118 | -0.36093 | 3.5696
124 | -0.010885 | -0.0027285 | 0.010887 | 0.0027294 | 1.8989e-06 | 9.8057e-07 | 0.016508 | 0.016508 | 0.016508 | 0.98118 | -0.36093 | 0.98137 | -0.35727 | 4.5352
125 | -0.017611 | -0.0044146 | 0.017622 | 0.0044208 | 1.054e-05 | 6.2474e-06 | 0.026703 | 0.026703 | 0.026703 | 0.98137 | -0.35727 | 0.98201 | -0.34472 | 7.3361

## res_trafo
| p_hv_mw | q_hv_mvar | p_lv_mw | q_lv_mvar | pl_mw | ql_mvar | i_hv_ka | i_lv_ka | vm_hv_pu | va_hv_degree | vm_lv_pu | va_lv_degree | loading_percent
0 | -1.2729e-15 | -1.3162e-15 | 0.00165 | 1.2699e-07 | 0.00165 | 1.2699e-07 | 5.2857e-17 | 0.0023815 | 0.99998 | 149.9956 | 1 | 0 | 0.2619

## res_ext_grid
| p_mw | q_mvar
0 | 0.29006 | 0.074305

## res_load
| p_mw | q_mvar
0 | 0.0016155 | 0.00040489
1 | 0.00085078 | 0.00021322
2 | 0.0021737 | 0.00054478
3 | 0.00084396 | 0.00021152
4 | 0.0018838 | 0.00047213
5 | 0.0084331 | 0.0021135
6 | 0.0022865 | 0.00057305
7 | 0.0024093 | 0.00060382
8 | 0.00034566 | 8.663e-05
9 | 0.0051862 | 0.0012998
10 | 0.00096268 | 0.00024127
11 | 0.0020382 | 0.00051083
12 | 0.0035929 | 0.00090045
13 | 0.0009636 | 0.0002415
14 | 0.0017584 | 0.00044069
15 | 0.0034136 | 0.00085553
16 | 0.00099523 | 0.00024943
17 | 0.0048369 | 0.0012122
18 | 0.0013143 | 0.00032939
19 | 0.0017864 | 0.00044771
20 | 0.0057926 | 0.0014518
21 | 0.0031516 | 0.00078985
22 | 0.00098167 | 0.00024603
23 | 0.0035635 | 0.00089309
24 | 0.0010585 | 0.00026527
25 | 0.0069583 | 0.0017439
26 | 0.0028807 | 0.00072198
27 | 0.0054015 | 0.0013537
28 | 0.0069189 | 0.001734
29 | 0.0071088 | 0.0017816
30 | 0.0071041 | 0.0017805
31 | 0.0072679 | 0.0018215
32 | 0.0086808 | 0.0021756
33 | 0.0031109 | 0.00077966
34 | 0.0054903 | 0.001376
35 | 0.0046316 | 0.0011608
36 | 0.0012429 | 0.00031149
37 | 0.00085181 | 0.00021348
38 | 0.0028381 | 0.00071129
39 | 0.0012445 | 0.0003119
40 | 0.0073728 | 0.0018478
41 | 0.0081416 | 0.0020405
42 | 0.0007863 | 0.00019707
43 | 0.00093423 | 0.00023414
44 | 0.0015753 | 0.00039482
45 | 0.0047502 | 0.0011905
46 | 0.0012868 | 0.0003225
47 | 0.00023315 | 5.8433e-05
48 | 0.00059361 | 0.00014877
49 | 0.0002462 | 6.1705e-05
50 | 0.0066208 | 0.0016593
51 | 0.0039179 | 0.00098192
52 | 0.00066302 | 0.00016617
53 | 0.0049186 | 0.0012327
54 | 0.011603 | 0.002908
55 | 0.00077955 | 0.00019537
56 | 0.0020318 | 0.00050921
57 | 0.0015356 | 0.00038486
58 | 0.0005148 | 0.00012902
59 | 0.0013226 | 0.00033148
60 | 0.0012276 | 0.00030767
61 | 0.0044215 | 0.0011081
62 | 0.002749 | 0.00068897
63 | 0.0014108 | 0.00035359
64 | 0.0010775 | 0.00027006
65 | 0.00089462 | 0.00022421
66 | 0.0015359 | 0.00038493
67 | 0.00095379 | 0.00023904
68 | 0.0015359 | 0.00038493
69 | 0.0013962 | 0.00034993
70 | 0.00083792 | 0.00021
71 | 0.0017635 | 0.00044197
72 | 0.0013286 | 0.00033298
73 | 0.00096611 | 0.00024213
74 | 0.0024373 | 0.00061084
75 | 0.0016084 | 0.00040311
76 | 0.0036864 | 0.0009239
77 | 0.0042309 | 0.0010604
78 | 0.0022065 | 0.00055301
79 | 0.00099566 | 0.00024954
80 | 0.0020221 | 0.0005068
81 | 0.0013733 | 0.00034418
82 | 0.00055812 | 0.00013988
83 | 0.0019008 | 0.00047638
84 | 0.001009 | 0.00025288
85 | 0.003487 | 0.00087392
86 | 0.00052442 | 0.00013143
87 | 0.00022017 | 5.518e-05
88 | 0.00040688 | 0.00010197
89 | 0.002054 | 0.00051477
90 | 0.01033 | 0.002589
91 | 0.00096777 | 0.00024255
92 | 0.0036556 | 0.00091619
93 | 0.0013082 | 0.00032787
94 | 0.0024028 | 0.0006022
95 | 0.0032195 | 0.00080688
96 | 0.0014674 | 0.00036775
97 | 0.0014738 | 0.00036937
98 | 0.0023179 | 0.00058092
99 | 0.00093168 | 0.0002335
100 | 0.0067238 | 0.0016851
101 | 0.0035298 | 0.00088466

## dtypes
| element | column | dtype
0 | bus | name | object
1 | bus | vn_kv | float64
2 | bus | type | object
3 | bus | zone | object
4 | bus | in_service | bool
5 | load | name | object
6 | load | bus | uint32
7 | load | p_mw | float64
8 | load | q_mvar | float64
9 | load | const_z_percent | float64
10 | load | const_i_percent | float64
11 | load | sn_mva | float64
12 | load | scaling | float64
13 | load | in_service | bool
14 | load | type | object
15 | ext_grid | name | object
16 | ext_grid | bus | uint32
17 | ext_grid | vm_pu | float64
18 | ext_grid | va_degree | float64
19 | ext_grid | slack_weight | float64
20 | ext_grid | in_service | bool
21 | line | name | object
22 | line | std_type | object
23 | line | from_bus | uint32
24 | line | to_bus | uint32
25 | line | length_km | float64
26 | line | r_ohm_per_km | float64
27 | line | x_ohm_per_km | float64
28 | line | c_nf_per_km | float64
29 | line | g_us_per_km | float64
30 | line | max_i_ka | float64
31 | line | df | float64
32 | line | parallel | uint32
33 | line | type | object
34 | line | in_service | bool
35 | trafo | name | object
36 | trafo | std_type | object
37 | trafo | hv_bus | uint32
38 | trafo | lv_bus | uint32
39 | trafo | sn_mva | float64
40 | trafo | vn_hv_kv | float64
41 | trafo | vn_lv_kv | float64
42 | trafo | vk_percent | float64
43 | trafo | vkr_percent | float64
44 | trafo | pfe_kw | float64
45 | trafo | i0_percent | float64
46 | trafo | shift_degree | float64
47 | trafo | tap_side | object
48 | trafo | tap_neutral | int32
49 | trafo | tap_min | int32
50 | trafo | tap_max | int32
51 | trafo | tap_step_percent | float64
52 | trafo | tap_step_degree | float64
53 | trafo | tap_pos | int32
54 | trafo | tap_phase_shifter | bool
55 | trafo | parallel | uint32
56 | trafo | df | float64
57 | trafo | in_service | bool
58 | line_geodata | coords | object
59 | bus_geodata | x | float64
60 | bus_geodata | y | float64
61 | bus_geodata | coords | object
62 | res_bus | vm_pu | float64
63 | res_bus | va_degree | float64
64 | res_bus | p_mw | float64
65 | res_bus | q_mvar | float64
66 | res_line | p_from_mw | float64
67 | res_line | q_from_mvar | float64
68 | res_line | p_to_mw | float64
69 | res_line | q_to_mvar | float64
70 | res_line | pl_mw | float64
71 | res_line | ql_mvar | float64
72 | res_line | i_from_ka | float64
73 | res_line | i_to_ka | float64
74 | res_line | i_ka | float64
75 | res_line | vm_from_pu | float64
76 | res_line | va_from_degree | float64
77 | res_line | vm_to_pu | float64
78 | res_line | va_to_degree | float64
79 | res_line | loading_percent | float64
80 | res_trafo | p_hv_mw | float64
81 | res_trafo | q_hv_mvar | float64
82 | res_trafo | p_lv_mw | float64
83 | res_trafo | q_lv_mvar | float64
84 | res_trafo | pl_mw | float64
85 | res_trafo | ql_mvar | float64
86 | res_trafo | i_hv_ka | float64
87 | res_trafo | i_lv_ka | float64
88 | res_trafo | vm_hv_pu | float64
89 | res_trafo | va_hv_degree | float64
90 | res_trafo | vm_lv_pu | float64
91 | res_trafo | va_lv_degree | float64
92 | res_trafo | loading_percent | float64
93 | res_ext_grid | p_mw | float64
94 | res_ext_grid | q_mvar | float64
95 | res_load | p_mw | float64
96 | res_load | q_mvar | float64

## parameters
| version | format_version | converged | OPF_converged | name | f_hz | sn_mva
0 | 2.14.6 | 2.14.0 | TRUE | FALSE |  | 50 | 1