## bus
| name | vn_kv | type | zone | in_service
0 | bus_LV_1342-1_1_4_node_140 | 0.4 | n |  | TRUE
1 | bus_LV_1342-1_1_4_node_141 | 0.4 | n |  | TRUE
2 | bus_LV_1342-1_1_4_node_138 | 0.4 | n |  | TRUE
3 | bus_LV_1342-1_1_4_node_4 | 0.4 | n |  | TRUE
4 | bus_LV_1342-1_1_4_node_5 | 0.4 | n |  | TRUE
5 | bus_LV_1342-1_1_4_node_6 | 0.4 | n |  | TRUE
6 | bus_LV_1342-1_1_4_node_7 | 0.4 | n |  | TRUE
7 | bus_LV_1342-1_1_4_node_8 | 0.4 | n |  | TRUE
8 | bus_LV_1342-1_1_4_node_9 | 0.4 | n |  | TRUE
9 | bus_LV_1342-1_1_4_node_11 | 0.4 | n |  | TRUE
10 | bus_LV_1342-1_1_4_node_15 | 0.4 | n |  | TRUE
11 | bus_LV_1342-1_1_4_node_10 | 0.4 | n |  | TRUE
12 | bus_LV_1342-1_1_4_node_76 | 0.4 | n |  | TRUE
13 | bus_LV_1342-1_1_4_node_81 | 0.4 | n |  | TRUE
14 | bus_LV_1342-1_1_4_node_14 | 0.4 | n |  | TRUE
15 | bus_LV_1342-1_1_4_node_77 | 0.4 | n |  | TRUE
16 | bus_LV_1342-1_1_4_node_75 | 0.4 | n |  | TRUE
17 | bus_LV_1342-1_1_4_node_12 | 0.4 | n |  | TRUE
18 | bus_LV_1342-1_1_4_node_39 | 0.4 | n |  | TRUE
19 | bus_LV_1342-1_1_4_node_13 | 0.4 | n |  | TRUE
20 | bus_LV_1342-1_1_4_node_16 | 0.4 | n |  | TRUE
21 | bus_LV_1342-1_1_4_node_31 | 0.4 | n |  | TRUE
22 | bus_LV_1342-1_1_4_node_30 | 0.4 | n |  | TRUE
23 | bus_LV_1342-1_1_4_node_32 | 0.4 | n |  | TRUE
24 | bus_LV_1342-1_1_4_node_28 | 0.4 | n |  | TRUE
25 | bus_LV_1342-1_1_4_node_17 | 0.4 | n |  | TRUE
26 | bus_LV_1342-1_1_4_node_18 | 0.4 | n |  | TRUE
27 | bus_LV_1342-1_1_4_node_19 | 0.4 | n |  | TRUE
28 | bus_LV_1342-1_1_4_node_20 | 0.4 | n |  | TRUE
29 | bus_LV_1342-1_1_4_node_22 | 0.4 | n |  | TRUE
30 | bus_LV_1342-1_1_4_node_27 | 0.4 | n |  | TRUE
31 | bus_LV_1342-1_1_4_node_21 | 0.4 | n |  | TRUE
32 | bus_LV_1342-1_1_4_node_33 | 0.4 | n |  | TRUE
33 | bus_LV_1342-1_1_4_node_106 | 0.4 | n |  | TRUE
34 | bus_LV_1342-1_1_4_node_23 | 0.4 | n |  | TRUE
35 | bus_LV_1342-1_1_4_node_104 | 0.4 | n |  | TRUE
36 | bus_LV_1342-1_1_4_node_117 | 0.4 | n |  | TRUE
37 | bus_LV_1342-1_1_4_node_116 | 0.4 | n |  | TRUE
38 | bus_LV_1342-1_1_4_node_25 | 0.4 | n |  | TRUE
39 | bus_LV_1342-1_1_4_node_89 | 0.4 | n |  | TRUE
40 | bus_LV_1342-1_1_4_node_110 | 0.4 | n |  | TRUE
41 | bus_LV_1342-1_1_4_node_105 | 0.4 | n |  | TRUE
42 | bus_LV_1342-1_1_4_node_124 | 0.4 | n |  | TRUE
43 | bus_LV_1342-1_1_4_node_123 | 0.4 | n |  | TRUE
44 | bus_LV_1342-1_1_4_node_115 | 0.4 | n |  | TRUE
45 | bus_LV_1342-1_1_4_node_24 | 0.4 | n |  | TRUE
46 | bus_LV_1342-1_1_4_node_26 | 0.4 | n |  | TRUE
47 | bus_LV_1342-1_1_4_node_29 | 0.4 | n |  | TRUE
48 | bus_LV_1342-1_1_4_node_88 | 0.4 | n |  | TRUE
49 | bus_LV_1342-1_1_4_node_34 | 0.4 | n |  | TRUE
50 | bus_LV_1342-1_1_4_node_35 | 0.4 | n |  | TRUE
51 | bus_LV_1342-1_1_4_node_36 | 0.4 | n |  | TRUE
52 | bus_LV_1342-1_1_4_node_37 | 0.4 | n |  | TRUE
53 | bus_LV_1342-1_1_4_node_45 | 0.4 | n |  | TRUE
54 | bus_LV_1342-1_1_4_node_78 | 0.4 | n |  | TRUE
55 | bus_LV_1342-1_1_4_node_44 | 0.4 | n |  | TRUE
56 | bus_LV_1342-1_1_4_node_46 | 0.4 | n |  | TRUE
57 | bus_LV_1342-1_1_4_node_47 | 0.4 | n |  | TRUE
58 | bus_LV_1342-1_1_4_node_40 | 0.4 | n |  | TRUE
59 | bus_LV_1342-1_1_4_node_41 | 0.4 | n |  | TRUE
60 | bus_LV_1342-1_1_4_node_42 | 0.4 | n |  | TRUE
61 | bus_LV_1342-1_1_4_node_43 | 0.4 | n |  | TRUE
62 | bus_LV_1342-1_1_4_node_49 | 0.4 | n |  | TRUE
63 | bus_LV_1342-1_1_4_node_50 | 0.4 | n |  | TRUE
64 | bus_LV_1342-1_1_4_node_51 | 0.4 | n |  | TRUE
65 | bus_LV_1342-1_1_4_node_79 | 0.4 | n |  | TRUE
66 | bus_LV_1342-1_1_4_node_48 | 0.4 | n |  | TRUE
67 | bus_LV_1342-1_1_4_node_52 | 0.4 | n |  | TRUE
68 | bus_LV_1342-1_1_4_node_72 | 0.4 | n |  | TRUE
69 | bus_LV_1342-1_1_4_node_73 | 0.4 | n |  | TRUE
70 | bus_LV_1342-1_1_4_node_74 | 0.4 | n |  | TRUE
71 | bus_LV_1342-1_1_4_node_71 | 0.4 | n |  | TRUE
72 | bus_LV_1342-1_1_4_node_63 | 0.4 | n |  | TRUE
73 | bus_LV_1342-1_1_4_node_58 | 0.4 | n |  | TRUE
74 | bus_LV_1342-1_1_4_node_53 | 0.4 | n |  | TRUE
75 | bus_LV_1342-1_1_4_node_54 | 0.4 | n |  | TRUE
76 | bus_LV_1342-1_1_4_node_55 | 0.4 | n |  | TRUE
77 | bus_LV_1342-1_1_4_node_56 | 0.4 | n |  | TRUE
78 | bus_LV_1342-1_1_4_node_57 | 0.4 | n |  | TRUE
79 | bus_LV_1342-1_1_4_node_59 | 0.4 | n |  | TRUE
80 | bus_LV_1342-1_1_4_node_62 | 0.4 | n |  | TRUE
81 | bus_LV_1342-1_1_4_node_60 | 0.4 | n |  | TRUE
82 | bus_LV_1342-1_1_4_node_68 | 0.4 | n |  | TRUE
83 | bus_LV_1342-1_1_4_node_61 | 0.4 | n |  | TRUE
84 | bus_LV_1342-1_1_4_node_137 | 0.4 | n |  | TRUE
85 | bus_LV_1342-1_1_4_node_67 | 0.4 | n |  | TRUE
86 | bus_LV_1342-1_1_4_node_128 | 0.4 | n |  | TRUE
87 | bus_LV_1342-1_1_4_node_129 | 0.4 | n |  | TRUE
88 | bus_LV_1342-1_1_4_node_130 | 0.4 | n |  | TRUE
89 | bus_LV_1342-1_1_4_node_131 | 0.4 | n |  | TRUE
90 | bus_LV_1342-1_1_4_node_69 | 0.4 | n |  | TRUE
91 | bus_LV_1342-1_1_4_node_65 | 0.4 | n |  | TRUE
92 | bus_LV_1342-1_1_4_node_66 | 0.4 | n |  | TRUE
93 | bus_LV_1342-1_1_4_node_64 | 0.4 | n |  | TRUE
94 | bus_LV_1342-1_1_4_node_70 | 0.4 | n |  | TRUE
95 | bus_LV_1342-1_1_4_node_82 | 0.4 | n |  | TRUE
96 | bus_LV_1342-1_1_4_node_90 | 0.4 | n |  | TRUE
97 | bus_LV_1342-1_1_4_node_83 | 0.4 | n |  | TRUE
98 | bus_LV_1342-1_1_4_node_91 | 0.4 | n |  | TRUE
99 | bus_LV_1342-1_1_4_node_92 | 0.4 | n |  | TRUE
100 | bus_LV_1342-1_1_4_node_80 | 0.4 | n |  | TRUE
101 | bus_LV_1342-1_1_4_node_85 | 0.4 | n |  | TRUE
102 | bus_LV_1342-1_1_4_node_86 | 0.4 | n |  | TRUE
103 | bus_LV_1342-1_1_4_node_87 | 0.4 | n |  | TRUE
104 | bus_LV_1342-1_1_4_node_84 | 0.4 | n |  | TRUE
105 | bus_LV_1342-1_1_4_node_99 | 0.4 | n |  | TRUE
106 | bus_LV_1342-1_1_4_node_97 | 0.4 | n |  | TRUE
107 | bus_LV_1342-1_1_4_node_93 | 0.4 | n |  | TRUE
108 | bus_LV_1342-1_1_4_node_101 | 0.4 | n |  | TRUE
109 | bus_LV_1342-1_1_4_node_94 | 0.4 | n |  | TRUE
110 | bus_LV_1342-1_1_4_node_100 | 0.4 | n |  | TRUE
111 | bus_LV_1342-1_1_4_node_95 | 0.4 | n |  | TRUE
112 | bus_LV_1342-1_1_4_node_96 | 0.4 | n |  | TRUE
113 | bus_LV_1342-1_1_4_node_102 | 0.4 | n |  | TRUE
114 | bus_LV_1342-1_1_4_node_127 | 0.4 | n |  | TRUE
115 | bus_LV_1342-1_1_4_node_103 | 0.4 | n |  | TRUE
116 | bus_LV_1342-1_1_4_node_126 | 0.4 | n |  | TRUE
117 | bus_LV_1342-1_1_4_node_98 | 0.4 | n |  | TRUE
118 | bus_LV_1342-1_1_4_node_111 | 0.4 | n |  | TRUE
119 | bus_LV_1342-1_1_4_node_108 | 0.4 | n |  | TRUE
120 | bus_LV_1342-1_1_4_node_107 | 0.4 | n |  | TRUE
121 | bus_LV_1342-1_1_4_node_109 | 0.4 | n |  | TRUE
122 | bus_LV_1342-1_1_4_node_112 | 0.4 | n |  | TRUE
123 | bus_LV_1342-1_1_4_node_113 | 0.4 | n |  | TRUE
124 | bus_LV_1342-1_1_4_node_114 | 0.4 | n |  | TRUE
125 | bus_LV_1342-1_1_4_node_132 | 0.4 | n |  | TRUE
126 | bus_LV_1342-1_1_4_node_142 | 0.4 | n |  | TRUE
127 | bus_LV_1342-1_1_4_node_122 | 0.4 | n |  | TRUE
128 | bus_LV_1342-1_1_4_node_118 | 0.4 | n |  | TRUE
129 | bus_LV_1342-1_1_4_node_119 | 0.4 | n |  | TRUE
130 | bus_LV_1342-1_1_4_node_120 | 0.4 | n |  | TRUE
131 | bus_LV_1342-1_1_4_node_121 | 0.4 | n |  | TRUE
132 | bus_LV_1342-1_1_4_node_133 | 0.4 | n |  | TRUE
133 | bus_LV_1342-1_1_4_node_125 | 0.4 | n |  | TRUE
134 | bus_LV_1342-1_1_4_node_134 | 0.4 | n |  | TRUE
135 | bus_LV_1342-1_1_4_node_135 | 0.4 | n |  | TRUE
136 | bus_LV_1342-1_1_4_node_136 | 0.4 | n |  | TRUE
137 | bus_MV_19_0_node_0 | 20 | n |  | TRUE

## load
| name | bus | p_mw | q_mvar | const_z_percent | const_i_percent | sn_mva | scaling | in_service | type
0 | LV_1342-1_1_4_load_138 | 2 | 0.0014378 | 0.00036035 | 0 | 0 |  | 1 | TRUE | wye
1 | LV_1342-1_1_4_load_4 | 3 | 0.010873 | 0.0027251 | 0 | 0 |  | 1 | TRUE | wye
2 | LV_1342-1_1_4_load_8 | 7 | 0.011446 | 0.0028686 | 0 | 0 |  | 1 | TRUE | wye
3 | LV_1342-1_1_4_load_9 | 8 | 0.0092073 | 0.0023076 | 0 | 0 |  | 1 | TRUE | wye
4 | LV_1342-1_1_4_load_11 | 9 | 0.0072299 | 0.001812 | 0 | 0 |  | 1 | TRUE | wye
5 | LV_1342-1_1_4_load_15 | 10 | 0.012575 | 0.0031516 | 0 | 0 |  | 1 | TRUE | wye
6 | LV_1342-1_1_4_load_81 | 13 | 0.0033119 | 0.00083004 | 0 | 0 |  | 1 | TRUE | wye
7 | LV_1342-1_1_4_load_77 | 15 | 0.003571 | 0.00089497 | 0 | 0 |  | 1 | TRUE | wye
8 | LV_1342-1_1_4_load_75 | 16 | 0.0036355 | 0.00091113 | 0 | 0 |  | 1 | TRUE | wye
9 | LV_1342-1_1_4_load_12 | 17 | 0.0067367 | 0.0016884 | 0 | 0 |  | 1 | TRUE | wye
10 | LV_1342-1_1_4_load_39 | 18 | 0.0023241 | 0.00058246 | 0 | 0 |  | 1 | TRUE | wye
11 | LV_1342-1_1_4_load_31 | 21 | 0.0092007 | 0.0023059 | 0 | 0 |  | 1 | TRUE | wye
12 | LV_1342-1_1_4_load_30 | 22 | 0.0028682 | 0.00071885 | 0 | 0 |  | 1 | TRUE | wye
13 | LV_1342-1_1_4_load_32 | 23 | 0.0047873 | 0.0011998 | 0 | 0 |  | 1 | TRUE | wye
14 | LV_1342-1_1_4_load_28 | 24 | 0.014133 | 0.0035421 | 0 | 0 |  | 1 | TRUE | wye
15 | LV_1342-1_1_4_load_17 | 25 | 0.0078924 | 0.001978 | 0 | 0 |  | 1 | TRUE | wye
16 | LV_1342-1_1_4_load_18 | 26 | 0.0051775 | 0.0012976 | 0 | 0 |  | 1 | TRUE | wye
17 | LV_1342-1_1_4_load_27 | 30 | 0.0040328 | 0.0010107 | 0 | 0 |  | 1 | TRUE | wye
18 | LV_1342-1_1_4_load_106 | 33 | 0.0046638 | 0.0011689 | 0 | 0 |  | 1 | TRUE | wye
19 | LV_1342-1_1_4_load_104 | 35 | 0.0080623 | 0.0020206 | 0 | 0 |  | 1 | TRUE | wye
20 | LV_1342-1_1_4_load_116 | 37 | 0.0039607 | 0.00099265 | 0 | 0 |  | 1 | TRUE | wye
21 | LV_1342-1_1_4_load_25 | 38 | 0.0082948 | 0.0020789 | 0 | 0 |  | 1 | TRUE | wye
22 | LV_1342-1_1_4_load_89 | 39 | 0.0054005 | 0.0013535 | 0 | 0 |  | 1 | TRUE | wye
23 | LV_1342-1_1_4_load_110 | 40 | 0.0031328 | 0.00078515 | 0 | 0 |  | 1 | TRUE | wye
24 | LV_1342-1_1_4_load_105 | 41 | 0.0034329 | 0.00086036 | 0 | 0 |  | 1 | TRUE | wye
25 | LV_1342-1_1_4_load_123 | 43 | 0.0017892 | 0.00044842 | 0 | 0 |  | 1 | TRUE | wye
26 | LV_1342-1_1_4_load_115 | 44 | 0.0017091 | 0.00042833 | 0 | 0 |  | 1 | TRUE | wye
27 | LV_1342-1_1_4_load_24 | 45 | 0.0054643 | 0.0013695 | 0 | 0 |  | 1 | TRUE | wye
28 | LV_1342-1_1_4_load_29 | 47 | 0.0088388 | 0.0022152 | 0 | 0 |  | 1 | TRUE | wye
29 | LV_1342-1_1_4_load_88 | 48 | 0.0084487 | 0.0021174 | 0 | 0 |  | 1 | TRUE | wye
30 | LV_1342-1_1_4_load_34 | 49 | 0.0021944 | 0.00054997 | 0 | 0 |  | 1 | TRUE | wye
31 | LV_1342-1_1_4_load_35 | 50 | 0.0025198 | 0.00063151 | 0 | 0 |  | 1 | TRUE | wye
32 | LV_1342-1_1_4_load_37 | 52 | 0.0034638 | 0.00086812 | 0 | 0 |  | 1 | TRUE | wye
33 | LV_1342-1_1_4_load_78 | 54 | 0.0063203 | 0.001584 | 0 | 0 |  | 1 | TRUE | wye
34 | LV_1342-1_1_4_load_44 | 55 | 0.0026317 | 0.00065957 | 0 | 0 |  | 1 | TRUE | wye
35 | LV_1342-1_1_4_load_46 | 56 | 0.002411 | 0.00060426 | 0 | 0 |  | 1 | TRUE | wye
36 | LV_1342-1_1_4_load_47 | 57 | 0.0026404 | 0.00066175 | 0 | 0 |  | 1 | TRUE | wye
37 | LV_1342-1_1_4_load_40 | 58 | 0.003241 | 0.00081227 | 0 | 0 |  | 1 | TRUE | wye
38 | LV_1342-1_1_4_load_41 | 59 | 0.0019431 | 0.00048698 | 0 | 0 |  | 1 | TRUE | wye
39 | LV_1342-1_1_4_load_42 | 60 | 0.0017539 | 0.00043958 | 0 | 0 |  | 1 | TRUE | wye
40 | LV_1342-1_1_4_load_43 | 61 | 0.003345 | 0.00083835 | 0 | 0 |  | 1 | TRUE | wye
41 | LV_1342-1_1_4_load_49 | 62 | 0.0029484 | 0.00073894 | 0 | 0 |  | 1 | TRUE | wye
42 | LV_1342-1_1_4_load_50 | 63 | 0.0056447 | 0.0014147 | 0 | 0 |  | 1 | TRUE | wye
43 | LV_1342-1_1_4_load_51 | 64 | 0.0039347 | 0.00098614 | 0 | 0 |  | 1 | TRUE | wye
44 | LV_1342-1_1_4_load_79 | 65 | 0.0013756 | 0.00034477 | 0 | 0 |  | 1 | TRUE | wye
45 | LV_1342-1_1_4_load_73 | 69 | 0.003994 | 0.001001 | 0 | 0 |  | 1 | TRUE | wye
46 | LV_1342-1_1_4_load_74 | 70 | 0.00528 | 0.0013233 | 0 | 0 |  | 1 | TRUE | wye
47 | LV_1342-1_1_4_load_71 | 71 | 0.0025751 | 0.00064538 | 0 | 0 |  | 1 | TRUE | wye
48 | LV_1342-1_1_4_load_63 | 72 | 0.0023224 | 0.00058204 | 0 | 0 |  | 1 | TRUE | wye
49 | LV_1342-1_1_4_load_53 | 74 | 0.0032301 | 0.00080955 | 0 | 0 |  | 1 | TRUE | wye
50 | LV_1342-1_1_4_load_54 | 75 | 0.0029685 | 0.00074399 | 0 | 0 |  | 1 | TRUE | wye
51 | LV_1342-1_1_4_load_55 | 76 | 0.0035754 | 0.00089608 | 0 | 0 |  | 1 | TRUE | wye
52 | LV_1342-1_1_4_load_56 | 77 | 0.0040323 | 0.0010106 | 0 | 0 |  | 1 | TRUE | wye
53 | LV_1342-1_1_4_load_57 | 78 | 0.0020768 | 0.0005205 | 0 | 0 |  | 1 | TRUE | wye
54 | LV_1342-1_1_4_load_59 | 79 | 0.0030318 | 0.00075984 | 0 | 0 |  | 1 | TRUE | wye
55 | LV_1342-1_1_4_load_62 | 80 | 0.003114 | 0.00078044 | 0 | 0 |  | 1 | TRUE | wye
56 | LV_1342-1_1_4_load_68 | 82 | 0.0028252 | 0.00070806 | 0 | 0 |  | 1 | TRUE | wye
57 | LV_1342-1_1_4_load_61 | 83 | 0.003628 | 0.00090926 | 0 | 0 |  | 1 | TRUE | wye
58 | LV_1342-1_1_4_load_137 | 84 | 0.00077086 | 0.0001932 | 0 | 0 |  | 1 | TRUE | wye
59 | LV_1342-1_1_4_load_128 | 86 | 0.0039971 | 0.0010018 | 0 | 0 |  | 1 | TRUE | wye
60 | LV_1342-1_1_4_load_129 | 87 | 0.00049207 | 0.00012332 | 0 | 0 |  | 1 | TRUE | wye
61 | LV_1342-1_1_4_load_69 | 90 | 0.0024034 | 0.00060234 | 0 | 0 |  | 1 | TRUE | wye
62 | LV_1342-1_1_4_load_65 | 91 | 0.0028404 | 0.00071187 | 0 | 0 |  | 1 | TRUE | wye
63 | LV_1342-1_1_4_load_66 | 92 | 0.0018758 | 0.00047013 | 0 | 0 |  | 1 | TRUE | wye
64 | LV_1342-1_1_4_load_64 | 93 | 0.0022905 | 0.00057404 | 0 | 0 |  | 1 | TRUE | wye
65 | LV_1342-1_1_4_load_70 | 94 | 0.00084863 | 0.00021269 | 0 | 0 |  | 1 | TRUE | wye
66 | LV_1342-1_1_4_load_82 | 95 | 0.0040588 | 0.0010172 | 0 | 0 |  | 1 | TRUE | wye
67 | LV_1342-1_1_4_load_83 | 97 | 0.0016243 | 0.00040709 | 0 | 0 |  | 1 | TRUE | wye
68 | LV_1342-1_1_4_load_91 | 98 | 0.0039425 | 0.00098808 | 0 | 0 |  | 1 | TRUE | wye
69 | LV_1342-1_1_4_load_92 | 99 | 0.0036322 | 0.00091033 | 0 | 0 |  | 1 | TRUE | wye
70 | LV_1342-1_1_4_load_80 | 100 | 0.0044326 | 0.0011109 | 0 | 0 |  | 1 | TRUE | wye
71 | LV_1342-1_1_4_load_86 | 102 | 0.003967 | 0.00099421 | 0 | 0 |  | 1 | TRUE | wye
72 | LV_1342-1_1_4_load_87 | 103 | 0.0033876 | 0.00084902 | 0 | 0 |  | 1 | TRUE | wye
73 | LV_1342-1_1_4_load_84 | 104 | 0.0025566 | 0.00064075 | 0 | 0 |  | 1 | TRUE | wye
74 | LV_1342-1_1_4_load_99 | 105 | 0.0054434 | 0.0013642 | 0 | 0 |  | 1 | TRUE | wye
75 | LV_1342-1_1_4_load_97 | 106 | 0.0034068 | 0.00085383 | 0 | 0 |  | 1 | TRUE | wye
76 | LV_1342-1_1_4_load_93 | 107 | 0.0056225 | 0.0014091 | 0 | 0 |  | 1 | TRUE | wye
77 | LV_1342-1_1_4_load_101 | 108 | 0.0023264 | 0.00058304 | 0 | 0 |  | 1 | TRUE | wye
78 | LV_1342-1_1_4_load_100 | 110 | 0.0028576 | 0.00071619 | 0 | 0 |  | 1 | TRUE | wye
79 | LV_1342-1_1_4_load_95 | 111 | 0.0038311 | 0.00096017 | 0 | 0 |  | 1 | TRUE | wye
80 | LV_1342-1_1_4_load_96 | 112 | 0.0012446 | 0.00031192 | 0 | 0 |  | 1 | TRUE | wye
81 | LV_1342-1_1_4_load_102 | 113 | 0.0060487 | 0.0015159 | 0 | 0 |  | 1 | TRUE | wye
82 | LV_1342-1_1_4_load_127 | 114 | 0.0051219 | 0.0012837 | 0 | 0 |  | 1 | TRUE | wye
83 | LV_1342-1_1_4_load_103 | 115 | 0.0029243 | 0.00073291 | 0 | 0 |  | 1 | TRUE | wye
84 | LV_1342-1_1_4_load_126 | 116 | 0.0025703 | 0.00064417 | 0 | 0 |  | 1 | TRUE | wye
85 | LV_1342-1_1_4_load_98 | 117 | 0.0019296 | 0.00048361 | 0 | 0 |  | 1 | TRUE | wye
86 | LV_1342-1_1_4_load_111 | 118 | 0.0034455 | 0.00086354 | 0 | 0 |  | 1 | TRUE | wye
87 | LV_1342-1_1_4_load_108 | 119 | 0.0035593 | 0.00089206 | 0 | 0 |  | 1 | TRUE | wye
88 | LV_1342-1_1_4_load_107 | 120 | 0.0039798 | 0.00099742 | 0 | 0 |  | 1 | TRUE | wye
89 | LV_1342-1_1_4_load_109 | 121 | 0.00846 | 0.0021203 | 0 | 0 |  | 1 | TRUE | wye
90 | LV_1342-1_1_4_load_112 | 122 | 0.0015214 | 0.00038129 | 0 | 0 |  | 1 | TRUE | wye
91 | LV_1342-1_1_4_load_113 | 123 | 0.0065134 | 0.0016324 | 0 | 0 |  | 1 | TRUE | wye
92 | LV_1342-1_1_4_load_114 | 124 | 0.0015696 | 0.00039338 | 0 | 0 |  | 1 | TRUE | wye
93 | LV_1342-1_1_4_load_132 | 125 | 0.0010054 | 0.00025198 | 0 | 0 |  | 1 | TRUE | wye
94 | LV_1342-1_1_4_load_142 | 126 | 0.00083813 | 0.00021006 | 0 | 0 |  | 1 | TRUE | wye
95 | LV_1342-1_1_4_load_122 | 127 | 0.002751 | 0.00068946 | 0 | 0 |  | 1 | TRUE | wye
96 | LV_1342-1_1_4_load_118 | 128 | 0.0032903 | 0.00082464 | 0 | 0 |  | 1 | TRUE | wye
97 | LV_1342-1_1_4_load_119 | 129 | 0.0025093 | 0.00062888 | 0 | 0 |  | 1 | TRUE | wye
98 | LV_1342-1_1_4_load_120 | 130 | 0.0037494 | 0.0009397 | 0 | 0 |  | 1 | TRUE | wye
99 | LV_1342-1_1_4_load_121 | 131 | 0.0024363 | 0.0006106 | 0 | 0 |  | 1 | TRUE | wye
100 | LV_1342-1_1_4_load_125 | 133 | 0.0021789 | 0.00054609 | 0 | 0 |  | 1 | TRUE | wye
101 | LV_1342-1_1_4_load_134 | 134 | 0.0010275 | 0.00025752 | 0 | 0 |  | 1 | TRUE | wye
102 | LV_1342-1_1_4_load_135 | 135 | 0.0014744 | 0.00036951 | 0 | 0 |  | 1 | TRUE | wye
103 | LV_1342-1_1_4_load_136 | 136 | 0.0019807 | 0.0004964 | 0 | 0 |  | 1 | TRUE | wye

## ext_grid
| name | bus | vm_pu | va_degree | slack_weight | in_service
0 |  | 103 | 1 | 0 | 1 | TRUE

## line
| name | std_type | from_bus | to_bus | length_km | r_ohm_per_km | x_ohm_per_km | c_nf_per_km | g_us_per_km | max_i_ka | df | parallel | type | in_service
0 | LV_1342-1_1_4_line_0 |  | 0 | 1 | 0.060825 | 0.125 | 0.08 | 261 | 0 | 0.364 | 1 | 1 | cs | TRUE
1 | LV_1342-1_1_4_line_1 |  | 0 | 2 | 0.041891 | 0.125 | 0.08 | 261 | 0 | 0.364 | 1 | 1 | cs | TRUE
2 | LV_1342-1_1_4_line_2 |  | 1 | 126 | 0.039137 | 0.125 | 0.08 | 261 | 0 | 0.364 | 1 | 1 | cs | TRUE
3 | LV_1342-1_1_4_line_3 |  | 3 | 4 | 0.016298 | 0.125 | 0.08 | 261 | 0 | 0.364 | 1 | 1 | cs | TRUE
4 | LV_1342-1_1_4_line_4 |  | 3 | 5 | 0.013342 | 0.125 | 0.08 | 261 | 0 | 0.364 | 1 | 1 | cs | TRUE
5 | LV_1342-1_1_4_line_5 |  | 4 | 6 | 0.009863 | 0.125 | 0.08 | 261 | 0 | 0.364 | 1 | 1 | cs | TRUE
6 | LV_1342-1_1_4_line_6 |  | 4 | 7 | 0.045716 | 0.125 | 0.08 | 261 | 0 | 0.364 | 1 | 1 | cs | TRUE
7 | LV_1342-1_1_4_line_7 |  | 5 | 8 | 0.020744 | 0.125 | 0.08 | 261 | 0 | 0.364 | 1 | 1 | cs | TRUE
8 | LV_1342-1_1_4_line_8 |  | 6 | 9 | 0.017802 | 0.125 | 0.08 | 261 | 0 | 0.364 | 1 | 1 | cs | TRUE
9 | LV_1342-1_1_4_line_9 |  | 7 | 10 | 0.026436 | 0.125 | 0.08 | 261 | 0 | 0.364 | 1 | 1 | cs | TRUE
10 | LV_1342-1_1_4_line_10 |  | 9 | 17 | 0.019679 | 0.125 | 0.08 | 261 | 0 | 0.364 | 1 | 1 | cs | TRUE
11 | LV_1342-1_1_4_line_11 |  | 11 | 12 | 0.025788 | 0.125 | 0.08 | 261 | 0 | 0.364 | 1 | 1 | cs | TRUE
12 | LV_1342-1_1_4_line_12 |  | 11 | 13 | 0.013396 | 0.125 | 0.08 | 261 | 0 | 0.364 | 1 | 1 | cs | TRUE
13 | LV_1342-1_1_4_line_13 |  | 12 | 16 | 0.0042687 | 0.125 | 0.08 | 261 | 0 | 0.364 | 1 | 1 | cs | TRUE
14 | LV_1342-1_1_4_line_14 |  | 13 | 18 | 0.026412 | 0.125 | 0.08 | 261 | 0 | 0.364 | 1 | 1 | cs | TRUE
15 | LV_1342-1_1_4_line_15 |  | 14 | 15 | 0.012976 | 0.125 | 0.08 | 261 | 0 | 0.364 | 1 | 1 | cs | TRUE
16 | LV_1342-1_1_4_line_16 |  | 14 | 16 | 0.0044295 | 0.125 | 0.08 | 261 | 0 | 0.364 | 1 | 1 | cs | TRUE
17 | LV_1342-1_1_4_line_17 |  | 17 | 19 | 0.01881 | 0.125 | 0.08 | 261 | 0 | 0.364 | 1 | 1 | cs | TRUE
18 | LV_1342-1_1_4_line_18 |  | 18 | 51 | 0.02844 | 0.125 | 0.08 | 261 | 0 | 0.364 | 1 | 1 | cs | TRUE
19 | LV_1342-1_1_4_line_19 |  | 19 | 20 | 0.027341 | 0.125 | 0.08 | 261 | 0 | 0.364 | 1 | 1 | cs | TRUE
20 | LV_1342-1_1_4_line_20 |  | 20 | 21 | 0.01531 | 0.125 | 0.08 | 261 | 0 | 0.364 | 1 | 3 | cs | TRUE
21 | LV_1342-1_1_4_line_21 |  | 20 | 22 | 0.0097769 | 0.125 | 0.08 | 261 | 0 | 0.364 | 1 | 3 | cs | TRUE
22 | LV_1342-1_1_4_line_22 |  | 21 | 23 | 0.0049061 | 0.125 | 0.08 | 261 | 0 | 0.364 | 1 | 3 | cs | TRUE
23 | LV_1342-1_1_4_line_23 |  | 22 | 24 | 0.0093647 | 0.125 | 0.08 | 261 | 0 | 0.364 | 1 | 3 | cs | TRUE
24 | LV_1342-1_1_4_line_24 |  | 23 | 31 | 0.018631 | 0.125 | 0.08 | 261 | 0 | 0.364 | 1 | 3 | cs | TRUE
25 | LV_1342-1_1_4_line_25 |  | 24 | 46 | 0.017589 | 0.125 | 0.08 | 261 | 0 | 0.364 | 1 | 3 | cs | TRUE
26 | LV_1342-1_1_4_line_26 |  | 25 | 26 | 0.039409 | 0.125 | 0.08 | 261 | 0 | 0.364 | 1 | 1 | cs | TRUE
27 | LV_1342-1_1_4_line_27 |  | 25 | 27 | 0.023323 | 0.125 | 0.08 | 261 | 0 | 0.364 | 1 | 1 | cs | TRUE
28 | LV_1342-1_1_4_line_28 |  | 26 | 28 | 0.019149 | 0.125 | 0.08 | 261 | 0 | 0.364 | 1 | 1 | cs | TRUE
29 | LV_1342-1_1_4_line_29 |  | 27 | 29 | 0.042632 | 0.125 | 0.08 | 261 | 0 | 0.364 | 1 | 1 | cs | TRUE
30 | LV_1342-1_1_4_line_30 |  | 28 | 30 | 0.0097372 | 0.125 | 0.08 | 261 | 0 | 0.364 | 1 | 1 | cs | TRUE
31 | LV_1342-1_1_4_line_31 |  | 29 | 33 | 0.035339 | 0.125 | 0.08 | 261 | 0 | 0.364 | 1 | 1 | cs | TRUE
32 | LV_1342-1_1_4_line_32 |  | 29 | 34 | 0.038042 | 0.125 | 0.08 | 261 | 0 | 0.364 | 1 | 1 | cs | TRUE
33 | LV_1342-1_1_4_line_33 |  | 29 | 35 | 0.025068 | 0.125 | 0.08 | 261 | 0 | 0.364 | 1 | 1 | cs | TRUE
34 | LV_1342-1_1_4_line_34 |  | 30 | 38 | 0.021461 | 0.125 | 0.08 | 261 | 0 | 0.364 | 1 | 1 | cs | TRUE
35 | LV_1342-1_1_4_line_35 |  | 31 | 32 | 0.02157 | 0.125 | 0.08 | 261 | 0 | 0.364 | 1 | 3 | cs | TRUE
36 | LV_1342-1_1_4_line_36 |  | 32 | 39 | 0.021656 | 0.125 | 0.08 | 261 | 0 | 0.364 | 1 | 3 | cs | TRUE
37 | LV_1342-1_1_4_line_37 |  | 33 | 40 | 0.022551 | 0.125 | 0.08 | 261 | 0 | 0.364 | 1 | 1 | cs | TRUE
38 | LV_1342-1_1_4_line_38 |  | 34 | 36 | 0.05463 | 0.125 | 0.08 | 261 | 0 | 0.364 | 1 | 1 | cs | TRUE
39 | LV_1342-1_1_4_line_39 |  | 34 | 37 | 0.016905 | 0.125 | 0.08 | 261 | 0 | 0.364 | 1 | 1 | cs | TRUE
40 | LV_1342-1_1_4_line_40 |  | 35 | 41 | 0.017949 | 0.125 | 0.08 | 261 | 0 | 0.364 | 1 | 1 | cs | TRUE
41 | LV_1342-1_1_4_line_41 |  | 36 | 42 | 0.12628 | 0.125 | 0.08 | 261 | 0 | 0.364 | 1 | 1 | cs | TRUE
42 | LV_1342-1_1_4_line_42 |  | 36 | 43 | 0.01794 | 0.125 | 0.08 | 261 | 0 | 0.364 | 1 | 1 | cs | TRUE
43 | LV_1342-1_1_4_line_43 |  | 37 | 44 | 0.00026846 | 0.125 | 0.08 | 261 | 0 | 0.364 | 1 | 1 | cs | TRUE
44 | LV_1342-1_1_4_line_44 |  | 38 | 45 | 0.0029613 | 0.125 | 0.08 | 261 | 0 | 0.364 | 1 | 1 | cs | TRUE
45 | LV_1342-1_1_4_line_45 |  | 39 | 48 | 0.001459 | 0.125 | 0.08 | 261 | 0 | 0.364 | 1 | 3 | cs | TRUE
46 | LV_1342-1_1_4_line_46 |  | 40 | 119 | 0.014192 | 0.125 | 0.08 | 261 | 0 | 0.364 | 1 | 1 | cs | TRUE
47 | LV_1342-1_1_4_line_47 |  | 42 | 125 | 0.028194 | 0.125 | 0.08 | 261 | 0 | 0.364 | 1 | 1 | cs | TRUE
48 | LV_1342-1_1_4_line_48 |  | 42 | 126 | 0.14031 | 0.125 | 0.08 | 261 | 0 | 0.364 | 1 | 1 | cs | TRUE
49 | LV_1342-1_1_4_line_49 |  | 43 | 127 | 0.019231 | 0.125 | 0.08 | 261 | 0 | 0.364 | 1 | 1 | cs | TRUE
50 | LV_1342-1_1_4_line_50 |  | 44 | 124 | 0.013882 | 0.125 | 0.08 | 261 | 0 | 0.364 | 1 | 1 | cs | TRUE
51 | LV_1342-1_1_4_line_51 |  | 45 | 46 | 0.011512 | 0.125 | 0.08 | 261 | 0 | 0.364 | 1 | 2 | cs | TRUE
52 | LV_1342-1_1_4_line_52 |  | 46 | 47 | 0.009891 | 0.125 | 0.08 | 261 | 0 | 0.364 | 1 | 1 | cs | TRUE
53 | LV_1342-1_1_4_line_53 |  | 48 | 102 | 0.025898 | 0.125 | 0.08 | 261 | 0 | 0.364 | 1 | 3 | cs | TRUE
54 | LV_1342-1_1_4_line_54 |  | 49 | 50 | 0.014066 | 0.125 | 0.08 | 261 | 0 | 0.364 | 1 | 1 | cs | TRUE
55 | LV_1342-1_1_4_line_55 |  | 49 | 51 | 0.0048671 | 0.125 | 0.08 | 261 | 0 | 0.364 | 1 | 1 | cs | TRUE
56 | LV_1342-1_1_4_line_56 |  | 50 | 52 | 0.014774 | 0.125 | 0.08 | 261 | 0 | 0.364 | 1 | 1 | cs | TRUE
57 | LV_1342-1_1_4_line_57 |  | 52 | 53 | 0.0043444 | 0.125 | 0.08 | 261 | 0 | 0.364 | 1 | 1 | cs | TRUE
58 | LV_1342-1_1_4_line_58 |  | 53 | 54 | 0.015641 | 0.125 | 0.08 | 261 | 0 | 0.364 | 1 | 3 | cs | TRUE
59 | LV_1342-1_1_4_line_59 |  | 53 | 55 | 0.014059 | 0.125 | 0.08 | 261 | 0 | 0.364 | 1 | 3 | cs | TRUE
60 | LV_1342-1_1_4_line_60 |  | 54 | 65 | 0.017459 | 0.125 | 0.08 | 261 | 0 | 0.364 | 1 | 3 | cs | TRUE
61 | LV_1342-1_1_4_line_61 |  | 55 | 60 | 0.030474 | 0.125 | 0.08 | 261 | 0 | 0.364 | 1 | 3 | cs | TRUE
62 | LV_1342-1_1_4_line_62 |  | 56 | 57 | 0.033353 | 0.125 | 0.08 | 261 | 0 | 0.364 | 1 | 1 | cs | TRUE
63 | LV_1342-1_1_4_line_63 |  | 57 | 66 | 0.024689 | 0.125 | 0.08 | 261 | 0 | 0.364 | 1 | 1 | cs | TRUE
64 | LV_1342-1_1_4_line_64 |  | 58 | 59 | 0.025701 | 0.125 | 0.08 | 261 | 0 | 0.364 | 1 | 1 | cs | TRUE
65 | LV_1342-1_1_4_line_65 |  | 58 | 60 | 0.0019766 | 0.125 | 0.08 | 261 | 0 | 0.364 | 1 | 2 | cs | TRUE
66 | LV_1342-1_1_4_line_66 |  | 59 | 61 | 0.0050449 | 0.125 | 0.08 | 261 | 0 | 0.364 | 1 | 1 | cs | TRUE
67 | LV_1342-1_1_4_line_67 |  | 61 | 62 | 0.020313 | 0.125 | 0.08 | 261 | 0 | 0.364 | 1 | 1 | cs | TRUE
68 | LV_1342-1_1_4_line_68 |  | 62 | 63 | 0.027321 | 0.125 | 0.08 | 261 | 0 | 0.364 | 1 | 1 | cs | TRUE
69 | LV_1342-1_1_4_line_69 |  | 62 | 64 | 0.028959 | 0.125 | 0.08 | 261 | 0 | 0.364 | 1 | 1 | cs | TRUE
70 | LV_1342-1_1_4_line_70 |  | 63 | 67 | 0.012853 | 0.125 | 0.08 | 261 | 0 | 0.364 | 1 | 1 | cs | TRUE
71 | LV_1342-1_1_4_line_71 |  | 64 | 68 | 0.023014 | 0.125 | 0.08 | 261 | 0 | 0.364 | 1 | 1 | cs | TRUE
72 | LV_1342-1_1_4_line_72 |  | 65 | 100 | 0.0008231 | 0.125 | 0.08 | 261 | 0 | 0.364 | 1 | 3 | cs | TRUE
73 | LV_1342-1_1_4_line_73 |  | 66 | 67 | 0.01097 | 0.125 | 0.08 | 261 | 0 | 0.364 | 1 | 1 | cs | TRUE
74 | LV_1342-1_1_4_line_74 |  | 68 | 69 | 0.022499 | 0.125 | 0.08 | 261 | 0 | 0.364 | 1 | 1 | cs | TRUE
75 | LV_1342-1_1_4_line_75 |  | 68 | 70 | 0.045951 | 0.125 | 0.08 | 261 | 0 | 0.364 | 1 | 1 | cs | TRUE
76 | LV_1342-1_1_4_line_76 |  | 68 | 71 | 0.015787 | 0.125 | 0.08 | 261 | 0 | 0.364 | 1 | 1 | cs | TRUE
77 | LV_1342-1_1_4_line_77 |  | 69 | 95 | 0.0018366 | 0.125 | 0.08 | 261 | 0 | 0.364 | 1 | 1 | cs | TRUE
78 | LV_1342-1_1_4_line_78 |  | 70 | 96 | 0.016818 | 0.125 | 0.08 | 261 | 0 | 0.364 | 1 | 1 | cs | TRUE
79 | LV_1342-1_1_4_line_79 |  | 71 | 94 | 0.015505 | 0.125 | 0.08 | 261 | 0 | 0.364 | 1 | 1 | cs | TRUE
80 | LV_1342-1_1_4_line_80 |  | 72 | 73 | 0.024876 | 0.125 | 0.08 | 261 | 0 | 0.364 | 1 | 1 | cs | TRUE
81 | LV_1342-1_1_4_line_81 |  | 73 | 80 | 0.0088811 | 0.125 | 0.08 | 261 | 0 | 0.364 | 1 | 1 | cs | TRUE
82 | LV_1342-1_1_4_line_82 |  | 74 | 75 | 0.022875 | 0.125 | 0.08 | 261 | 0 | 0.364 | 1 | 1 | cs | TRUE
83 | LV_1342-1_1_4_line_83 |  | 74 | 76 | 0.015773 | 0.125 | 0.08 | 261 | 0 | 0.364 | 1 | 1 | cs | TRUE
84 | LV_1342-1_1_4_line_84 |  | 75 | 77 | 0.022057 | 0.125 | 0.08 | 261 | 0 | 0.364 | 1 | 1 | cs | TRUE
85 | LV_1342-1_1_4_line_85 |  | 76 | 78 | 0.0034123 | 0.125 | 0.08 | 261 | 0 | 0.364 | 1 | 1 | cs | TRUE
86 | LV_1342-1_1_4_line_86 |  | 78 | 79 | 0.021371 | 0.125 | 0.08 | 261 | 0 | 0.364 | 1 | 1 | cs | TRUE
87 | LV_1342-1_1_4_line_87 |  | 79 | 81 | 0.018339 | 0.125 | 0.08 | 261 | 0 | 0.364 | 1 | 1 | cs | TRUE
88 | LV_1342-1_1_4_line_88 |  | 80 | 82 | 0.01462 | 0.125 | 0.08 | 261 | 0 | 0.364 | 1 | 1 | cs | TRUE
89 | LV_1342-1_1_4_line_89 |  | 81 | 83 | 0.018464 | 0.125 | 0.08 | 261 | 0 | 0.364 | 1 | 1 | cs | TRUE
90 | LV_1342-1_1_4_line_90 |  | 81 | 84 | 0.1344 | 0.125 | 0.08 | 261 | 0 | 0.364 | 1 | 1 | cs | TRUE
91 | LV_1342-1_1_4_line_91 |  | 82 | 92 | 0.0092095 | 0.125 | 0.08 | 261 | 0 | 0.364 | 1 | 1 | cs | TRUE
92 | LV_1342-1_1_4_line_92 |  | 83 | 85 | 0.038909 | 0.125 | 0.08 | 261 | 0 | 0.364 | 1 | 1 | cs | TRUE
93 | LV_1342-1_1_4_line_93 |  | 84 | 89 | 0.043412 | 0.125 | 0.08 | 261 | 0 | 0.364 | 1 | 1 | cs | TRUE
94 | LV_1342-1_1_4_line_94 |  | 85 | 90 | 0.017038 | 0.125 | 0.08 | 261 | 0 | 0.364 | 1 | 1 | cs | TRUE
95 | LV_1342-1_1_4_line_95 |  | 85 | 91 | 0.020056 | 0.125 | 0.08 | 261 | 0 | 0.364 | 1 | 1 | cs | TRUE
96 | LV_1342-1_1_4_line_96 |  | 86 | 87 | 0.0081411 | 0.125 | 0.08 | 261 | 0 | 0.364 | 1 | 1 | cs | TRUE
97 | LV_1342-1_1_4_line_97 |  | 86 | 88 | 0.052051 | 0.125 | 0.08 | 261 | 0 | 0.364 | 1 | 1 | cs | TRUE
98 | LV_1342-1_1_4_line_98 |  | 88 | 89 | 0.043665 | 0.125 | 0.08 | 261 | 0 | 0.364 | 1 | 1 | cs | TRUE
99 | LV_1342-1_1_4_line_99 |  | 90 | 94 | 0.021604 | 0.125 | 0.08 | 261 | 0 | 0.364 | 1 | 1 | cs | TRUE
100 | LV_1342-1_1_4_line_100 |  | 91 | 93 | 0.016909 | 0.125 | 0.08 | 261 | 0 | 0.364 | 1 | 1 | cs | TRUE
101 | LV_1342-1_1_4_line_101 |  | 92 | 93 | 0.012722 | 0.125 | 0.08 | 261 | 0 | 0.364 | 1 | 1 | cs | TRUE
102 | LV_1342-1_1_4_line_102 |  | 95 | 97 | 0.0266 | 0.125 | 0.08 | 261 | 0 | 0.364 | 1 | 1 | cs | TRUE
103 | LV_1342-1_1_4_line_103 |  | 96 | 98 | 0.014672 | 0.125 | 0.08 | 261 | 0 | 0.364 | 1 | 1 | cs | TRUE
104 | LV_1342-1_1_4_line_104 |  | 96 | 99 | 0.019353 | 0.125 | 0.08 | 261 | 0 | 0.364 | 1 | 1 | cs | TRUE
105 | LV_1342-1_1_4_line_105 |  | 97 | 104 | 0.0024213 | 0.125 | 0.08 | 261 | 0 | 0.364 | 1 | 1 | cs | TRUE
106 | LV_1342-1_1_4_line_106 |  | 98 | 107 | 0.030331 | 0.125 | 0.08 | 261 | 0 | 0.364 | 1 | 1 | cs | TRUE
107 | LV_1342-1_1_4_line_107 |  | 99 | 108 | 0.0002505 | 0.125 | 0.08 | 261 | 0 | 0.364 | 1 | 1 | cs | TRUE
108 | LV_1342-1_1_4_line_108 |  | 100 | 101 | 0.018111 | 0.125 | 0.08 | 261 | 0 | 0.364 | 1 | 3 | cs | TRUE
109 | LV_1342-1_1_4_line_109 |  | 101 | 102 | 0.020678 | 0.125 | 0.08 | 261 | 0 | 0.364 | 1 | 3 | cs | TRUE
110 | LV_1342-1_1_4_line_110 |  | 101 | 103 | 0.018015 | 0.125 | 0.08 | 261 | 0 | 0.364 | 1 | 3 | cs | TRUE
111 | LV_1342-1_1_4_line_111 |  | 103 | 105 | 0.023874 | 0.125 | 0.08 | 261 | 0 | 0.364 | 1 | 1 | cs | TRUE
112 | LV_1342-1_1_4_line_112 |  | 105 | 106 | 0.0046473 | 0.125 | 0.08 | 261 | 0 | 0.364 | 1 | 1 | cs | TRUE
113 | LV_1342-1_1_4_line_113 |  | 107 | 109 | 0.013679 | 0.125 | 0.08 | 261 | 0 | 0.364 | 1 | 1 | cs | TRUE
114 | LV_1342-1_1_4_line_114 |  | 108 | 110 | 0.025574 | 0.125 | 0.08 | 261 | 0 | 0.364 | 1 | 1 | cs | TRUE
115 | LV_1342-1_1_4_line_115 |  | 109 | 111 | 0.018596 | 0.125 | 0.08 | 261 | 0 | 0.364 | 1 | 1 | cs | TRUE
116 | LV_1342-1_1_4_line_116 |  | 109 | 112 | 0.03029 | 0.125 | 0.08 | 261 | 0 | 0.364 | 1 | 1 | cs | TRUE
117 | LV_1342-1_1_4_line_117 |  | 110 | 117 | 0.0031592 | 0.125 | 0.08 | 261 | 0 | 0.364 | 1 | 1 | cs | TRUE
118 | LV_1342-1_1_4_line_118 |  | 111 | 113 | 0.010749 | 0.125 | 0.08 | 261 | 0 | 0.364 | 1 | 1 | cs | TRUE
119 | LV_1342-1_1_4_line_119 |  | 112 | 114 | 0.0026343 | 0.125 | 0.08 | 261 | 0 | 0.364 | 1 | 1 | cs | TRUE
120 | LV_1342-1_1_4_line_120 |  | 113 | 115 | 0.017368 | 0.125 | 0.08 | 261 | 0 | 0.364 | 1 | 1 | cs | TRUE
121 | LV_1342-1_1_4_line_121 |  | 114 | 116 | 0.020351 | 0.125 | 0.08 | 261 | 0 | 0.364 | 1 | 1 | cs | TRUE
122 | LV_1342-1_1_4_line_122 |  | 115 | 118 | 0.0085955 | 0.125 | 0.08 | 261 | 0 | 0.364 | 1 | 1 | cs | TRUE
123 | LV_1342-1_1_4_line_123 |  | 116 | 133 | 0.0028246 | 0.125 | 0.08 | 261 | 0 | 0.364 | 1 | 1 | cs | TRUE
124 | LV_1342-1_1_4_line_124 |  | 119 | 120 | 0.016254 | 0.125 | 0.08 | 261 | 0 | 0.364 | 1 | 1 | cs | TRUE
125 | LV_1342-1_1_4_line_125 |  | 120 | 121 | 0.0036225 | 0.125 | 0.08 | 261 | 0 | 0.364 | 1 | 1 | cs | TRUE
126 | LV_1342-1_1_4_line_126 |  | 122 | 123 | 0.0051231 | 0.125 | 0.08 | 261 | 0 | 0.364 | 1 | 1 | cs | TRUE
127 | LV_1342-1_1_4_line_127 |  | 123 | 124 | 0.013031 | 0.125 | 0.08 | 261 | 0 | 0.364 | 1 | 1 | cs | TRUE
128 | LV_1342-1_1_4_line_128 |  | 125 | 132 | 0.018308 | 0.125 | 0.08 | 261 | 0 | 0.364 | 1 | 1 | cs | TRUE
129 | LV_1342-1_1_4_line_129 |  | 127 | 131 | 0.022099 | 0.125 | 0.08 | 261 | 0 | 0.364 | 1 | 1 | cs | TRUE
130 | LV_1342-1_1_4_line_130 |  | 128 | 129 | 0.016259 | 0.125 | 0.08 | 261 | 0 | 0.364 | 1 | 1 | cs | TRUE
131 | LV_1342-1_1_4_line_131 |  | 128 | 130 | 0.017738 | 0.125 | 0.08 | 261 | 0 | 0.364 | 1 | 1 | cs | TRUE
132 | LV_1342-1_1_4_line_132 |  | 129 | 131 | 0.017933 | 0.125 | 0.08 | 261 | 0 | 0.364 | 1 | 1 | cs | TRUE
133 | LV_1342-1_1_4_line_133 |  | 132 | 134 | 0.010713 | 0.125 | 0.08 | 261 | 0 | 0.364 | 1 | 1 | cs | TRUE
134 | LV_1342-1_1_4_line_134 |  | 132 | 135 | 0.034648 | 0.125 | 0.08 | 261 | 0 | 0.364 | 1 | 1 | cs | TRUE
135 | LV_1342-1_1_4_line_135 |  | 135 | 136 | 0.015893 | 0.125 | 0.08 | 261 | 0 | 0.364 | 1 | 1 | cs | TRUE

## trafo
| name | std_type | hv_bus | lv_bus | sn_mva | vn_hv_kv | vn_lv_kv | vk_percent | vkr_percent | pfe_kw | i0_percent | shift_degree | tap_side | tap_neutral | tap_min | tap_max | tap_step_percent | tap_step_degree | tap_pos | tap_phase_shifter | parallel | df | in_service
0 | LV_1342-1_1_4_trafo_87 | 0.63 MVA 20/0.4 kV | 137 | 103 | 0.63 | 20 | 0.4 | 6 | 1.206 | 1.65 | 0.2619 | 150 | hv | 0 | -2 | 2 | 2.5 | 0 | 0 | FALSE | 1 | 1 | TRUE

## line_geodata
| x0 | y0 | x1 | y1 | x2 | y2 | x3 | y3
0 | 2709577.9704 | 1226371.9319 | 2709586.6896 | 1226399.8803 | 2709601.0386 | 1226427.9991
1 | 2709601.0386 | 1226427.9991 | 2709620.0784 | 1226465.3138
2 | 2709577.9704 | 1226371.9319 | 2709613.3238 | 1226355.1444
3 | 2710075.4254 | 1226174.1523 | 2710090.2707 | 1226167.4263
4 | 2710102.4232 | 1226161.9203 | 2710090.2707 | 1226167.4263
5 | 2710069.2592 | 1226170.9914 | 2710073.1535 | 1226169.0953 | 2710075.4254 | 1226174.1523
6 | 2710075.4254 | 1226174.1523 | 2710089.1056 | 1226203.4942 | 2710078.6153 | 1226211.7374
7 | 2710106.1729 | 1226178.8914 | 2710109.767 | 1226176.823 | 2710102.4232 | 1226161.9203
8 | 2710069.2592 | 1226170.9914 | 2710053.2206 | 1226178.7171
9 | 2710055.2915 | 1226223.3365 | 2710061.6888 | 1226221.9899 | 2710071.9487 | 1226216.9759 | 2710078.6153 | 1226211.7374
10 | 2710053.2206 | 1226178.7171 | 2710035.4915 | 1226187.2571
11 | 2710062.9103 | 1226137.1484 | 2710081.3779 | 1226128.2388 | 2710086.1899 | 1226125.915
12 | 2710086.1899 | 1226125.915 | 2710081.6613 | 1226113.3075
13 | 2710062.9103 | 1226137.1484 | 2710059.0659 | 1226139.0036
14 | 2710081.6613 | 1226113.3075 | 2710072.733 | 1226088.4509
15 | 2710055.0765 | 1226140.9286 | 2710043.3904 | 1226146.5697
16 | 2710055.0765 | 1226140.9286 | 2710059.0659 | 1226139.0036
17 | 2710026.0949 | 1226198.0915 | 2710023.6652 | 1226192.9538 | 2710035.4915 | 1226187.2571
18 | 2710065.3228 | 1226061.2913 | 2710072.8925 | 1226084.0707 | 2710072.5191 | 1226087.8556 | 2710072.733 | 1226088.4509
19 | 2710026.0949 | 1226198.0915 | 2710009.5078 | 1226206.1909 | 2710001.4742 | 1226210.1232
20 | 2710001.4742 | 1226210.1232 | 2709994.9504 | 1226196.2727
21 | 2710001.4742 | 1226210.1232 | 2710005.6879 | 1226218.9455
22 | 2709994.9504 | 1226196.2727 | 2709992.8599 | 1226191.8343
23 | 2710005.6879 | 1226218.9455 | 2710009.7239 | 1226227.3958
24 | 2709984.9212 | 1226174.9796 | 2709992.8599 | 1226191.8343
25 | 2710017.0076 | 1226243.4021 | 2710013.5249 | 1226235.3539 | 2710009.7239 | 1226227.3958
26 | 2709955.3579 | 1226215.4973 | 2709972.5679 | 1226250.9495
27 | 2709945.1725 | 1226194.5154 | 2709955.3579 | 1226215.4973
28 | 2709980.9305 | 1226268.1762 | 2709972.5679 | 1226250.9495
29 | 2709916.4328 | 1226190.259 | 2709922.0843 | 1226206.0865 | 2709945.1725 | 1226194.5154
30 | 2709980.9305 | 1226268.1762 | 2709982.6029 | 1226269.5748 | 2709983.9149 | 1226269.5546 | 2709988.8145 | 1226265.6826
31 | 2709916.4328 | 1226190.259 | 2709904.7156 | 1226156.9191
32 | 2709903.0982 | 1226215.5986 | 2709922.0843 | 1226206.0865 | 2709916.4328 | 1226190.259
33 | 2709916.4328 | 1226190.259 | 2709939.0803 | 1226179.5131
34 | 2709988.8145 | 1226265.6826 | 2710005.652 | 1226252.3762
35 | 2709984.9212 | 1226174.9796 | 2710004.3177 | 1226165.4309
36 | 2710004.3177 | 1226165.4309 | 2710001.23 | 1226154.8769 | 2709998.0071 | 1226144.7157
37 | 2709897.2386 | 1226135.644 | 2709904.7156 | 1226156.9191
38 | 2709903.0982 | 1226215.5986 | 2709854.1446 | 1226240.1243
39 | 2709903.0982 | 1226215.5986 | 2709896.4108 | 1226200.0728
40 | 2709955.2968 | 1226171.8186 | 2709939.0803 | 1226179.5131
41 | 2709740.0665 | 1226294.9609 | 2709838.8627 | 1226247.7702 | 2709854.1446 | 1226240.1243
42 | 2709854.1446 | 1226240.1243 | 2709847.7511 | 1226223.362
43 | 2709896.3046 | 1226199.8262 | 2709896.4108 | 1226200.0728
44 | 2710007.9754 | 1226250.5401 | 2710005.652 | 1226252.3762
45 | 2709998.0071 | 1226144.7157 | 2709997.566 | 1226143.325
46 | 2709897.2386 | 1226135.644 | 2709892.5331 | 1226122.2552 | 2709892.5331 | 1226122.2552
47 | 2709740.0665 | 1226294.9609 | 2709728.3676 | 1226269.3083
48 | 2709740.0665 | 1226294.9609 | 2709613.3238 | 1226355.1444
49 | 2709840.8977 | 1226205.3939 | 2709847.7511 | 1226223.362
50 | 2709891.1673 | 1226186.9428 | 2709892.4188 | 1226190.8048 | 2709896.3046 | 1226199.8262
51 | 2710017.0076 | 1226243.4021 | 2710007.9754 | 1226250.5401
52 | 2710017.0076 | 1226243.4021 | 2710025.3979 | 1226238.1642
53 | 2709997.566 | 1226143.325 | 2709989.7362 | 1226118.6391
54 | 2710060.8709 | 1226063.2584 | 2710048.0049 | 1226068.9434
55 | 2710065.3228 | 1226061.2913 | 2710060.8709 | 1226063.2584
56 | 2710048.0049 | 1226068.9434 | 2710034.4913 | 1226074.9146
57 | 2710030.5175 | 1226076.6704 | 2710034.4913 | 1226074.9146
58 | 2710030.5175 | 1226076.6704 | 2710016.38 | 1226083.3611
59 | 2710030.5175 | 1226076.6704 | 2710026.1038 | 1226063.3222
60 | 2710016.38 | 1226083.3611 | 2710000.5992 | 1226090.8294
61 | 2710026.1038 | 1226063.3222 | 2710016.5367 | 1226034.3886
62 | 2710063.8825 | 1226016.1647 | 2710053.3849 | 1225984.5072
63 | 2710045.6142 | 1225961.0734 | 2710053.3849 | 1225984.5072
64 | 2710015.9161 | 1226032.5119 | 2710007.8476 | 1226008.1104
65 | 2710015.9161 | 1226032.5119 | 2710016.5367 | 1226034.3886
66 | 2710006.2637 | 1226003.3205 | 2710007.8476 | 1226008.1104
67 | 2709999.8866 | 1225984.0342 | 2710006.2637 | 1226003.3205
68 | 2709999.8866 | 1225984.0342 | 2710024.3218 | 1225971.8123
69 | 2709999.8866 | 1225984.0342 | 2709974.1579 | 1225997.3251
70 | 2710035.8168 | 1225966.0627 | 2710024.3218 | 1225971.8123
71 | 2709953.7106 | 1226007.8878 | 2709974.1579 | 1225997.3251
72 | 2710000.5992 | 1226090.8294 | 2709999.8552 | 1226091.1815
73 | 2710035.8168 | 1225966.0627 | 2710045.6142 | 1225961.0734
74 | 2709953.7106 | 1226007.8878 | 2709960.7042 | 1226029.2724
75 | 2709953.7106 | 1226007.8878 | 2709911.8531 | 1226026.846
76 | 2709953.7106 | 1226007.8878 | 2709948.7847 | 1225992.8893
77 | 2709961.275 | 1226031.018 | 2709960.7042 | 1226029.2724
78 | 2709896.5337 | 1226033.7845 | 2709911.8531 | 1226026.846
79 | 2709943.9469 | 1225978.1589 | 2709948.7847 | 1225992.8893
80 | 2710010.0004 | 1225915.2137 | 2710017.8034 | 1225912.7005 | 2710023.1378 | 1225928.5028
81 | 2710010.0004 | 1225915.2137 | 2710001.5813 | 1225918.041
82 | 2709969.736 | 1225868.1924 | 2709991.4182 | 1225860.9027
83 | 2709969.736 | 1225868.1924 | 2709954.785 | 1225873.2191
84 | 2709991.4182 | 1225860.9027 | 2709991.6568 | 1225860.8225 | 2709999.2004 | 1225863.3193 | 2710003.4013 | 1225876.5268
85 | 2709951.5505 | 1225874.3066 | 2709954.785 | 1225873.2191
86 | 2709951.5505 | 1225874.3066 | 2709931.2933 | 1225881.1172
87 | 2709913.9109 | 1225886.9614 | 2709931.2933 | 1225881.1172
88 | 2709987.7224 | 1225922.6953 | 2710001.5813 | 1225918.041
89 | 2709913.9109 | 1225886.9614 | 2709919.6969 | 1225904.4959
90 | 2709913.9109 | 1225886.9614 | 2709797.4207 | 1225819.9254
91 | 2709987.7224 | 1225922.6953 | 2709978.992 | 1225925.6272
92 | 2709931.8895 | 1225941.4456 | 2709919.6969 | 1225904.4959
93 | 2709790.8882 | 1225777.0076 | 2709797.4207 | 1225819.9254
94 | 2709931.8895 | 1225941.4456 | 2709937.2058 | 1225957.6331
95 | 2709931.8895 | 1225941.4456 | 2709950.9019 | 1225935.0607
96 | 2709754.7142 | 1225837.5506 | 2709746.8207 | 1225839.543
97 | 2709749.5058 | 1225791.2885 | 2709760.4539 | 1225836.1019 | 2709754.7142 | 1225837.5506
98 | 2709790.8882 | 1225777.0076 | 2709749.5058 | 1225791.2885
99 | 2709943.9469 | 1225978.1589 | 2709941.0271 | 1225969.2688 | 2709937.2058 | 1225957.6331
100 | 2709966.9316 | 1225929.6775 | 2709950.9019 | 1225935.0607
101 | 2709966.9316 | 1225929.6775 | 2709978.992 | 1225925.6272
102 | 2709961.275 | 1226031.018 | 2709969.5434 | 1226056.3003
103 | 2709896.5337 | 1226033.7845 | 2709883.4514 | 1226040.4271
104 | 2709896.5337 | 1226033.7845 | 2709903.1559 | 1226051.9694
105 | 2709970.296 | 1226058.6017 | 2709969.5434 | 1226056.3003
106 | 2709883.4514 | 1226040.4271 | 2709868.0922 | 1226048.2258 | 2709855.4416 | 1226051.6483
107 | 2709903.2416 | 1226052.2047 | 2709903.1559 | 1226051.9694
108 | 2709983.4846 | 1226098.9289 | 2709999.8552 | 1226091.1815
109 | 2709983.4846 | 1226098.9289 | 2709989.7362 | 1226118.6391
110 | 2709983.4846 | 1226098.9289 | 2709966.2152 | 1226104.0585
111 | 2709966.2152 | 1226104.0585 | 2709943.3291 | 1226110.8563
112 | 2709938.8741 | 1226112.1796 | 2709943.3291 | 1226110.8563
113 | 2709842.2374 | 1226055.2205 | 2709855.4416 | 1226051.6483
114 | 2709903.2416 | 1226052.2047 | 2709911.9924 | 1226076.2349
115 | 2709842.2374 | 1226055.2205 | 2709847.4184 | 1226073.0803
116 | 2709842.2374 | 1226055.2205 | 2709825.8531 | 1226054.7956 | 2709812.0764 | 1226056.6443
117 | 2709913.0735 | 1226079.2035 | 2709911.9924 | 1226076.2349
118 | 2709847.4184 | 1226073.0803 | 2709850.4133 | 1226083.4038
119 | 2709812.0764 | 1226056.6443 | 2709809.4655 | 1226056.9947
120 | 2709859.5267 | 1226095.3849 | 2709856.1881 | 1226084.3667 | 2709850.4133 | 1226083.4038 | 2709850.4133 | 1226083.4038
121 | 2709789.2247 | 1226059.0552 | 2709802.6174 | 1226057.9136 | 2709809.4655 | 1226056.9947
122 | 2709862.0194 | 1226103.6111 | 2709859.5267 | 1226095.3849
123 | 2709786.4103 | 1226059.2951 | 2709789.2247 | 1226059.0552
124 | 2709876.7561 | 1226126.1646 | 2709892.5331 | 1226122.2552
125 | 2709873.2399 | 1226127.0359 | 2709876.7561 | 1226126.1646
126 | 2709885.5709 | 1226169.6725 | 2709887.1502 | 1226174.5461
127 | 2709887.1502 | 1226174.5461 | 2709891.1673 | 1226186.9428
128 | 2709720.771 | 1226252.6509 | 2709728.3676 | 1226269.3083
129 | 2709840.8977 | 1226205.3939 | 2709833.022 | 1226184.7455
130 | 2709820.8368 | 1226152.7986 | 2709826.631 | 1226167.9898
131 | 2709814.5155 | 1226136.2256 | 2709820.8368 | 1226152.7986
132 | 2709826.631 | 1226167.9898 | 2709833.022 | 1226184.7455
133 | 2709720.771 | 1226252.6509 | 2709730.2208 | 1226247.5547
134 | 2709720.771 | 1226252.6509 | 2709702.6356 | 1226223.1284
135 | 2709694.3168 | 1226209.5863 | 2709702.6356 | 1226223.1284

## bus_geodata
| x | y | coords
0 | 2709601.0386 | 1226427.9991
1 | 2709577.9704 | 1226371.9319
2 | 2709620.0784 | 1226465.3138
3 | 2710090.2707 | 1226167.4263
4 | 2710075.4254 | 1226174.1523
5 | 2710102.4232 | 1226161.9203
6 | 2710069.2592 | 1226170.9914
7 | 2710078.6153 | 1226211.7374
8 | 2710106.1729 | 1226178.8914
9 | 2710053.2206 | 1226178.7171
10 | 2710055.2915 | 1226223.3365
11 | 2710086.1899 | 1226125.915
12 | 2710062.9103 | 1226137.1484
13 | 2710081.6613 | 1226113.3075
14 | 2710055.0765 | 1226140.9286
15 | 2710043.3904 | 1226146.5697
16 | 2710059.0659 | 1226139.0036
17 | 2710035.4915 | 1226187.2571
18 | 2710072.733 | 1226088.4509
19 | 2710026.0949 | 1226198.0915
20 | 2710001.4742 | 1226210.1232
21 | 2709994.9504 | 1226196.2727
22 | 2710005.6879 | 1226218.9455
23 | 2709992.8599 | 1226191.8343
24 | 2710009.7239 | 1226227.3958
25 | 2709955.3579 | 1226215.4973
26 | 2709972.5679 | 1226250.9495
27 | 2709945.1725 | 1226194.5154
28 | 2709980.9305 | 1226268.1762
29 | 2709916.4328 | 1226190.259
30 | 2709988.8145 | 1226265.6826
31 | 2709984.9212 | 1226174.9796
32 | 2710004.3177 | 1226165.4309
33 | 2709904.7156 | 1226156.9191
34 | 2709903.0982 | 1226215.5986
35 | 2709939.0803 | 1226179.5131
36 | 2709854.1446 | 1226240.1243
37 | 2709896.4108 | 1226200.0728
38 | 2710005.652 | 1226252.3762
39 | 2709998.0071 | 1226144.7157
40 | 2709897.2386 | 1226135.644
41 | 2709955.2968 | 1226171.8186
42 | 2709740.0665 | 1226294.9609
43 | 2709847.7511 | 1226223.362
44 | 2709896.3046 | 1226199.8262
45 | 2710007.9754 | 1226250.5401
46 | 2710017.0076 | 1226243.4021
47 | 2710025.3979 | 1226238.1642
48 | 2709997.566 | 1226143.325
49 | 2710060.8709 | 1226063.2584
50 | 2710048.0049 | 1226068.9434
51 | 2710065.3228 | 1226061.2913
52 | 2710034.4913 | 1226074.9146
53 | 2710030.5175 | 1226076.6704
54 | 2710016.38 | 1226083.3611
55 | 2710026.1038 | 1226063.3222
56 | 2710063.8825 | 1226016.1647
57 | 2710053.3849 | 1225984.5072
58 | 2710015.9161 | 1226032.5119
59 | 2710007.8476 | 1226008.1104
60 | 2710016.5367 | 1226034.3886
61 | 2710006.2637 | 1226003.3205
62 | 2709999.8866 | 1225984.0342
63 | 2710024.3218 | 1225971.8123
64 | 2709974.1579 | 1225997.3251
65 | 2710000.5992 | 1226090.8294
66 | 2710045.6142 | 1225961.0734
67 | 2710035.8168 | 1225966.0627
68 | 2709953.7106 | 1226007.8878
69 | 2709960.7042 | 1226029.2724
70 | 2709911.8531 | 1226026.846
71 | 2709948.7847 | 1225992.8893
72 | 2710023.1378 | 1225928.5028
73 | 2710010.0004 | 1225915.2137
74 | 2709969.736 | 1225868.1924
75 | 2709991.4182 | 1225860.9027
76 | 2709954.785 | 1225873.2191
77 | 2710003.4013 | 1225876.5268
78 | 2709951.5505 | 1225874.3066
79 | 2709931.2933 | 1225881.1172
80 | 2710001.5813 | 1225918.041
81 | 2709913.9109 | 1225886.9614
82 | 2709987.7224 | 1225922.6953
83 | 2709919.6969 | 1225904.4959
84 | 2709797.4207 | 1225819.9254
85 | 2709931.8895 | 1225941.4456
86 | 2709754.7142 | 1225837.5506
87 | 2709746.8207 | 1225839.543
88 | 2709749.5058 | 1225791.2885
89 | 2709790.8882 | 1225777.0076
90 | 2709937.2058 | 1225957.6331
91 | 2709950.9019 | 1225935.0607
92 | 2709978.992 | 1225925.6272
93 | 2709966.9316 | 1225929.6775
94 | 2709943.9469 | 1225978.1589
95 | 2709961.275 | 1226031.018
96 | 2709896.5337 | 1226033.7845
97 | 2709969.5434 | 1226056.3003
98 | 2709883.4514 | 1226040.4271
99 | 2709903.1559 | 1226051.9694
100 | 2709999.8552 | 1226091.1815
101 | 2709983.4845 | 1226098.9289
102 | 2709989.7362 | 1226118.6391
103 | 2709966.2152 | 1226104.0585
104 | 2709970.296 | 1226058.6017
105 | 2709943.3291 | 1226110.8563
106 | 2709938.8741 | 1226112.1796
107 | 2709855.4416 | 1226051.6483
108 | 2709903.2416 | 1226052.2047
109 | 2709842.2374 | 1226055.2205
110 | 2709911.9924 | 1226076.2349
111 | 2709847.4184 | 1226073.0803
112 | 2709812.0764 | 1226056.6443
113 | 2709850.4133 | 1226083.4038
114 | 2709809.4655 | 1226056.9947
115 | 2709859.5267 | 1226095.3849
116 | 2709789.2247 | 1226059.0552
117 | 2709913.0735 | 1226079.2035
118 | 2709862.0194 | 1226103.6111
119 | 2709892.5331 | 1226122.2552
120 | 2709876.7561 | 1226126.1646
121 | 2709873.2399 | 1226127.0359
122 | 2709885.5709 | 1226169.6725
123 | 2709887.1502 | 1226174.5461
124 | 2709891.1673 | 1226186.9428
125 | 2709728.3676 | 1226269.3083
126 | 2709613.3238 | 1226355.1444
127 | 2709840.8977 | 1226205.3939
128 | 2709820.8368 | 1226152.7986
129 | 2709826.631 | 1226167.9898
130 | 2709814.5155 | 1226136.2256
131 | 2709833.022 | 1226184.7455
132 | 2709720.771 | 1226252.6509
133 | 2709786.4103 | 1226059.2951
134 | 2709730.2208 | 1226247.5547
135 | 2709702.6356 | 1226223.1284
136 | 2709694.3168 | 1226209.5863
137 | 2709983.4845 | 1226098.9289

## line_std_types
| c_nf_per_km | r_ohm_per_km | x_ohm_per_km | max_i_ka | type | q_mm2 | alpha | voltage_rating
NAYY 4x50 SE | 210 | 0.642 | 0.083 | 0.142 | cs | 50 | 0.00403 | LV
NAYY 4x120 SE | 264 | 0.225 | 0.08 | 0.242 | cs | 120 | 0.00403 | LV
NAYY 4x150 SE | 261 | 0.208 | 0.08 | 0.27 | cs | 150 | 0.00403 | LV
NA2XS2Y 1x95 RM/25 12/20 kV | 216 | 0.313 | 0.132 | 0.252 | cs | 95 | 0.00403 | MV
NA2XS2Y 1x185 RM/25 12/20 kV | 273 | 0.161 | 0.117 | 0.362 | cs | 185 | 0.00403 | MV
NA2XS2Y 1x240 RM/25 12/20 kV | 304 | 0.122 | 0.112 | 0.421 | cs | 240 | 0.00403 | MV
NA2XS2Y 1x95 RM/25 6/10 kV | 315 | 0.313 | 0.123 | 0.249 | cs | 95 | 0.00403 | MV
NA2XS2Y 1x185 RM/25 6/10 kV | 406 | 0.161 | 0.11 | 0.358 | cs | 185 | 0.00403 | MV
NA2XS2Y 1x240 RM/25 6/10 kV | 456 | 0.122 | 0.105 | 0.416 | cs | 240 | 0.00403 | MV
NA2XS2Y 1x150 RM/25 12/20 kV | 250 | 0.206 | 0.116 | 0.319 | cs | 150 | 0.00403 | MV
NA2XS2Y 1x120 RM/25 12/20 kV | 230 | 0.253 | 0.119 | 0.283 | cs | 120 | 0.00403 | MV
NA2XS2Y 1x70 RM/25 12/20 kV | 190 | 0.443 | 0.132 | 0.22 | cs | 70 | 0.00403 | MV
NA2XS2Y 1x150 RM/25 6/10 kV | 360 | 0.206 | 0.11 | 0.315 | cs | 150 | 0.00403 | MV
NA2XS2Y 1x120 RM/25 6/10 kV | 340 | 0.253 | 0.113 | 0.28 | cs | 120 | 0.00403 | MV
NA2XS2Y 1x70 RM/25 6/10 kV | 280 | 0.443 | 0.123 | 0.217 | cs | 70 | 0.00403 | MV
N2XS(FL)2Y 1x120 RM/35 64/110 kV | 112 | 0.153 | 0.166 | 0.366 | cs | 120 | 0.00393 | HV
N2XS(FL)2Y 1x185 RM/35 64/110 kV | 125 | 0.099 | 0.156 | 0.457 | cs | 185 | 0.00393 | HV
N2XS(FL)2Y 1x240 RM/35 64/110 kV | 135 | 0.075 | 0.149 | 0.526 | cs | 240 | 0.00393 | HV
N2XS(FL)2Y 1x300 RM/35 64/110 kV | 144 | 0.06 | 0.144 | 0.588 | cs | 300 | 0.00393 | HV
15-AL1/3-ST1A 0.4 | 11 | 1.8769 | 0.35 | 0.105 | ol | 16 | 0.00403 | LV
24-AL1/4-ST1A 0.4 | 11.25 | 1.2012 | 0.335 | 0.14 | ol | 24 | 0.00403 | LV
48-AL1/8-ST1A 0.4 | 12.2 | 0.5939 | 0.3 | 0.21 | ol | 48 | 0.00403 | LV
94-AL1/15-ST1A 0.4 | 13.2 | 0.306 | 0.29 | 0.35 | ol | 94 | 0.00403 | LV
34-AL1/6-ST1A 10.0 | 9.7 | 0.8342 | 0.36 | 0.17 | ol | 34 | 0.00403 | MV
48-AL1/8-ST1A 10.0 | 10.1 | 0.5939 | 0.35 | 0.21 | ol | 48 | 0.00403 | MV
70-AL1/11-ST1A 10.0 | 10.4 | 0.4132 | 0.339 | 0.29 | ol | 70 | 0.00403 | MV
94-AL1/15-ST1A 10.0 | 10.75 | 0.306 | 0.33 | 0.35 | ol | 94 | 0.00403 | MV
122-AL1/20-ST1A 10.0 | 11.1 | 0.2376 | 0.323 | 0.41 | ol | 122 | 0.00403 | MV
149-AL1/24-ST1A 10.0 | 11.25 | 0.194 | 0.315 | 0.47 | ol | 149 | 0.00403 | MV
34-AL1/6-ST1A 20.0 | 9.15 | 0.8342 | 0.382 | 0.17 | ol | 34 | 0.00403 | MV
48-AL1/8-ST1A 20.0 | 9.5 | 0.5939 | 0.372 | 0.21 | ol | 48 | 0.00403 | MV
70-AL1/11-ST1A 20.0 | 9.7 | 0.4132 | 0.36 | 0.29 | ol | 70 | 0.00403 | MV
94-AL1/15-ST1A 20.0 | 10 | 0.306 | 0.35 | 0.35 | ol | 94 | 0.00403 | MV
122-AL1/20-ST1A 20.0 | 10.3 | 0.2376 | 0.344 | 0.41 | ol | 122 | 0.00403 | MV
149-AL1/24-ST1A 20.0 | 10.5 | 0.194 | 0.337 | 0.47 | ol | 149 | 0.00403 | MV
184-AL1/30-ST1A 20.0 | 10.75 | 0.1571 | 0.33 | 0.535 | ol | 184 | 0.00403 | MV
243-AL1/39-ST1A 20.0 | 11 | 0.1188 | 0.32 | 0.645 | ol | 243 | 0.00403 | MV
48-AL1/8-ST1A 110.0 | 8 | 0.5939 | 0.46 | 0.21 | ol | 48 | 0.00403 | HV
70-AL1/11-ST1A 110.0 | 8.4 | 0.4132 | 0.45 | 0.29 | ol | 70 | 0.00403 | HV
94-AL1/15-ST1A 110.0 | 8.65 | 0.306 | 0.44 | 0.35 | ol | 94 | 0.00403 | HV
122-AL1/20-ST1A 110.0 | 8.5 | 0.2376 | 0.43 | 0.41 | ol | 122 | 0.00403 | HV
149-AL1/24-ST1A 110.0 | 8.75 | 0.194 | 0.41 | 0.47 | ol | 149 | 0.00403 | HV
184-AL1/30-ST1A 110.0 | 8.8 | 0.1571 | 0.4 | 0.535 | ol | 184 | 0.00403 | HV
243-AL1/39-ST1A 110.0 | 9 | 0.1188 | 0.39 | 0.645 | ol | 243 | 0.00403 | HV
305-AL1/39-ST1A 110.0 | 9.2 | 0.0949 | 0.38 | 0.74 | ol | 305 | 0.00403 | HV
490-AL1/64-ST1A 110.0 | 9.75 | 0.059 | 0.37 | 0.96 | ol | 490 | 0.00403 | HV
679-AL1/86-ST1A 110.0 | 9.95 | 0.042 | 0.36 | 1.15 | ol | 679 | 0.00403 | HV
490-AL1/64-ST1A 220.0 | 10 | 0.059 | 0.285 | 0.96 | ol | 490 | 0.00403 | HV
679-AL1/86-ST1A 220.0 | 11.7 | 0.042 | 0.275 | 1.15 | ol | 679 | 0.00403 | HV
490-AL1/64-ST1A 380.0 | 11 | 0.059 | 0.253 | 0.96 | ol | 490 | 0.00403 | HV
679-AL1/86-ST1A 380.0 | 14.6 | 0.042 | 0.25 | 1.15 | ol | 679 | 0.00403 | HV

## trafo_std_types
| i0_percent | pfe_kw | vkr_percent | sn_mva | vn_lv_kv | vn_hv_kv | vk_percent | shift_degree | vector_group | tap_side | tap_neutral | tap_min | tap_max | tap_step_degree | tap_step_percent | tap_phase_shifter
160 MVA 380/110 kV | 0.06 | 60 | 0.25 | 160 | 110 | 380 | 12.2 | 0 | Yy0 | hv | 0 | -9 | 9 | 0 | 1.5 | FALSE
100 MVA 220/110 kV | 0.06 | 55 | 0.26 | 100 | 110 | 220 | 12 | 0 | Yy0 | hv | 0 | -9 | 9 | 0 | 1.5 | FALSE
63 MVA 110/20 kV | 0.04 | 22 | 0.32 | 63 | 20 | 110 | 18 | 150 | YNd5 | hv | 0 | -9 | 9 | 0 | 1.5 | FALSE
40 MVA 110/20 kV | 0.05 | 18 | 0.34 | 40 | 20 | 110 | 16.2 | 150 | YNd5 | hv | 0 | -9 | 9 | 0 | 1.5 | FALSE
25 MVA 110/20 kV | 0.07 | 14 | 0.41 | 25 | 20 | 110 | 12 | 150 | YNd5 | hv | 0 | -9 | 9 | 0 | 1.5 | FALSE
63 MVA 110/10 kV | 0.04 | 22 | 0.32 | 63 | 10 | 110 | 18 | 150 | YNd5 | hv | 0 | -9 | 9 | 0 | 1.5 | FALSE
40 MVA 110/10 kV | 0.05 | 18 | 0.34 | 40 | 10 | 110 | 16.2 | 150 | YNd5 | hv | 0 | -9 | 9 | 0 | 1.5 | FALSE
25 MVA 110/10 kV | 0.07 | 14 | 0.41 | 25 | 10 | 110 | 12 | 150 | YNd5 | hv | 0 | -9 | 9 | 0 | 1.5 | FALSE
0.25 MVA 20/0.4 kV | 0.32 | 0.8 | 1.44 | 0.25 | 0.4 | 20 | 6 | 150 | Yzn5 | hv | 0 | -2 | 2 | 0 | 2.5 | FALSE
0.4 MVA 20/0.4 kV | 0.3375 | 1.35 | 1.425 | 0.4 | 0.4 | 20 | 6 | 150 | Dyn5 | hv | 0 | -2 | 2 | 0 | 2.5 | FALSE
0.63 MVA 20/0.4 kV | 0.2619 | 1.65 | 1.206 | 0.63 | 0.4 | 20 | 6 | 150 | Dyn5 | hv | 0 | -2 | 2 | 0 | 2.5 | FALSE
0.25 MVA 10/0.4 kV | 0.24 | 0.6 | 1.2 | 0.25 | 0.4 | 10 | 4 | 150 | Dyn5 | hv | 0 | -2 | 2 | 0 | 2.5 | FALSE
0.4 MVA 10/0.4 kV | 0.2375 | 0.95 | 1.325 | 0.4 | 0.4 | 10 | 4 | 150 | Dyn5 | hv | 0 | -2 | 2 | 0 | 2.5 | FALSE
0.63 MVA 10/0.4 kV | 0.1873 | 1.18 | 1.0794 | 0.63 | 0.4 | 10 | 4 | 150 | Dyn5 | hv | 0 | -2 | 2 | 0 | 2.5 | FALSE

## trafo3w_std_types
| sn_hv_mva | sn_mv_mva | sn_lv_mva | vn_hv_kv | vn_mv_kv | vn_lv_kv | vk_hv_percent | vk_mv_percent | vk_lv_percent | vkr_hv_percent | vkr_mv_percent | vkr_lv_percent | pfe_kw | i0_percent | shift_mv_degree | shift_lv_degree | vector_group | tap_side | tap_neutral | tap_min | tap_max | tap_step_percent
63/25/38 MVA 110/20/10 kV | 63 | 25 | 38 | 110 | 20 | 10 | 10.4 | 10.4 | 10.4 | 0.28 | 0.32 | 0.35 | 35 | 0.89 | 0 | 0 | YN0yn0yn0 | hv | 0 | -10 | 10 | 1.2
63/25/38 MVA 110/10/10 kV | 63 | 25 | 38 | 110 | 10 | 10 | 10.4 | 10.4 | 10.4 | 0.28 | 0.32 | 0.35 | 35 | 0.89 | 0 | 0 | YN0yn0yn0 | hv | 0 | -10 | 10 | 1.2

## fuse_std_types
| fuse_type | i_rated_a | t_avg | t_min | t_total | x_avg | x_min | x_total
HV 100A | HV 100A | 100 | 0 | [10.0, 3.64, 0.854, 0.281, 0.1, 0.0531, 0.022, 0.01] | [10.0, 4.267, 1.21, 0.403, 0.1, 0.058, 0.022, 0.01] | 0 | [300.0, 350.0, 450.0, 550.0, 700.0, 850.0, 1200.0, 1752.0] | [600.0, 700.0, 900.0, 1150.0, 1665.0, 2000.0, 3000.0, 4313.0]
HV 10A | HV 10A | 10 | 0 | [10.0, 1675.0, 0.344, 0.156, 0.1, 0.0417, 0.0171, 0.01] | [10.0, 1.3, 0.3, 0.155, 0.1, 0.0555, 0.023, 0.01] | 0 | [30.0, 32.0, 35.0, 37.0, 39.0, 50.0, 70.0, 88.0] | [60.0, 70.0, 80.0, 87.0, 94.0, 110.0, 150.0, 216.0]
HV 125A | HV 125A | 125 | 0 | [10.0, 1.82, 0.344, 0.1, 0.0467, 0.0269, 0.01] | [10.0, 2.478, 0.426, 0.1, 0.0427, 0.0211, 0.01] | 0 | [375.0, 500.0, 700.0, 925.0, 1200.0, 1500.0, 2341.0] | [750.0, 1000.0, 1500.0, 2200.0, 3000.0, 4000.0, 5765.0]
HV 160A | HV 160A | 160 | 0 | [10.0, 4.15, 1.03, 0.198, 0.1, 0.051, 0.0172, 0.01] | [10.0, 2.3, 0.734, 0.274, 0.1, 0.046, 0.0177, 0.01] | 0 | [480.0, 550.0, 700.0, 1000.0, 1260.0, 1600.0, 2500.0, 3227.0] | [960.0, 1300.0, 1700.0, 2200.0, 2996.0, 4000.0, 6000.0, 7946.0]
HV 16A | HV 16A | 16 | 0 | [10.0, 0.352, 0.164, 0.1, 0.0649, 0.0342, 0.01] | [10.0, 2.34, 0.722, 0.181, 0.1, 0.055, 0.0296, 0.01] | 0 | [48.0, 60.0, 65.0, 71.0, 80.0, 100.0, 162.0] | [96.0, 110.0, 125.0, 150.0, 168.0, 200.0, 250.0, 398.0]
HV 200A | HV 200A | 200 | 0 | [10.0, 4.267, 1.21, 0.403, 0.1, 0.058, 0.022, 0.01] | [10.0, 3.73, 1.654, 0.328, 0.1, 0.0531, 0.019, 0.01] | 0 | [600.0, 700.0, 900.0, 1150.0, 1665.0, 2000.0, 3000.0, 4313.0] | [1200.0, 1500.0, 1800.0, 2700.0, 3960.0, 5000.0, 7500.0, 10620.0]
HV 20A | HV 20A | 20 | 0 | [10.0, 1.3, 0.3, 0.155, 0.1, 0.0555, 0.023, 0.01] | [10.0, 1.3, 0.161, 0.1, 0.0611, 0.0399, 0.0141, 0.01] | 0 | [60.0, 70.0, 80.0, 87.0, 94.0, 110.0, 150.0, 216.0] | [120.0, 150.0, 200.0, 223.0, 260.0, 300.0, 450.0, 532.0]
HV 25A | HV 25A | 25 | 0 | [10.0, 2.512, 0.833, 0.299, 0.1, 0.0372, 0.0223, 0.01] | [10.0, 3.125, 0.597, 0.198, 0.1, 0.0378, 0.022, 0.01] | 0 | [75.0, 82.0, 90.0, 100.0, 124.0, 170.0, 200.0, 289.0] | [150.0, 170.0, 210.0, 250.0, 294.0, 400.0, 500.0, 711.0]
HV 31.5A | HV 31.5A | 31.5 | 0 | [10.0, 2.34, 0.722, 0.181, 0.1, 0.055, 0.0296, 0.01] | [10.0, 2.84, 0.368, 0.164, 0.1, 0.0621, 0.0378, 0.0195, 0.01] | 0 | [95.0, 110.0, 125.0, 150.0, 165.0, 200.0, 250.0, 390.0] | [189.0, 220.0, 300.0, 350.0, 393.0, 450.0, 530.0, 700.0, 960.0]
HV 40A | HV 40A | 40 | 0 | [10.0, 1.3, 0.161, 0.1, 0.0611, 0.0399, 0.0141, 0.01] | [10.0, 2.05, 0.369, 0.198, 0.1, 0.051, 0.0298, 0.01] | 0 | [120.0, 150.0, 200.0, 223.0, 260.0, 300.0, 450.0, 532.0] | [240.0, 300.0, 400.0, 450.0, 530.0, 650.0, 800.0, 1311.0]
HV 50A | HV 50A | 50 | 0 | [10.0, 3.215, 0.597, 0.198, 0.1, 0.0378, 0.022, 0.01] | [10.0, 3.64, 0.854, 0.281, 0.1, 0.0531, 0.022, 0.01] | 0 | [150.0, 170.0, 210.0, 250.0, 294.0, 400.0, 500.0, 711.0] | [300.0, 350.0, 450.0, 550.0, 700.0, 850.0, 1200.0, 1752.0]
HV 6.3A | HV 6.3A | 6.3 | 0 | [10.0, 1.39, 0.344, 0.168, 0.1, 0.056, 0.0263, 0.01] | [10.0, 1.711, 0.516, 0.198, 0.1, 0.0634, 0.0303, 0.01] | 0 | [19.0, 19.5, 20.4, 20.8, 22.0, 25.0, 32.0, 48.0] | [38.0, 40.0, 43.0, 48.0, 53.0, 60.0, 75.0, 118.0]
HV 63A | HV 63A | 63 | 0 | [10.0, 2.84, 0.368, 0.164, 0.1, 0.0621, 0.0378, 0.0195, 0.01] | [10.0, 1.82, 0.344, 0.1, 0.0467, 0.0269, 0.01] | 0 | [189.0, 220.0, 300.0, 350.0, 393.0, 450.0, 530.0, 700.0, 961.0] | [378.0, 500.0, 700.0, 934.0, 1200.0, 1500.0, 2366.0]
HV 80A | HV 80A | 80 | 0 | [10.0, 2.05, 0.369, 0.198, 0.1, 0.051, 0.0298, 0.01] | [10.0, 4.15, 1.03, 0.198, 0.1, 0.051, 0.0172, 0.01] | 0 | [240.0, 300.0, 400.0, 450.0, 530.0, 650.0, 800.0, 1311.0] | [480.0, 550.0, 700.0, 1000.0, 1260.0, 1600.0, 2500.0, 3227.0]
Siemens NH-1-100 | Siemens NH-1-100 | 100 | [5400.0, 2000.0, 400.0, 20.0, 1.0, 0.2, 0.012, 0.004] | 0 | 0 | [150.0, 190.0, 250.0, 430.0, 900.0, 1250.0, 2700.0, 3600.0] | 0 | 0
Siemens NH-1-125 | Siemens NH-1-125 | 125 | [4800.0, 120.0, 7.0, 0.1, 0.004] | 0 | 0 | [180.0, 400.0, 740.0, 2000.0, 4250.0] | 0 | 0
Siemens NH-1-16 | Siemens NH-1-16 | 16 | [4000.0, 400.0, 2.0, 0.1, 0.04, 0.01] | 0 | 0 | [26.0, 35.0, 75.0, 150.0, 200.0, 300.0] | 0 | 0
Siemens NH-1-160 | Siemens NH-1-160 | 160 | [4800.0, 120.0, 7.0, 0.1, 0.004] | 0 | 0 | [210.0, 500.0, 900.0, 2300.0, 5000.0] | 0 | 0
Siemens NH-1-25 | Siemens NH-1-25 | 25 | [4000.0, 1000.0, 10.0, 0.2, 0.02, 0.01] | 0 | 0 | [40.0, 50.0, 100.0, 210.0, 400.0, 500.0] | 0 | 0
Siemens NH-1-50 | Siemens NH-1-50 | 50 | [4000.0, 40.0, 4.0, 1.0, 0.02, 0.01] | 0 | 0 | [86.0, 200.0, 300.0, 400.0, 1000.0, 1280.0] | 0 | 0
Siemens NH-1-63 | Siemens NH-1-63 | 63 | [4000.0, 100.0, 10.0, 2.0, 0.04, 0.01] | 0 | 0 | [100.0, 200.0, 300.0, 400.0, 1000.0, 1500.0] | 0 | 0
Siemens NH-1-80 | Siemens NH-1-80 | 80 | [4800.0, 120.0, 7.0, 0.1, 0.01] | 0 | 0 | [150.58, 250.0, 450.0, 1150.0, 2470.0] | 0 | 0
Siemens NH-2-1000 | Siemens NH-2-1000 | 1000 | [4800.0, 120.0, 7.0, 0.1, 0.004] | 0 | 0 | [1900.0, 3500.0, 8400.0, 24000.0, 52000.0] | 0 | 0
Siemens NH-2-200 | Siemens NH-2-200 | 200 | [4800.0, 120.0, 7.0, 0.1, 0.004] | 0 | 0 | [280.0, 650.0, 1200.0, 3000.0, 7000.0] | 0 | 0
Siemens NH-2-224 | Siemens NH-2-224 | 224 | [4800.0, 120.0, 7.0, 0.2, 0.04, 0.004] | 0 | 0 | [400.0, 750.0, 1453.0, 3025.0, 4315.0, 7600.0] | 0 | 0
Siemens NH-2-250 | Siemens NH-2-250 | 250 | [4800.0, 120.0, 7.0, 0.1, 0.004] | 0 | 0 | [450.0, 800.0, 1650.0, 4000.0, 8500.0] | 0 | 0
Siemens NH-2-315 | Siemens NH-2-315 | 315 | [4800.0, 120.0, 7.0, 0.1, 0.004] | 0 | 0 | [550.0, 920.0, 1900.0, 5000.0, 11000.0] | 0 | 0
Siemens NH-2-355 | Siemens NH-2-355 | 355 | [4800.0, 120.0, 6.0, 0.1, 0.004] | 0 | 0 | [650.0, 1116.27, 2350.0, 5840.0, 12790.0] | 0 | 0
Siemens NH-2-400 | Siemens NH-2-400 | 400 | [4800.0, 120.0, 7.0, 0.1, 0.004] | 0 | 0 | [720.0, 1350.0, 2800.0, 6500.0, 15000.0] | 0 | 0
Siemens NH-2-425 | Siemens NH-2-425 | 425 | [4800.0, 120.0, 7.0, 0.1, 0.004] | 0 | 0 | [850.0, 1500.0, 3050.0, 7500.0, 16500.0] | 0 | 0
Siemens NH-2-630 | Siemens NH-2-630 | 630 | [4800.0, 120.0, 7.0, 0.1, 0.004] | 0 | 0 | [1200.0, 2000.0, 4800.0, 12000.0, 26000.0] | 0 | 0

## res_bus
| vm_pu | va_degree | p_mw | q_mvar
0 | 0.9714 | -0.55262 | 0 | 0
1 | 0.97148 | -0.551 | 0 | 0
2 | 0.97135 | -0.55373 | 0.0014378 | 0.00036035
3 | 0.98464 | -0.29445 | 0.010873 | 0.0027251
4 | 0.98494 | -0.28857 | 0 | 0
5 | 0.98453 | -0.29666 | 0 | 0
6 | 0.98534 | -0.28075 | 0 | 0
7 | 0.98393 | -0.30832 | 0.011446 | 0.0028686
8 | 0.98435 | -0.30009 | 0.0092073 | 0.0023076
9 | 0.98607 | -0.26667 | 0.0072299 | 0.001812
10 | 0.98362 | -0.3143 | 0.012575 | 0.0031516
11 | 0.99378 | -0.11834 | 0 | 0
12 | 0.99361 | -0.12163 | 0 | 0
13 | 0.99387 | -0.11664 | 0.0033119 | 0.00083004
14 | 0.99357 | -0.12245 | 0 | 0
15 | 0.99353 | -0.12327 | 0.003571 | 0.00089497
16 | 0.99358 | -0.12217 | 0.0036355 | 0.00091113
17 | 0.987 | -0.24858 | 0.0067367 | 0.0016884
18 | 0.99412 | -0.11174 | 0.0023241 | 0.00058246
19 | 0.988 | -0.22905 | 0 | 0
20 | 0.98946 | -0.20074 | 0 | 0
21 | 0.99036 | -0.18353 | 0.0092007 | 0.0023059
22 | 0.98907 | -0.20838 | 0.0028682 | 0.00071885
23 | 0.99066 | -0.17775 | 0.0047873 | 0.0011998
24 | 0.98869 | -0.21554 | 0.014133 | 0.0035421
25 | 0.97999 | -0.38382 | 0.0078924 | 0.001978
26 | 0.98303 | -0.3248 | 0.0051775 | 0.0012976
27 | 0.97836 | -0.41557 | 0 | 0
28 | 0.9846 | -0.29447 | 0 | 0
29 | 0.97539 | -0.47388 | 0 | 0
30 | 0.98539 | -0.27908 | 0.0040328 | 0.0010107
31 | 0.99183 | -0.15531 | 0 | 0
32 | 0.99318 | -0.1294 | 0 | 0
33 | 0.97461 | -0.4893 | 0.0046638 | 0.0011689
34 | 0.97399 | -0.50151 | 0 | 0
35 | 0.97512 | -0.47916 | 0.0080623 | 0.0020206
36 | 0.97275 | -0.52594 | 0 | 0
37 | 0.97375 | -0.50625 | 0.0039607 | 0.00099265
38 | 0.98723 | -0.24371 | 0.0082948 | 0.0020789
39 | 0.99454 | -0.10346 | 0.0054005 | 0.0013535
40 | 0.97421 | -0.49722 | 0.0031328 | 0.00078515
41 | 0.97506 | -0.48029 | 0.0034329 | 0.00086036
42 | 0.97183 | -0.54405 | 0 | 0
43 | 0.97247 | -0.5314 | 0.0017892 | 0.00044842
44 | 0.97374 | -0.50631 | 0.0017091 | 0.00042833
45 | 0.98751 | -0.2384 | 0.0054643 | 0.0013695
46 | 0.98807 | -0.22753 | 0 | 0
47 | 0.98799 | -0.22909 | 0.0088388 | 0.0022152
48 | 0.99464 | -0.10167 | 0.0084487 | 0.0021174
49 | 0.99451 | -0.1042 | 0.0021944 | 0.00054997
50 | 0.9947 | -0.10047 | 0.0025198 | 0.00063151
51 | 0.99445 | -0.1053 | 0 | 0
52 | 0.99494 | -0.095899 | 0.0034638 | 0.00086812
53 | 0.99502 | -0.094291 | 0 | 0
54 | 0.99582 | -0.079099 | 0.0063203 | 0.001584
55 | 0.9944 | -0.10623 | 0.0026317 | 0.00065957
56 | 0.98598 | -0.26758 | 0.002411 | 0.00060426
57 | 0.98606 | -0.26614 | 0.0026404 | 0.00066175
58 | 0.99293 | -0.13414 | 0.003241 | 0.00081227
59 | 0.98967 | -0.19659 | 0.0019431 | 0.00048698
60 | 0.99306 | -0.13169 | 0.0017539 | 0.00043958
61 | 0.98903 | -0.20872 | 0.003345 | 0.00083835
62 | 0.98655 | -0.25651 | 0.0029484 | 0.00073894
63 | 0.98628 | -0.26174 | 0.0056447 | 0.0014147
64 | 0.98338 | -0.31793 | 0.0039347 | 0.00098614
65 | 0.99675 | -0.061525 | 0.0013756 | 0.00034477
66 | 0.98617 | -0.2639 | 0 | 0
67 | 0.98622 | -0.26291 | 0 | 0
68 | 0.98094 | -0.36538 | 0 | 0
69 | 0.98069 | -0.37037 | 0.003994 | 0.001001
70 | 0.97868 | -0.40957 | 0.00528 | 0.0013233
71 | 0.98023 | -0.37938 | 0.0025751 | 0.00064538
72 | 0.97715 | -0.4397 | 0.0023224 | 0.00058204
73 | 0.9772 | -0.43865 | 0 | 0
74 | 0.97571 | -0.46794 | 0.0032301 | 0.00080955
75 | 0.97556 | -0.47087 | 0.0029685 | 0.00074399
76 | 0.97586 | -0.46498 | 0.0035754 | 0.00089608
77 | 0.97548 | -0.4725 | 0.0040323 | 0.0010106
78 | 0.97591 | -0.46412 | 0.0020768 | 0.0005205
79 | 0.97622 | -0.45791 | 0.0030318 | 0.00075984
80 | 0.97722 | -0.43827 | 0.003114 | 0.00078044
81 | 0.97654 | -0.45156 | 0 | 0
82 | 0.9773 | -0.43682 | 0.0028252 | 0.00070806
83 | 0.97696 | -0.44341 | 0.003628 | 0.00090926
84 | 0.97589 | -0.46451 | 0.00077086 | 0.0001932
85 | 0.97796 | -0.42366 | 0 | 0
86 | 0.97531 | -0.47595 | 0.0039971 | 0.0010018
87 | 0.9753 | -0.47603 | 0.00049207 | 0.00012332
88 | 0.97552 | -0.47167 | 0 | 0
89 | 0.97571 | -0.46808 | 0 | 0
90 | 0.97865 | -0.41029 | 0.0024034 | 0.00060234
91 | 0.97768 | -0.42924 | 0.0028404 | 0.00071187
92 | 0.97737 | -0.43543 | 0.0018758 | 0.00047013
93 | 0.97749 | -0.43308 | 0.0022905 | 0.00057404
94 | 0.97956 | -0.39242 | 0.00084863 | 0.00021269
95 | 0.98067 | -0.37064 | 0.0040588 | 0.0010172
96 | 0.97794 | -0.42417 | 0 | 0
97 | 0.98057 | -0.37266 | 0.0016243 | 0.00040709
98 | 0.97743 | -0.43405 | 0.0039425 | 0.00098808
99 | 0.97775 | -0.42796 | 0.0036322 | 0.00091033
100 | 0.99679 | -0.060691 | 0.0044326 | 0.0011109
101 | 0.99778 | -0.041882 | 0 | 0
102 | 0.99637 | -0.068646 | 0.003967 | 0.00099421
103 | 1 | 0 | -0.41622 | -0.10641
104 | 0.98057 | -0.37277 | 0.0025566 | 0.00064075
105 | 0.99981 | -0.0036836 | 0.0054434 | 0.0013642
106 | 0.99979 | -0.0039597 | 0.0034068 | 0.00085383
107 | 0.97651 | -0.45232 | 0.0056225 | 0.0014091
108 | 0.97774 | -0.42799 | 0.0023264 | 0.00058304
109 | 0.97616 | -0.45917 | 0 | 0
110 | 0.97763 | -0.43023 | 0.0028576 | 0.00071619
111 | 0.97588 | -0.4647 | 0.0038311 | 0.00096017
112 | 0.97584 | -0.46533 | 0.0012446 | 0.00031192
113 | 0.97575 | -0.46714 | 0.0060487 | 0.0015159
114 | 0.97582 | -0.46581 | 0.0051219 | 0.0012837
115 | 0.97565 | -0.46917 | 0.0029243 | 0.00073291
116 | 0.97573 | -0.46758 | 0.0025703 | 0.00064417
117 | 0.97762 | -0.43034 | 0.0019296 | 0.00048361
118 | 0.97562 | -0.46971 | 0.0034455 | 0.00086354
119 | 0.97399 | -0.50139 | 0.0035593 | 0.00089206
120 | 0.97381 | -0.50511 | 0.0039798 | 0.00099742
121 | 0.97378 | -0.50567 | 0.00846 | 0.0021203
122 | 0.97351 | -0.51083 | 0.0015214 | 0.00038129
123 | 0.97352 | -0.51069 | 0.0065134 | 0.0016324
124 | 0.97362 | -0.50876 | 0.0015696 | 0.00039338
125 | 0.97169 | -0.54691 | 0.0010054 | 0.00025198
126 | 0.97154 | -0.54996 | 0.00083813 | 0.00021006
127 | 0.97221 | -0.53663 | 0.002751 | 0.00068946
128 | 0.97169 | -0.54679 | 0.0032903 | 0.00082464
129 | 0.9718 | -0.54467 | 0.0025093 | 0.00062888
130 | 0.97163 | -0.54802 | 0.0037494 | 0.0009397
131 | 0.97196 | -0.54151 | 0.0024363 | 0.0006106
132 | 0.97161 | -0.54842 | 0 | 0
133 | 0.97572 | -0.46769 | 0.0021789 | 0.00054609
134 | 0.9716 | -0.54863 | 0.0010275 | 0.00025752
135 | 0.9715 | -0.55063 | 0.0014744 | 0.00036951
136 | 0.97147 | -0.55122 | 0.0019807 | 0.0004964
137 | 0.99998 | 149.9956 | 0 | 0

## res_line
| p_from_mw | q_from_mvar | p_to_mw | q_to_mvar | pl_mw | ql_mvar | i_from_ka | i_to_ka | i_ka | vm_from_pu | va_from_degree | vm_to_pu | va_to_degree | loading_percent
0 | -0.0014379 | -0.00035988 | 0.001438 | 0.0003592 | 1.1063e-07 | -6.8225e-07 | 0.0022024 | 0.0022022 | 0.0022024 | 0.9714 | -0.55262 | 0.97148 | -0.551 | 0.60507
1 | 0.0014379 | 0.00035988 | -0.0014378 | -0.00036035 | 7.6208e-08 | -4.698e-07 | 0.0022024 | 0.0022026 | 0.0022026 | 0.9714 | -0.55262 | 0.97135 | -0.55373 | 0.60512
2 | -0.001438 | -0.0003592 | 0.0014381 | 0.00035876 | 7.1168e-08 | -4.3906e-07 | 0.0022022 | 0.002202 | 0.0022022 | 0.97148 | -0.551 | 0.97154 | -0.54996 | 0.60499
3 | -0.020083 | -0.0050338 | 0.020088 | 0.0050372 | 5.6296e-06 | 3.3956e-06 | 0.03035 | 0.03035 | 0.03035 | 0.98464 | -0.29445 | 0.98494 | -0.28857 | 8.3379
4 | 0.0092097 | 0.0023087 | -0.0092088 | -0.0023083 | 9.6919e-07 | 4.506e-07 | 0.013918 | 0.013918 | 0.013918 | 0.98464 | -0.29445 | 0.98453 | -0.29666 | 3.8237
5 | -0.044135 | -0.011073 | 0.044152 | 0.011084 | 1.6446e-05 | 1.04e-05 | 0.066683 | 0.066683 | 0.066683 | 0.98494 | -0.28857 | 0.98534 | -0.28075 | 18.3194
6 | 0.024047 | 0.006036 | -0.024024 | -0.0060221 | 2.2631e-05 | 1.3902e-05 | 0.036333 | 0.036333 | 0.036333 | 0.98494 | -0.28857 | 0.98393 | -0.30832 | 9.9816
7 | 0.0092088 | 0.0023083 | -0.0092073 | -0.0023076 | 1.5069e-06 | 7.007e-07 | 0.013918 | 0.013918 | 0.013918 | 0.98453 | -0.29666 | 0.98435 | -0.30009 | 3.8237
8 | -0.044152 | -0.011084 | 0.044182 | 0.011102 | 2.9685e-05 | 1.8771e-05 | 0.066683 | 0.066682 | 0.066683 | 0.98534 | -0.28075 | 0.98607 | -0.26667 | 18.3194
9 | 0.012579 | 0.0031536 | -0.012575 | -0.0031516 | 3.5876e-06 | 1.9604e-06 | 0.019023 | 0.019024 | 0.019024 | 0.98393 | -0.30832 | 0.98362 | -0.3143 | 5.2262
10 | -0.051411 | -0.012914 | 0.051456 | 0.012943 | 4.4429e-05 | 2.8184e-05 | 0.077593 | 0.077593 | 0.077593 | 0.98607 | -0.26667 | 0.987 | -0.24858 | 21.3167
11 | 0.0072079 | 0.0018064 | -0.0072068 | -0.0018061 | 1.1264e-06 | 3.8686e-07 | 0.010793 | 0.010793 | 0.010793 | 0.99378 | -0.11834 | 0.99361 | -0.12163 | 2.965
12 | -0.0072079 | -0.0018064 | 0.0072085 | 0.0018066 | 5.8515e-07 | 2.0091e-07 | 0.010793 | 0.010793 | 0.010793 | 0.99378 | -0.11834 | 0.99387 | -0.11664 | 2.965
13 | 0.0072068 | 0.0018061 | -0.0072066 | -0.001806 | 1.8646e-07 | 6.4049e-08 | 0.010793 | 0.010793 | 0.010793 | 0.99361 | -0.12163 | 0.99358 | -0.12217 | 2.9651
14 | -0.01052 | -0.0026367 | 0.010523 | 0.0026379 | 2.4572e-06 | 1.2303e-06 | 0.015751 | 0.015751 | 0.015751 | 0.99387 | -0.11664 | 0.99412 | -0.11174 | 4.3272
15 | 0.0035711 | 0.00089489 | -0.003571 | -0.00089497 | 1.3919e-07 | -7.8968e-08 | 0.0053483 | 0.0053483 | 0.0053483 | 0.99357 | -0.12245 | 0.99353 | -0.12327 | 1.4693
16 | -0.0035711 | -0.00089489 | 0.0035712 | 0.00089487 | 4.7512e-08 | -2.6959e-08 | 0.0053483 | 0.0053482 | 0.0053483 | 0.99357 | -0.12245 | 0.99358 | -0.12217 | 1.4693
17 | -0.058193 | -0.014631 | 0.058247 | 0.014665 | 5.4313e-05 | 3.452e-05 | 0.087749 | 0.087749 | 0.087749 | 0.987 | -0.24858 | 0.988 | -0.22905 | 24.1069
18 | -0.012847 | -0.0032204 | 0.012851 | 0.0032225 | 3.9437e-06 | 2.1551e-06 | 0.01923 | 0.01923 | 0.01923 | 0.99412 | -0.11174 | 0.99445 | -0.1053 | 5.2829
19 | -0.058247 | -0.014665 | 0.058326 | 0.014716 | 7.8946e-05 | 5.0175e-05 | 0.087749 | 0.087749 | 0.087749 | 0.988 | -0.22905 | 0.98946 | -0.20074 | 24.1068
20 | -0.19118 | -0.048503 | 0.19134 | 0.048604 | 0.00015842 | 0.0001008 | 0.28772 | 0.28772 | 0.28772 | 0.98946 | -0.20074 | 0.99036 | -0.18353 | 26.3479
21 | 0.13286 | 0.033787 | -0.13281 | -0.033756 | 4.887e-05 | 3.09e-05 | 0.19997 | 0.19997 | 0.19997 | 0.98946 | -0.20074 | 0.98907 | -0.20838 | 18.3123
22 | -0.20054 | -0.05091 | 0.2006 | 0.050945 | 5.5763e-05 | 3.5499e-05 | 0.30154 | 0.30154 | 0.30154 | 0.99036 | -0.18353 | 0.99066 | -0.17775 | 27.6138
23 | 0.12994 | 0.033037 | -0.12989 | -0.033009 | 4.4812e-05 | 2.8319e-05 | 0.19566 | 0.19566 | 0.19566 | 0.98907 | -0.20838 | 0.98869 | -0.21554 | 17.9172
24 | -0.20538 | -0.052145 | 0.20561 | 0.052286 | 0.00022198 | 0.00014135 | 0.30873 | 0.30873 | 0.30873 | 0.99066 | -0.17775 | 0.99183 | -0.15531 | 28.2723
25 | 0.11576 | 0.029467 | -0.11569 | -0.029425 | 6.6859e-05 | 4.2114e-05 | 0.17438 | 0.17439 | 0.17439 | 0.98869 | -0.21554 | 0.98807 | -0.22753 | 15.9693
26 | -0.083212 | -0.021024 | 0.083449 | 0.021175 | 0.00023615 | 0.00015064 | 0.12641 | 0.12641 | 0.12641 | 0.97999 | -0.38382 | 0.98303 | -0.3248 | 34.7281
27 | 0.07532 | 0.019046 | -0.075205 | -0.018973 | 0.00011452 | 7.2999e-05 | 0.11443 | 0.11443 | 0.11443 | 0.97999 | -0.38382 | 0.97836 | -0.41557 | 31.4359
28 | -0.088626 | -0.022472 | 0.088755 | 0.022555 | 0.00012942 | 8.2584e-05 | 0.13425 | 0.13425 | 0.13425 | 0.98303 | -0.3248 | 0.9846 | -0.29447 | 36.8812
29 | 0.075205 | 0.018973 | -0.074996 | -0.01884 | 0.00020932 | 0.00013343 | 0.11443 | 0.11443 | 0.11443 | 0.97836 | -0.41557 | 0.97539 | -0.47388 | 31.436
30 | -0.088755 | -0.022555 | 0.088821 | 0.022597 | 6.5808e-05 | 4.1993e-05 | 0.13425 | 0.13425 | 0.13425 | 0.9846 | -0.29447 | 0.98539 | -0.27908 | 36.8811
31 | 0.023826 | 0.0059821 | -0.023809 | -0.0059713 | 1.7512e-05 | 1.0767e-05 | 0.036352 | 0.036352 | 0.036352 | 0.97539 | -0.47388 | 0.97461 | -0.4893 | 9.9869
32 | 0.039672 | 0.0099753 | -0.03962 | -0.0099423 | 5.2274e-05 | 3.2981e-05 | 0.060533 | 0.060534 | 0.060534 | 0.97539 | -0.47388 | 0.97399 | -0.50151 | 16.6301
33 | 0.011498 | 0.0028824 | -0.011495 | -0.0028809 | 2.8926e-06 | 1.5384e-06 | 0.017542 | 0.017542 | 0.017542 | 0.97539 | -0.47388 | 0.97512 | -0.47916 | 4.8191
34 | -0.092854 | -0.023608 | 0.093013 | 0.023709 | 0.0001585 | 0.00010116 | 0.14034 | 0.14034 | 0.14034 | 0.98539 | -0.27908 | 0.98723 | -0.24371 | 38.5541
35 | -0.20561 | -0.052286 | 0.20586 | 0.05245 | 0.000257 | 0.00016364 | 0.30873 | 0.30873 | 0.30873 | 0.99183 | -0.15531 | 0.99318 | -0.1294 | 28.2723
36 | -0.20586 | -0.05245 | 0.20612 | 0.052614 | 0.00025803 | 0.00016429 | 0.30873 | 0.30873 | 0.30873 | 0.99318 | -0.1294 | 0.99454 | -0.10346 | 28.2723
37 | 0.019145 | 0.0048024 | -0.019138 | -0.0047981 | 7.2259e-06 | 4.3437e-06 | 0.029231 | 0.029232 | 0.029232 | 0.97461 | -0.4893 | 0.97421 | -0.49722 | 8.0306
38 | 0.02434 | 0.0061114 | -0.024312 | -0.006094 | 2.8334e-05 | 1.7455e-05 | 0.03719 | 0.03719 | 0.03719 | 0.97399 | -0.50151 | 0.97275 | -0.52594 | 10.217
39 | 0.015279 | 0.0038309 | -0.015276 | -0.0038289 | 3.4545e-06 | 2.0006e-06 | 0.023344 | 0.023344 | 0.023344 | 0.97399 | -0.50151 | 0.97375 | -0.50625 | 6.4132
40 | 0.003433 | 0.00086025 | -0.0034329 | -0.00086036 | 1.8473e-07 | -1.0567e-07 | 0.0052387 | 0.0052388 | 0.0052388 | 0.97512 | -0.47916 | 0.97506 | -0.48029 | 1.4392
41 | 0.007773 | 0.0019452 | -0.0077663 | -0.0019425 | 6.6944e-06 | 2.7182e-06 | 0.011889 | 0.01189 | 0.01189 | 0.97275 | -0.52594 | 0.97183 | -0.54405 | 3.2664
42 | 0.016539 | 0.0041487 | -0.016534 | -0.0041462 | 4.3065e-06 | 2.5335e-06 | 0.025301 | 0.025301 | 0.025301 | 0.97275 | -0.52594 | 0.97247 | -0.5314 | 6.9508
43 | 0.011315 | 0.0028362 | -0.011315 | -0.0028362 | 3.0101e-08 | 1.5924e-08 | 0.017291 | 0.017291 | 0.017291 | 0.97375 | -0.50625 | 0.97374 | -0.50631 | 4.7504
44 | -0.10131 | -0.025788 | 0.10133 | 0.025804 | 2.5941e-05 | 1.6565e-05 | 0.15284 | 0.15284 | 0.15284 | 0.98723 | -0.24371 | 0.98751 | -0.2384 | 41.9888
45 | -0.21152 | -0.053968 | 0.21154 | 0.053979 | 1.8305e-05 | 1.1658e-05 | 0.31681 | 0.31681 | 0.31681 | 0.99454 | -0.10346 | 0.99464 | -0.10167 | 29.0122
46 | 0.016005 | 0.0040129 | -0.016002 | -0.0040111 | 3.1805e-06 | 1.8589e-06 | 0.024446 | 0.024447 | 0.024447 | 0.97421 | -0.49722 | 0.97399 | -0.50139 | 6.7161
47 | 0.0054894 | 0.001375 | -0.0054887 | -0.0013749 | 7.4689e-07 | 1.2871e-07 | 0.0084048 | 0.0084049 | 0.0084049 | 0.97183 | -0.54405 | 0.97169 | -0.54691 | 2.3091
48 | 0.0022769 | 0.00056749 | -0.0022762 | -0.00056882 | 6.3915e-07 | -1.3289e-06 | 0.0034851 | 0.0034857 | 0.0034857 | 0.97183 | -0.54405 | 0.97154 | -0.54996 | 0.95761
49 | 0.014745 | 0.0036978 | -0.014742 | -0.0036957 | 3.6713e-06 | 2.1111e-06 | 0.022563 | 0.022563 | 0.022563 | 0.97247 | -0.5314 | 0.97221 | -0.53663 | 6.1986
50 | 0.0096062 | 0.0024079 | -0.0096051 | -0.0024073 | 1.1219e-06 | 5.4532e-07 | 0.01468 | 0.01468 | 0.01468 | 0.97374 | -0.50631 | 0.97362 | -0.50876 | 4.0329
51 | -0.1068 | -0.027174 | 0.10685 | 0.027209 | 5.6002e-05 | 3.5547e-05 | 0.16107 | 0.16107 | 0.16107 | 0.98751 | -0.2384 | 0.98807 | -0.22753 | 22.1254
52 | 0.0088395 | 0.0022155 | -0.0088388 | -0.0022152 | 6.5731e-07 | 2.94e-07 | 0.013312 | 0.013312 | 0.013312 | 0.98807 | -0.22753 | 0.98799 | -0.22909 | 3.6572
53 | -0.21999 | -0.056097 | 0.22034 | 0.056321 | 0.00035137 | 0.00022386 | 0.32945 | 0.32945 | 0.32945 | 0.99464 | -0.10167 | 0.99637 | -0.068646 | 30.1696
54 | -0.015046 | -0.0037729 | 0.015049 | 0.0037744 | 2.6734e-06 | 1.5284e-06 | 0.022513 | 0.022513 | 0.022513 | 0.99451 | -0.1042 | 0.9947 | -0.10047 | 6.1849
55 | 0.012852 | 0.0032229 | -0.012851 | -0.0032225 | 6.749e-07 | 3.6879e-07 | 0.01923 | 0.01923 | 0.01923 | 0.99451 | -0.1042 | 0.99445 | -0.1053 | 5.2828
56 | -0.017568 | -0.0044059 | 0.017572 | 0.0044082 | 3.8269e-06 | 2.2574e-06 | 0.026282 | 0.026282 | 0.026282 | 0.9947 | -0.10047 | 0.99494 | -0.095899 | 7.2204
57 | -0.021036 | -0.0052763 | 0.021038 | 0.0052773 | 1.6127e-06 | 9.7569e-07 | 0.031463 | 0.031463 | 0.031463 | 0.99494 | -0.095899 | 0.99502 | -0.094291 | 8.6436
58 | -0.16773 | -0.042844 | 0.16785 | 0.042923 | 0.00012329 | 7.8293e-05 | 0.25111 | 0.25111 | 0.25111 | 0.99502 | -0.094291 | 0.99582 | -0.079099 | 22.9958
59 | 0.14669 | 0.037567 | -0.1466 | -0.037513 | 8.4788e-05 | 5.3717e-05 | 0.21965 | 0.21965 | 0.21965 | 0.99502 | -0.094291 | 0.9944 | -0.10623 | 20.1147
60 | -0.17417 | -0.044507 | 0.17432 | 0.044601 | 0.00014816 | 9.4141e-05 | 0.26056 | 0.26056 | 0.26056 | 0.99582 | -0.079099 | 0.99675 | -0.061525 | 23.8607
61 | 0.14397 | 0.036854 | -0.14379 | -0.036741 | 0.00017726 | 0.00011226 | 0.21571 | 0.21571 | 0.21571 | 0.9944 | -0.10623 | 0.99306 | -0.13169 | 19.7541
62 | -0.002411 | -0.00060426 | 0.0024112 | 0.00060394 | 1.6559e-07 | -3.1944e-07 | 0.0036387 | 0.0036385 | 0.0036387 | 0.98598 | -0.26758 | 0.98606 | -0.26614 | 0.99963
63 | -0.0050516 | -0.0012657 | 0.0050522 | 0.0012657 | 5.3799e-07 | 2.9351e-08 | 0.007623 | 0.0076229 | 0.007623 | 0.98606 | -0.26614 | 0.98617 | -0.2639 | 2.0942
64 | 0.13878 | 0.035479 | -0.13836 | -0.035212 | 0.00041789 | 0.00026712 | 0.20823 | 0.20823 | 0.20823 | 0.99293 | -0.13414 | 0.98967 | -0.19659 | 57.206
65 | -0.14202 | -0.036291 | 0.14204 | 0.036302 | 1.6828e-05 | 1.0719e-05 | 0.21309 | 0.21309 | 0.21309 | 0.99293 | -0.13414 | 0.99306 | -0.13169 | 29.2702
66 | 0.13642 | 0.034725 | -0.13634 | -0.034674 | 7.9744e-05 | 5.0972e-05 | 0.20531 | 0.20531 | 0.20531 | 0.98967 | -0.19659 | 0.98903 | -0.20872 | 56.4034
67 | 0.133 | 0.033835 | -0.13269 | -0.03364 | 0.00030554 | 0.00019529 | 0.20028 | 0.20028 | 0.20028 | 0.98903 | -0.20872 | 0.98655 | -0.25651 | 55.0208
68 | 0.0107 | 0.0026818 | -0.010697 | -0.0026805 | 2.6686e-06 | 1.3592e-06 | 0.016139 | 0.016139 | 0.016139 | 0.98655 | -0.25651 | 0.98628 | -0.26174 | 4.4338
69 | 0.11904 | 0.030219 | -0.11869 | -0.029995 | 0.00035064 | 0.00022404 | 0.17969 | 0.17969 | 0.17969 | 0.98655 | -0.25651 | 0.98338 | -0.31793 | 49.3654
70 | 0.0050527 | 0.0012658 | -0.0050524 | -0.0012657 | 2.8007e-07 | 1.5228e-08 | 0.0076228 | 0.0076229 | 0.0076229 | 0.98628 | -0.26174 | 0.98622 | -0.26291 | 2.0942
71 | 0.11476 | 0.029009 | -0.1145 | -0.028843 | 0.0002605 | 0.00016643 | 0.17374 | 0.17374 | 0.17374 | 0.98338 | -0.31793 | 0.98094 | -0.36538 | 47.7297
72 | -0.17569 | -0.044946 | 0.1757 | 0.04495 | 7.0957e-06 | 4.509e-06 | 0.26261 | 0.26261 | 0.26261 | 0.99675 | -0.061525 | 0.99679 | -0.060691 | 24.0487
73 | -0.0050522 | -0.0012657 | 0.0050524 | 0.0012657 | 2.3904e-07 | 1.3015e-08 | 0.0076229 | 0.0076229 | 0.0076229 | 0.98617 | -0.2639 | 0.98622 | -0.26291 | 2.0942
74 | 0.012237 | 0.0030676 | -0.012234 | -0.003066 | 2.9074e-06 | 1.5768e-06 | 0.018563 | 0.018563 | 0.018563 | 0.98094 | -0.36538 | 0.98069 | -0.37037 | 5.0998
75 | 0.05317 | 0.013405 | -0.053057 | -0.013334 | 0.00011217 | 7.1212e-05 | 0.080683 | 0.080683 | 0.080683 | 0.98094 | -0.36538 | 0.97868 | -0.40957 | 22.1657
76 | 0.04909 | 0.01237 | -0.049057 | -0.012349 | 3.2849e-05 | 2.0824e-05 | 0.07449 | 0.07449 | 0.07449 | 0.98094 | -0.36538 | 0.98023 | -0.37938 | 20.4644
77 | 0.0082402 | 0.002065 | -0.0082401 | -0.002065 | 1.0766e-07 | 4.5731e-08 | 0.012503 | 0.012503 | 0.012503 | 0.98069 | -0.37037 | 0.98067 | -0.37064 | 3.4349
78 | 0.047777 | 0.012011 | -0.047744 | -0.01199 | 3.3291e-05 | 2.1095e-05 | 0.072655 | 0.072655 | 0.072655 | 0.97868 | -0.40957 | 0.97794 | -0.42417 | 19.9603
79 | 0.046482 | 0.011704 | -0.046453 | -0.011686 | 2.8965e-05 | 1.8342e-05 | 0.070581 | 0.070581 | 0.070581 | 0.98023 | -0.37938 | 0.97956 | -0.39242 | 19.3905
80 | -0.0023224 | -0.00058204 | 0.0023225 | 0.00058181 | 1.1667e-07 | -2.3696e-07 | 0.0035366 | 0.0035364 | 0.0035366 | 0.97715 | -0.4397 | 0.9772 | -0.43865 | 0.97158
81 | -0.0023225 | -0.00058181 | 0.0023225 | 0.00058172 | 4.1651e-08 | -8.4607e-08 | 0.0035364 | 0.0035364 | 0.0035364 | 0.9772 | -0.43865 | 0.97722 | -0.43827 | 0.97155
82 | 0.0070021 | 0.0017548 | -0.0070011 | -0.0017545 | 9.7818e-07 | 3.4038e-07 | 0.010679 | 0.010679 | 0.010679 | 0.97571 | -0.46794 | 0.97556 | -0.47087 | 2.9337
83 | -0.010232 | -0.0025644 | 0.010234 | 0.0025651 | 1.4403e-06 | 7.2478e-07 | 0.015605 | 0.015605 | 0.015605 | 0.97571 | -0.46794 | 0.97586 | -0.46498 | 4.287
84 | 0.0040326 | 0.0010105 | -0.0040323 | -0.0010106 | 3.1293e-07 | -7.5105e-08 | 0.0061508 | 0.0061509 | 0.0061509 | 0.97556 | -0.47087 | 0.97548 | -0.4725 | 1.6898
85 | -0.013809 | -0.0034612 | 0.01381 | 0.0034615 | 5.6736e-07 | 3.2047e-07 | 0.021057 | 0.021057 | 0.021057 | 0.97586 | -0.46498 | 0.97591 | -0.46412 | 5.7848
86 | -0.015887 | -0.003982 | 0.015891 | 0.0039848 | 4.7025e-06 | 2.7425e-06 | 0.024223 | 0.024223 | 0.024223 | 0.97591 | -0.46412 | 0.97622 | -0.45791 | 6.6547
87 | -0.018923 | -0.0047446 | 0.018929 | 0.004748 | 5.7216e-06 | 3.4324e-06 | 0.028844 | 0.028844 | 0.028844 | 0.97622 | -0.45791 | 0.97654 | -0.45156 | 7.9243
88 | -0.0054365 | -0.0013622 | 0.0054369 | 0.0013622 | 3.7568e-07 | 5.7264e-08 | 0.0082781 | 0.008278 | 0.0082781 | 0.97722 | -0.43827 | 0.9773 | -0.43682 | 2.2742
89 | -0.024194 | -0.0060664 | 0.024204 | 0.0060722 | 9.4114e-06 | 5.7922e-06 | 0.036867 | 0.036867 | 0.036867 | 0.97654 | -0.45156 | 0.97696 | -0.44341 | 10.1284
90 | 0.0052657 | 0.0013184 | -0.0052625 | -0.001318 | 3.2446e-06 | 3.9617e-07 | 0.0080232 | 0.0080238 | 0.0080238 | 0.97654 | -0.45156 | 0.97589 | -0.46451 | 2.2043
91 | -0.0082621 | -0.0020703 | 0.0082626 | 0.0020705 | 5.4651e-07 | 2.3436e-07 | 0.01258 | 0.01258 | 0.01258 | 0.9773 | -0.43682 | 0.97737 | -0.43543 | 3.4559
92 | -0.027832 | -0.0069815 | 0.027858 | 0.0069978 | 2.6223e-05 | 1.6295e-05 | 0.042393 | 0.042393 | 0.042393 | 0.97696 | -0.44341 | 0.97796 | -0.42366 | 11.6465
93 | 0.0044916 | 0.0011248 | -0.0044908 | -0.0011249 | 7.6354e-07 | -5.3636e-08 | 0.0068484 | 0.0068486 | 0.0068486 | 0.97589 | -0.46451 | 0.97571 | -0.46808 | 1.8815
94 | -0.043135 | -0.010829 | 0.043162 | 0.010846 | 2.7527e-05 | 1.7404e-05 | 0.065638 | 0.065638 | 0.065638 | 0.97796 | -0.42366 | 0.97865 | -0.41029 | 18.0324
95 | 0.015277 | 0.0038307 | -0.015273 | -0.0038284 | 4.0638e-06 | 2.3493e-06 | 0.023245 | 0.023245 | 0.023245 | 0.97796 | -0.42366 | 0.97768 | -0.42924 | 6.386
96 | 0.00049207 | 0.00012322 | -0.00049207 | -0.00012332 | 1.7206e-09 | -1.0049e-07 | 0.00075071 | 0.00075075 | 0.00075075 | 0.97531 | -0.47595 | 0.9753 | -0.47603 | 0.20625
97 | -0.0044891 | -0.001125 | 0.0044901 | 0.0011249 | 9.1559e-07 | -6.3732e-08 | 0.006849 | 0.0068488 | 0.006849 | 0.97531 | -0.47595 | 0.97552 | -0.47167 | 1.8816
98 | -0.0044901 | -0.0011249 | 0.0044908 | 0.0011249 | 7.6803e-07 | -5.3718e-08 | 0.0068488 | 0.0068486 | 0.0068488 | 0.97552 | -0.47167 | 0.97571 | -0.46808 | 1.8815
99 | -0.045566 | -0.011448 | 0.045605 | 0.011473 | 3.8899e-05 | 2.4624e-05 | 0.069292 | 0.069292 | 0.069292 | 0.97865 | -0.41029 | 0.97956 | -0.39242 | 19.0363
100 | 0.012432 | 0.0031165 | -0.01243 | -0.0031153 | 2.2704e-06 | 1.241e-06 | 0.018922 | 0.018922 | 0.018922 | 0.97768 | -0.42924 | 0.97749 | -0.43308 | 5.1984
101 | -0.010138 | -0.0025406 | 0.01014 | 0.0025412 | 1.1367e-06 | 5.6802e-07 | 0.015435 | 0.015435 | 0.015435 | 0.97737 | -0.43543 | 0.97749 | -0.43308 | 4.2405
102 | 0.0041813 | 0.0010477 | -0.0041809 | -0.0010478 | 4.0152e-07 | -7.8606e-08 | 0.0063444 | 0.0063446 | 0.0063446 | 0.98067 | -0.37064 | 0.98057 | -0.37266 | 1.743
103 | 0.036996 | 0.0092954 | -0.036978 | -0.0092844 | 1.744e-05 | 1.0978e-05 | 0.056301 | 0.056301 | 0.056301 | 0.97794 | -0.42417 | 0.97743 | -0.43405 | 15.4672
104 | 0.010748 | 0.0026941 | -0.010746 | -0.0026931 | 1.9412e-06 | 9.9959e-07 | 0.016355 | 0.016355 | 0.016355 | 0.97794 | -0.42417 | 0.97775 | -0.42796 | 4.4931
105 | 0.0025567 | 0.00064073 | -0.0025566 | -0.00064075 | 1.3667e-08 | -2.1796e-08 | 0.0038797 | 0.0038797 | 0.0038797 | 0.98057 | -0.37266 | 0.98057 | -0.37277 | 1.0659
106 | 0.033036 | 0.0082963 | -0.033007 | -0.0082783 | 2.8776e-05 | 1.8037e-05 | 0.050299 | 0.050299 | 0.050299 | 0.97743 | -0.43405 | 0.97651 | -0.45232 | 13.8184
107 | 0.0071142 | 0.0017828 | -0.0071142 | -0.0017828 | 1.1012e-08 | 3.9059e-09 | 0.010827 | 0.010827 | 0.010827 | 0.97775 | -0.42796 | 0.97774 | -0.42799 | 2.9744
108 | -0.18013 | -0.046061 | 0.1803 | 0.046165 | 0.0001641 | 0.00010431 | 0.26923 | 0.26923 | 0.26923 | 0.99679 | -0.060691 | 0.99778 | -0.041882 | 24.6546
109 | 0.2246 | 0.0575 | -0.22431 | -0.057315 | 0.00029072 | 0.00018525 | 0.33538 | 0.33538 | 0.33538 | 0.99778 | -0.041882 | 0.99637 | -0.068646 | 30.7121
110 | -0.40489 | -0.10367 | 0.40572 | 0.10419 | 0.00082317 | 0.00052612 | 0.6046 | 0.6046 | 0.6046 | 0.99778 | -0.041882 | 1 | 0 | 55.3667
111 | 0.0088518 | 0.0022187 | -0.0088503 | -0.002218 | 1.5533e-06 | 6.8095e-07 | 0.013172 | 0.013172 | 0.013172 | 1 | 0 | 0.99981 | -0.0036836 | 3.6186
112 | 0.0034069 | 0.0008538 | -0.0034068 | -0.00085383 | 4.4805e-08 | -3.227e-08 | 0.0050704 | 0.0050704 | 0.0050704 | 0.99981 | -0.0036836 | 0.99979 | -0.0039597 | 1.393
113 | 0.027385 | 0.0068692 | -0.027376 | -0.0068636 | 8.9332e-06 | 5.5462e-06 | 0.041731 | 0.041731 | 0.041731 | 0.97651 | -0.45232 | 0.97616 | -0.45917 | 11.4647
114 | 0.0047878 | 0.0011998 | -0.0047873 | -0.0011998 | 5.0917e-07 | 5.1645e-09 | 0.0072864 | 0.0072865 | 0.0072865 | 0.97774 | -0.42799 | 0.97763 | -0.43023 | 2.0018
115 | 0.016256 | 0.004076 | -0.016252 | -0.0040735 | 4.2824e-06 | 2.5083e-06 | 0.024781 | 0.024781 | 0.024781 | 0.97616 | -0.45917 | 0.97588 | -0.4647 | 6.808
116 | 0.01112 | 0.0027876 | -0.011116 | -0.0027859 | 3.2636e-06 | 1.7102e-06 | 0.01695 | 0.016951 | 0.016951 | 0.97616 | -0.45917 | 0.97584 | -0.46533 | 4.6568
117 | 0.0019297 | 0.00048358 | -0.0019296 | -0.00048361 | 1.022e-08 | -3.3073e-08 | 0.002937 | 0.0029371 | 0.0029371 | 0.97763 | -0.43023 | 0.97762 | -0.43034 | 0.80688
118 | 0.012421 | 0.0031133 | -0.012419 | -0.0031125 | 1.4459e-06 | 7.9108e-07 | 0.018939 | 0.018939 | 0.018939 | 0.97588 | -0.4647 | 0.97575 | -0.46714 | 5.2031
119 | 0.0098717 | 0.002474 | -0.0098715 | -0.0024739 | 2.2384e-07 | 1.1035e-07 | 0.015053 | 0.015053 | 0.015053 | 0.97584 | -0.46533 | 0.97582 | -0.46581 | 4.1354
120 | 0.0063706 | 0.0015966 | -0.00637 | -0.0015964 | 6.147e-07 | 1.765e-07 | 0.0097151 | 0.0097151 | 0.0097151 | 0.97575 | -0.46714 | 0.97565 | -0.46917 | 2.669
121 | 0.0047496 | 0.0011902 | -0.0047492 | -0.0011902 | 4.0031e-07 | 1.9925e-09 | 0.0072426 | 0.0072427 | 0.0072427 | 0.97582 | -0.46581 | 0.97573 | -0.46758 | 1.9897
122 | 0.0034456 | 0.00086348 | -0.0034455 | -0.00086354 | 8.9016e-08 | -5.0369e-08 | 0.0052551 | 0.0052551 | 0.0052551 | 0.97565 | -0.46917 | 0.97562 | -0.46971 | 1.4437
123 | 0.0021789 | 0.00054606 | -0.0021789 | -0.00054609 | 1.1696e-08 | -2.7794e-08 | 0.0033229 | 0.0033229 | 0.0033229 | 0.97573 | -0.46758 | 0.97572 | -0.46769 | 0.91289
124 | 0.012442 | 0.003119 | -0.01244 | -0.0031178 | 2.2025e-06 | 1.2073e-06 | 0.019009 | 0.019009 | 0.019009 | 0.97399 | -0.50139 | 0.97381 | -0.50511 | 5.2222
125 | 0.0084602 | 0.0021204 | -0.00846 | -0.0021203 | 2.2702e-07 | 1.0023e-07 | 0.012928 | 0.012928 | 0.012928 | 0.97381 | -0.50511 | 0.97378 | -0.50567 | 3.5515
126 | -0.0015214 | -0.00038129 | 0.0015214 | 0.00038124 | 1.0389e-08 | -5.705e-08 | 0.0023254 | 0.0023254 | 0.0023254 | 0.97351 | -0.51083 | 0.97352 | -0.51069 | 0.63885
127 | -0.0080347 | -0.0020136 | 0.0080355 | 0.0020139 | 7.3703e-07 | 3.0965e-07 | 0.012281 | 0.012281 | 0.012281 | 0.97352 | -0.51069 | 0.97362 | -0.50876 | 3.3739
128 | 0.0044833 | 0.0011229 | -0.004483 | -0.0011229 | 3.2359e-07 | -1.9664e-08 | 0.0068653 | 0.0068654 | 0.0068654 | 0.97169 | -0.54691 | 0.97161 | -0.54842 | 1.8861
129 | 0.011991 | 0.0030062 | -0.011988 | -0.0030047 | 2.7913e-06 | 1.5125e-06 | 0.018353 | 0.018353 | 0.018353 | 0.97221 | -0.53663 | 0.97196 | -0.54151 | 5.0419
130 | -0.00704 | -0.0017643 | 0.0070407 | 0.0017645 | 7.0862e-07 | 2.5209e-07 | 0.010781 | 0.010781 | 0.010781 | 0.97169 | -0.54679 | 0.9718 | -0.54467 | 2.9617
131 | 0.0037497 | 0.00093962 | -0.0037494 | -0.0009397 | 2.1931e-07 | -7.9343e-08 | 0.005742 | 0.0057421 | 0.0057421 | 0.97169 | -0.54679 | 0.97163 | -0.54802 | 1.5775
132 | -0.00955 | -0.0023934 | 0.0095514 | 0.0023941 | 1.438e-06 | 6.9807e-07 | 0.014623 | 0.014623 | 0.014623 | 0.9718 | -0.54467 | 0.97196 | -0.54151 | 4.0173
133 | 0.0010275 | 0.00025739 | -0.0010275 | -0.00025752 | 9.9479e-09 | -1.2631e-07 | 0.0015736 | 0.0015736 | 0.0015736 | 0.97161 | -0.54842 | 0.9716 | -0.54863 | 0.43231
134 | 0.0034555 | 0.00086555 | -0.0034551 | -0.00086575 | 3.6386e-07 | -1.962e-07 | 0.0052918 | 0.005292 | 0.005292 | 0.97161 | -0.54842 | 0.9715 | -0.55063 | 1.4538
135 | 0.0019807 | 0.00049624 | -0.0019807 | -0.0004964 | 5.4854e-08 | -1.6168e-07 | 0.0030337 | 0.0030338 | 0.0030338 | 0.9715 | -0.55063 | 0.97147 | -0.55122 | 0.83346

## res_trafo
| p_hv_mw | q_hv_mvar | p_lv_mw | q_lv_mvar | pl_mw | ql_mvar | i_hv_ka | i_lv_ka | vm_hv_pu | va_hv_degree | vm_lv_pu | va_lv_degree | loading_percent
0 | -1.2729e-15 | -1.3162e-15 | 0.00165 | 1.2699e-07 | 0.00165 | 1.2699e-07 | 5.2857e-17 | 0.0023815 | 0.99998 | 149.9956 | 1 | 0 | 0.2619

## res_ext_grid
| p_mw | q_mvar
0 | 0.41961 | 0.10726

## res_load
| p_mw | q_mvar
0 | 0.0014378 | 0.00036035
1 | 0.010873 | 0.0027251
2 | 0.011446 | 0.0028686
3 | 0.0092073 | 0.0023076
4 | 0.0072299 | 0.001812
5 | 0.012575 | 0.0031516
6 | 0.0033119 | 0.00083004
7 | 0.003571 | 0.00089497
8 | 0.0036355 | 0.00091113
9 | 0.0067367 | 0.0016884
10 | 0.0023241 | 0.00058246
11 | 0.0092007 | 0.0023059
12 | 0.0028682 | 0.00071885
13 | 0.0047873 | 0.0011998
14 | 0.014133 | 0.0035421
15 | 0.0078924 | 0.001978
16 | 0.0051775 | 0.0012976
17 | 0.0040328 | 0.0010107
18 | 0.0046638 | 0.0011689
19 | 0.0080623 | 0.0020206
20 | 0.0039607 | 0.00099265
21 | 0.0082948 | 0.0020789
22 | 0.0054005 | 0.0013535
23 | 0.0031328 | 0.00078515
24 | 0.0034329 | 0.00086036
25 | 0.0017892 | 0.00044842
26 | 0.0017091 | 0.00042833
27 | 0.0054643 | 0.0013695
28 | 0.0088388 | 0.0022152
29 | 0.0084487 | 0.0021174
30 | 0.0021944 | 0.00054997
31 | 0.0025198 | 0.00063151
32 | 0.0034638 | 0.00086812
33 | 0.0063203 | 0.001584
34 | 0.0026317 | 0.00065957
35 | 0.002411 | 0.00060426
36 | 0.0026404 | 0.00066175
37 | 0.003241 | 0.00081227
38 | 0.0019431 | 0.00048698
39 | 0.0017539 | 0.00043958
40 | 0.003345 | 0.00083835
41 | 0.0029484 | 0.00073894
42 | 0.0056447 | 0.0014147
43 | 0.0039347 | 0.00098614
44 | 0.0013756 | 0.00034477
45 | 0.003994 | 0.001001
46 | 0.00528 | 0.0013233
47 | 0.0025751 | 0.00064538
48 | 0.0023224 | 0.00058204
49 | 0.0032301 | 0.00080955
50 | 0.0029685 | 0.00074399
51 | 0.0035754 | 0.00089608
52 | 0.0040323 | 0.0010106
53 | 0.0020768 | 0.0005205
54 | 0.0030318 | 0.00075984
55 | 0.003114 | 0.00078044
56 | 0.0028252 | 0.00070806
57 | 0.003628 | 0.00090926
58 | 0.00077086 | 0.0001932
59 | 0.0039971 | 0.0010018
60 | 0.00049207 | 0.00012332
61 | 0.0024034 | 0.00060234
62 | 0.0028404 | 0.00071187
63 | 0.0018758 | 0.00047013
64 | 0.0022905 | 0.00057404
65 | 0.00084863 | 0.00021269
66 | 0.0040588 | 0.0010172
67 | 0.0016243 | 0.00040709
68 | 0.0039425 | 0.00098808
69 | 0.0036322 | 0.00091033
70 | 0.0044326 | 0.0011109
71 | 0.003967 | 0.00099421
72 | 0.0033876 | 0.00084902
73 | 0.0025566 | 0.00064075
74 | 0.0054434 | 0.0013642
75 | 0.0034068 | 0.00085383
76 | 0.0056225 | 0.0014091
77 | 0.0023264 | 0.00058304
78 | 0.0028576 | 0.00071619
79 | 0.0038311 | 0.00096017
80 | 0.0012446 | 0.00031192
81 | 0.0060487 | 0.0015159
82 | 0.0051219 | 0.0012837
83 | 0.0029243 | 0.00073291
84 | 0.0025703 | 0.00064417
85 | 0.0019296 | 0.00048361
86 | 0.0034455 | 0.00086354
87 | 0.0035593 | 0.00089206
88 | 0.0039798 | 0.00099742
89 | 0.00846 | 0.0021203
90 | 0.0015214 | 0.00038129
91 | 0.0065134 | 0.0016324
92 | 0.0015696 | 0.00039338
93 | 0.0010054 | 0.00025198
94 | 0.00083813 | 0.00021006
95 | 0.002751 | 0.00068946
96 | 0.0032903 | 0.00082464
97 | 0.0025093 | 0.00062888
98 | 0.0037494 | 0.0009397
99 | 0.0024363 | 0.0006106
100 | 0.0021789 | 0.00054609
101 | 0.0010275 | 0.00025752
102 | 0.0014744 | 0.00036951
103 | 0.0019807 | 0.0004964

## dtypes
| element | column | dtype
0 | bus | name | object
1 | bus | vn_kv | float64
2 | bus | type | object
3 | bus | zone | object
4 | bus | in_service | bool
5 | load | name | object
6 | load | bus | uint32
7 | load | p_mw | float64
8 | load | q_mvar | float64
9 | load | const_z_percent | float64
10 | load | const_i_percent | float64
11 | load | sn_mva | float64
12 | load | scaling | float64
13 | load | in_service | bool
14 | load | type | object
15 | ext_grid | name | object
16 | ext_grid | bus | uint32
17 | ext_grid | vm_pu | float64
18 | ext_grid | va_degree | float64
19 | ext_grid | slack_weight | float64
20 | ext_grid | in_service | bool
21 | line | name | object
22 | line | std_type | object
23 | line | from_bus | uint32
24 | line | to_bus | uint32
25 | line | length_km | float64
26 | line | r_ohm_per_km | float64
27 | line | x_ohm_per_km | float64
28 | line | c_nf_per_km | float64
29 | line | g_us_per_km | float64
30 | line | max_i_ka | float64
31 | line | df | float64
32 | line | parallel | uint32
33 | line | type | object
34 | line | in_service | bool
35 | trafo | name | object
36 | trafo | std_type | object
37 | trafo | hv_bus | uint32
38 | trafo | lv_bus | uint32
39 | trafo | sn_mva | float64
40 | trafo | vn_hv_kv | float64
41 | trafo | vn_lv_kv | float64
42 | trafo | vk_percent | float64
43 | trafo | vkr_percent | float64
44 | trafo | pfe_kw | float64
45 | trafo | i0_percent | float64
46 | trafo | shift_degree | float64
47 | trafo | tap_side | object
48 | trafo | tap_neutral | int32
49 | trafo | tap_min | int32
50 | trafo | tap_max | int32
51 | trafo | tap_step_percent | float64
52 | trafo | tap_step_degree | float64
53 | trafo | tap_pos | int32
54 | trafo | tap_phase_shifter | bool
55 | trafo | parallel | uint32
56 | trafo | df | float64
57 | trafo | in_service | bool
58 | line_geodata | coords | object
59 | bus_geodata | x | float64
60 | bus_geodata | y | float64
61 | bus_geodata | coords | object
62 | res_bus | vm_pu | float64
63 | res_bus | va_degree | float64
64 | res_bus | p_mw | float64
65 | res_bus | q_mvar | float64
66 | res_line | p_from_mw | float64
67 | res_line | q_from_mvar | float64
68 | res_line | p_to_mw | float64
69 | res_line | q_to_mvar | float64
70 | res_line | pl_mw | float64
71 | res_line | ql_mvar | float64
72 | res_line | i_from_ka | float64
73 | res_line | i_to_ka | float64
74 | res_line | i_ka | float64
75 | res_line | vm_from_pu | float64
76 | res_line | va_from_degree | float64
77 | res_line | vm_to_pu | float64
78 | res_line | va_to_degree | float64
79 | res_line | loading_percent | float64
80 | res_trafo | p_hv_mw | float64
81 | res_trafo | q_hv_mvar | float64
82 | res_trafo | p_lv_mw | float64
83 | res_trafo | q_lv_mvar | float64
84 | res_trafo | pl_mw | float64
85 | res_trafo | ql_mvar | float64
86 | res_trafo | i_hv_ka | float64
87 | res_trafo | i_lv_ka | float64
88 | res_trafo | vm_hv_pu | float64
89 | res_trafo | va_hv_degree | float64
90 | res_trafo | vm_lv_pu | float64
91 | res_trafo | va_lv_degree | float64
92 | res_trafo | loading_percent | float64
93 | res_ext_grid | p_mw | float64
94 | res_ext_grid | q_mvar | float64
95 | res_load | p_mw | float64
96 | res_load | q_mvar | float64

## parameters
| version | format_version | converged | OPF_converged | name | f_hz | sn_mva
0 | 2.14.6 | 2.14.0 | TRUE | FALSE |  | 50 | 1