## bus
| name | vn_kv | type | zone | in_service
0 | bus_LV_1347-3_0_7_node_0 | 0.4 | n |  | TRUE
1 | bus_LV_1347-3_0_7_node_1 | 0.4 | n |  | TRUE
2 | bus_LV_1347-3_0_7_node_2 | 0.4 | n |  | TRUE
3 | bus_LV_1347-3_0_7_node_6 | 0.4 | n |  | TRUE
4 | bus_LV_1347-3_0_7_node_7 | 0.4 | n |  | TRUE
5 | bus_LV_1347-3_0_7_node_11 | 0.4 | n |  | TRUE
6 | bus_LV_1347-3_0_7_node_3 | 0.4 | n |  | TRUE
7 | bus_LV_1347-3_0_7_node_4 | 0.4 | n |  | TRUE
8 | bus_LV_1347-3_0_7_node_5 | 0.4 | n |  | TRUE
9 | bus_LV_1347-3_0_7_node_8 | 0.4 | n |  | TRUE
10 | bus_LV_1347-3_0_7_node_9 | 0.4 | n |  | TRUE
11 | bus_LV_1347-3_0_7_node_26 | 0.4 | n |  | TRUE
12 | bus_LV_1347-3_0_7_node_124 | 0.4 | n |  | TRUE
13 | bus_LV_1347-3_0_7_node_12 | 0.4 | n |  | TRUE
14 | bus_LV_1347-3_0_7_node_28 | 0.4 | n |  | TRUE
15 | bus_LV_1347-3_0_7_node_24 | 0.4 | n |  | TRUE
16 | bus_LV_1347-3_0_7_node_125 | 0.4 | n |  | TRUE
17 | bus_LV_1347-3_0_7_node_13 | 0.4 | n |  | TRUE
18 | bus_LV_1347-3_0_7_node_14 | 0.4 | n |  | TRUE
19 | bus_LV_1347-3_0_7_node_15 | 0.4 | n |  | TRUE
20 | bus_LV_1347-3_0_7_node_16 | 0.4 | n |  | TRUE
21 | bus_LV_1347-3_0_7_node_17 | 0.4 | n |  | TRUE
22 | bus_LV_1347-3_0_7_node_18 | 0.4 | n |  | TRUE
23 | bus_LV_1347-3_0_7_node_22 | 0.4 | n |  | TRUE
24 | bus_LV_1347-3_0_7_node_19 | 0.4 | n |  | TRUE
25 | bus_LV_1347-3_0_7_node_20 | 0.4 | n |  | TRUE
26 | bus_LV_1347-3_0_7_node_21 | 0.4 | n |  | TRUE
27 | bus_LV_1347-3_0_7_node_52 | 0.4 | n |  | TRUE
28 | bus_LV_1347-3_0_7_node_42 | 0.4 | n |  | TRUE
29 | bus_LV_1347-3_0_7_node_51 | 0.4 | n |  | TRUE
30 | bus_LV_1347-3_0_7_node_23 | 0.4 | n |  | TRUE
31 | bus_LV_1347-3_0_7_node_25 | 0.4 | n |  | TRUE
32 | bus_LV_1347-3_0_7_node_27 | 0.4 | n |  | TRUE
33 | bus_LV_1347-3_0_7_node_29 | 0.4 | n |  | TRUE
34 | bus_LV_1347-3_0_7_node_30 | 0.4 | n |  | TRUE
35 | bus_LV_1347-3_0_7_node_31 | 0.4 | n |  | TRUE
36 | bus_LV_1347-3_0_7_node_40 | 0.4 | n |  | TRUE
37 | bus_LV_1347-3_0_7_node_41 | 0.4 | n |  | TRUE
38 | bus_LV_1347-3_0_7_node_32 | 0.4 | n |  | TRUE
39 | bus_LV_1347-3_0_7_node_33 | 0.4 | n |  | TRUE
40 | bus_LV_1347-3_0_7_node_34 | 0.4 | n |  | TRUE
41 | bus_LV_1347-3_0_7_node_35 | 0.4 | n |  | TRUE
42 | bus_LV_1347-3_0_7_node_36 | 0.4 | n |  | TRUE
43 | bus_LV_1347-3_0_7_node_37 | 0.4 | n |  | TRUE
44 | bus_LV_1347-3_0_7_node_38 | 0.4 | n |  | TRUE
45 | bus_LV_1347-3_0_7_node_39 | 0.4 | n |  | TRUE
46 | bus_LV_1347-3_0_7_node_43 | 0.4 | n |  | TRUE
47 | bus_LV_1347-3_0_7_node_92 | 0.4 | n |  | TRUE
48 | bus_LV_1347-3_0_7_node_90 | 0.4 | n |  | TRUE
49 | bus_LV_1347-3_0_7_node_93 | 0.4 | n |  | TRUE
50 | bus_LV_1347-3_0_7_node_91 | 0.4 | n |  | TRUE
51 | bus_LV_1347-3_0_7_node_89 | 0.4 | n |  | TRUE
52 | bus_LV_1347-3_0_7_node_44 | 0.4 | n |  | TRUE
53 | bus_LV_1347-3_0_7_node_45 | 0.4 | n |  | TRUE
54 | bus_LV_1347-3_0_7_node_46 | 0.4 | n |  | TRUE
55 | bus_LV_1347-3_0_7_node_47 | 0.4 | n |  | TRUE
56 | bus_LV_1347-3_0_7_node_48 | 0.4 | n |  | TRUE
57 | bus_LV_1347-3_0_7_node_49 | 0.4 | n |  | TRUE
58 | bus_LV_1347-3_0_7_node_50 | 0.4 | n |  | TRUE
59 | bus_LV_1347-3_0_7_node_53 | 0.4 | n |  | TRUE
60 | bus_LV_1347-3_0_7_node_54 | 0.4 | n |  | TRUE
61 | bus_LV_1347-3_0_7_node_55 | 0.4 | n |  | TRUE
62 | bus_LV_1347-3_0_7_node_64 | 0.4 | n |  | TRUE
63 | bus_LV_1347-3_0_7_node_65 | 0.4 | n |  | TRUE
64 | bus_LV_1347-3_0_7_node_56 | 0.4 | n |  | TRUE
65 | bus_LV_1347-3_0_7_node_57 | 0.4 | n |  | TRUE
66 | bus_LV_1347-3_0_7_node_74 | 0.4 | n |  | TRUE
67 | bus_LV_1347-3_0_7_node_75 | 0.4 | n |  | TRUE
68 | bus_LV_1347-3_0_7_node_62 | 0.4 | n |  | TRUE
69 | bus_LV_1347-3_0_7_node_58 | 0.4 | n |  | TRUE
70 | bus_LV_1347-3_0_7_node_59 | 0.4 | n |  | TRUE
71 | bus_LV_1347-3_0_7_node_60 | 0.4 | n |  | TRUE
72 | bus_LV_1347-3_0_7_node_61 | 0.4 | n |  | TRUE
73 | bus_LV_1347-3_0_7_node_63 | 0.4 | n |  | TRUE
74 | bus_LV_1347-3_0_7_node_66 | 0.4 | n |  | TRUE
75 | bus_LV_1347-3_0_7_node_86 | 0.4 | n |  | TRUE
76 | bus_LV_1347-3_0_7_node_85 | 0.4 | n |  | TRUE
77 | bus_LV_1347-3_0_7_node_67 | 0.4 | n |  | TRUE
78 | bus_LV_1347-3_0_7_node_68 | 0.4 | n |  | TRUE
79 | bus_LV_1347-3_0_7_node_69 | 0.4 | n |  | TRUE
80 | bus_LV_1347-3_0_7_node_70 | 0.4 | n |  | TRUE
81 | bus_LV_1347-3_0_7_node_71 | 0.4 | n |  | TRUE
82 | bus_LV_1347-3_0_7_node_72 | 0.4 | n |  | TRUE
83 | bus_LV_1347-3_0_7_node_73 | 0.4 | n |  | TRUE
84 | bus_LV_1347-3_0_7_node_84 | 0.4 | n |  | TRUE
85 | bus_LV_1347-3_0_7_node_82 | 0.4 | n |  | TRUE
86 | bus_LV_1347-3_0_7_node_76 | 0.4 | n |  | TRUE
87 | bus_LV_1347-3_0_7_node_181 | 0.4 | n |  | TRUE
88 | bus_LV_1347-3_0_7_node_78 | 0.4 | n |  | TRUE
89 | bus_LV_1347-3_0_7_node_77 | 0.4 | n |  | TRUE
90 | bus_LV_1347-3_0_7_node_80 | 0.4 | n |  | TRUE
91 | bus_LV_1347-3_0_7_node_79 | 0.4 | n |  | TRUE
92 | bus_LV_1347-3_0_7_node_179 | 0.4 | n |  | TRUE
93 | bus_LV_1347-3_0_7_node_81 | 0.4 | n |  | TRUE
94 | bus_LV_1347-3_0_7_node_83 | 0.4 | n |  | TRUE
95 | bus_LV_1347-3_0_7_node_87 | 0.4 | n |  | TRUE
96 | bus_LV_1347-3_0_7_node_88 | 0.4 | n |  | TRUE
97 | bus_LV_1347-3_0_7_node_177 | 0.4 | n |  | TRUE
98 | bus_LV_1347-3_0_7_node_178 | 0.4 | n |  | TRUE
99 | bus_LV_1347-3_0_7_node_95 | 0.4 | n |  | TRUE
100 | bus_LV_1347-3_0_7_node_96 | 0.4 | n |  | TRUE
101 | bus_LV_1347-3_0_7_node_97 | 0.4 | n |  | TRUE
102 | bus_LV_1347-3_0_7_node_120 | 0.4 | n |  | TRUE
103 | bus_LV_1347-3_0_7_node_98 | 0.4 | n |  | TRUE
104 | bus_LV_1347-3_0_7_node_121 | 0.4 | n |  | TRUE
105 | bus_LV_1347-3_0_7_node_119 | 0.4 | n |  | TRUE
106 | bus_LV_1347-3_0_7_node_99 | 0.4 | n |  | TRUE
107 | bus_LV_1347-3_0_7_node_102 | 0.4 | n |  | TRUE
108 | bus_LV_1347-3_0_7_node_100 | 0.4 | n |  | TRUE
109 | bus_LV_1347-3_0_7_node_101 | 0.4 | n |  | TRUE
110 | bus_LV_1347-3_0_7_node_103 | 0.4 | n |  | TRUE
111 | bus_LV_1347-3_0_7_node_115 | 0.4 | n |  | TRUE
112 | bus_LV_1347-3_0_7_node_116 | 0.4 | n |  | TRUE
113 | bus_LV_1347-3_0_7_node_114 | 0.4 | n |  | TRUE
114 | bus_LV_1347-3_0_7_node_105 | 0.4 | n |  | TRUE
115 | bus_LV_1347-3_0_7_node_106 | 0.4 | n |  | TRUE
116 | bus_LV_1347-3_0_7_node_107 | 0.4 | n |  | TRUE
117 | bus_LV_1347-3_0_7_node_108 | 0.4 | n |  | TRUE
118 | bus_LV_1347-3_0_7_node_109 | 0.4 | n |  | TRUE
119 | bus_LV_1347-3_0_7_node_112 | 0.4 | n |  | TRUE
120 | bus_LV_1347-3_0_7_node_110 | 0.4 | n |  | TRUE
121 | bus_LV_1347-3_0_7_node_111 | 0.4 | n |  | TRUE
122 | bus_LV_1347-3_0_7_node_117 | 0.4 | n |  | TRUE
123 | bus_LV_1347-3_0_7_node_118 | 0.4 | n |  | TRUE
124 | bus_LV_1347-3_0_7_node_122 | 0.4 | n |  | TRUE
125 | bus_LV_1347-3_0_7_node_123 | 0.4 | n |  | TRUE
126 | bus_MV_19_0_node_132 | 20 | n |  | TRUE

## load
| name | bus | p_mw | q_mvar | const_z_percent | const_i_percent | sn_mva | scaling | in_service | type
0 | LV_1347-3_0_7_load_0 | 0 | 0.0013593 | 0.00034067 | 0 | 0 |  | 1 | TRUE | wye
1 | LV_1347-3_0_7_load_1 | 1 | 0.0010083 | 0.00025269 | 0 | 0 |  | 1 | TRUE | wye
2 | LV_1347-3_0_7_load_6 | 3 | 0.00059585 | 0.00014933 | 0 | 0 |  | 1 | TRUE | wye
3 | LV_1347-3_0_7_load_7 | 4 | 0.0026776 | 0.00067108 | 0 | 0 |  | 1 | TRUE | wye
4 | LV_1347-3_0_7_load_11 | 5 | 0.00099618 | 0.00024967 | 0 | 0 |  | 1 | TRUE | wye
5 | LV_1347-3_0_7_load_4 | 7 | 0.00089175 | 0.00022349 | 0 | 0 |  | 1 | TRUE | wye
6 | LV_1347-3_0_7_load_8 | 9 | 0.0013577 | 0.00034027 | 0 | 0 |  | 1 | TRUE | wye
7 | LV_1347-3_0_7_load_9 | 10 | 0.0010268 | 0.00025734 | 0 | 0 |  | 1 | TRUE | wye
8 | LV_1347-3_0_7_load_124 | 12 | 0.00065266 | 0.00016357 | 0 | 0 |  | 1 | TRUE | wye
9 | LV_1347-3_0_7_load_12 | 13 | 0.0010449 | 0.00026188 | 0 | 0 |  | 1 | TRUE | wye
10 | LV_1347-3_0_7_load_28 | 14 | 0.00067147 | 0.00016829 | 0 | 0 |  | 1 | TRUE | wye
11 | LV_1347-3_0_7_load_24 | 15 | 0.00061039 | 0.00015298 | 0 | 0 |  | 1 | TRUE | wye
12 | LV_1347-3_0_7_load_125 | 16 | 0.00023065 | 5.7806e-05 | 0 | 0 |  | 1 | TRUE | wye
13 | LV_1347-3_0_7_load_14 | 18 | 0.00074419 | 0.00018651 | 0 | 0 |  | 1 | TRUE | wye
14 | LV_1347-3_0_7_load_15 | 19 | 0.00094619 | 0.00023714 | 0 | 0 |  | 1 | TRUE | wye
15 | LV_1347-3_0_7_load_16 | 20 | 0.0011978 | 0.0003002 | 0 | 0 |  | 1 | TRUE | wye
16 | LV_1347-3_0_7_load_17 | 21 | 0.0003928 | 9.8445e-05 | 0 | 0 |  | 1 | TRUE | wye
17 | LV_1347-3_0_7_load_18 | 22 | 0.00054086 | 0.00013555 | 0 | 0 |  | 1 | TRUE | wye
18 | LV_1347-3_0_7_load_22 | 23 | 0.00056483 | 0.00014156 | 0 | 0 |  | 1 | TRUE | wye
19 | LV_1347-3_0_7_load_19 | 24 | 0.00084707 | 0.0002123 | 0 | 0 |  | 1 | TRUE | wye
20 | LV_1347-3_0_7_load_20 | 25 | 0.0011613 | 0.00029104 | 0 | 0 |  | 1 | TRUE | wye
21 | LV_1347-3_0_7_load_21 | 26 | 0.00076649 | 0.0001921 | 0 | 0 |  | 1 | TRUE | wye
22 | LV_1347-3_0_7_load_42 | 28 | 0.0011973 | 0.00030007 | 0 | 0 |  | 1 | TRUE | wye
23 | LV_1347-3_0_7_load_51 | 29 | 0.00058072 | 0.00014554 | 0 | 0 |  | 1 | TRUE | wye
24 | LV_1347-3_0_7_load_23 | 30 | 0.0022898 | 0.00057389 | 0 | 0 |  | 1 | TRUE | wye
25 | LV_1347-3_0_7_load_25 | 31 | 0.0016673 | 0.00041786 | 0 | 0 |  | 1 | TRUE | wye
26 | LV_1347-3_0_7_load_27 | 32 | 0.011342 | 0.0028425 | 0 | 0 |  | 1 | TRUE | wye
27 | LV_1347-3_0_7_load_29 | 33 | 0.0037197 | 0.00093223 | 0 | 0 |  | 1 | TRUE | wye
28 | LV_1347-3_0_7_load_30 | 34 | 0.0030847 | 0.00077309 | 0 | 0 |  | 1 | TRUE | wye
29 | LV_1347-3_0_7_load_41 | 37 | 0.0025354 | 0.00063542 | 0 | 0 |  | 1 | TRUE | wye
30 | LV_1347-3_0_7_load_32 | 38 | 0.0011339 | 0.00028419 | 0 | 0 |  | 1 | TRUE | wye
31 | LV_1347-3_0_7_load_33 | 39 | 0.00033723 | 8.4519e-05 | 0 | 0 |  | 1 | TRUE | wye
32 | LV_1347-3_0_7_load_35 | 41 | 0.0005716 | 0.00014326 | 0 | 0 |  | 1 | TRUE | wye
33 | LV_1347-3_0_7_load_37 | 43 | 0.00057965 | 0.00014527 | 0 | 0 |  | 1 | TRUE | wye
34 | LV_1347-3_0_7_load_38 | 44 | 0.0004969 | 0.00012454 | 0 | 0 |  | 1 | TRUE | wye
35 | LV_1347-3_0_7_load_92 | 47 | 0.0010875 | 0.00027255 | 0 | 0 |  | 1 | TRUE | wye
36 | LV_1347-3_0_7_load_93 | 49 | 0.00052818 | 0.00013237 | 0 | 0 |  | 1 | TRUE | wye
37 | LV_1347-3_0_7_load_91 | 50 | 0.0013517 | 0.00033876 | 0 | 0 |  | 1 | TRUE | wye
38 | LV_1347-3_0_7_load_89 | 51 | 0.0010113 | 0.00025345 | 0 | 0 |  | 1 | TRUE | wye
39 | LV_1347-3_0_7_load_44 | 52 | 0.0010646 | 0.00026681 | 0 | 0 |  | 1 | TRUE | wye
40 | LV_1347-3_0_7_load_45 | 53 | 0.00091133 | 0.0002284 | 0 | 0 |  | 1 | TRUE | wye
41 | LV_1347-3_0_7_load_48 | 56 | 0.00089308 | 0.00022383 | 0 | 0 |  | 1 | TRUE | wye
42 | LV_1347-3_0_7_load_49 | 57 | 0.0012263 | 0.00030734 | 0 | 0 |  | 1 | TRUE | wye
43 | LV_1347-3_0_7_load_53 | 59 | 0.0020156 | 0.00050515 | 0 | 0 |  | 1 | TRUE | wye
44 | LV_1347-3_0_7_load_54 | 60 | 0.00044033 | 0.00011036 | 0 | 0 |  | 1 | TRUE | wye
45 | LV_1347-3_0_7_load_55 | 61 | 0.0015096 | 0.00037834 | 0 | 0 |  | 1 | TRUE | wye
46 | LV_1347-3_0_7_load_64 | 62 | 0.0014659 | 0.00036739 | 0 | 0 |  | 1 | TRUE | wye
47 | LV_1347-3_0_7_load_65 | 63 | 0.00083278 | 0.00020871 | 0 | 0 |  | 1 | TRUE | wye
48 | LV_1347-3_0_7_load_56 | 64 | 0.00086259 | 0.00021619 | 0 | 0 |  | 1 | TRUE | wye
49 | LV_1347-3_0_7_load_74 | 66 | 0.0017414 | 0.00043643 | 0 | 0 |  | 1 | TRUE | wye
50 | LV_1347-3_0_7_load_62 | 68 | 0.0010904 | 0.00027329 | 0 | 0 |  | 1 | TRUE | wye
51 | LV_1347-3_0_7_load_58 | 69 | 0.00027643 | 6.928e-05 | 0 | 0 |  | 1 | TRUE | wye
52 | LV_1347-3_0_7_load_60 | 71 | 0.00025744 | 6.4521e-05 | 0 | 0 |  | 1 | TRUE | wye
53 | LV_1347-3_0_7_load_61 | 72 | 0.00037205 | 9.3244e-05 | 0 | 0 |  | 1 | TRUE | wye
54 | LV_1347-3_0_7_load_63 | 73 | 0.00094822 | 0.00023765 | 0 | 0 |  | 1 | TRUE | wye
55 | LV_1347-3_0_7_load_66 | 74 | 0.00054367 | 0.00013626 | 0 | 0 |  | 1 | TRUE | wye
56 | LV_1347-3_0_7_load_86 | 75 | 0.0014398 | 0.00036085 | 0 | 0 |  | 1 | TRUE | wye
57 | LV_1347-3_0_7_load_67 | 77 | 0.00078691 | 0.00019722 | 0 | 0 |  | 1 | TRUE | wye
58 | LV_1347-3_0_7_load_68 | 78 | 0.001658 | 0.00041552 | 0 | 0 |  | 1 | TRUE | wye
59 | LV_1347-3_0_7_load_69 | 79 | 0.0024784 | 0.00062113 | 0 | 0 |  | 1 | TRUE | wye
60 | LV_1347-3_0_7_load_70 | 80 | 0.00086328 | 0.00021636 | 0 | 0 |  | 1 | TRUE | wye
61 | LV_1347-3_0_7_load_71 | 81 | 0.00059115 | 0.00014816 | 0 | 0 |  | 1 | TRUE | wye
62 | LV_1347-3_0_7_load_72 | 82 | 0.0005768 | 0.00014456 | 0 | 0 |  | 1 | TRUE | wye
63 | LV_1347-3_0_7_load_73 | 83 | 0.0010789 | 0.0002704 | 0 | 0 |  | 1 | TRUE | wye
64 | LV_1347-3_0_7_load_84 | 84 | 0.00064476 | 0.00016159 | 0 | 0 |  | 1 | TRUE | wye
65 | LV_1347-3_0_7_load_76 | 86 | 0.0046847 | 0.0011741 | 0 | 0 |  | 1 | TRUE | wye
66 | LV_1347-3_0_7_load_80 | 90 | 0.0014577 | 0.00036532 | 0 | 0 |  | 1 | TRUE | wye
67 | LV_1347-3_0_7_load_79 | 91 | 0.0018642 | 0.00046722 | 0 | 0 |  | 1 | TRUE | wye
68 | LV_1347-3_0_7_load_179 | 92 | 0.0004736 | 0.0001187 | 0 | 0 |  | 1 | TRUE | wye
69 | LV_1347-3_0_7_load_81 | 93 | 0.00033188 | 8.3176e-05 | 0 | 0 |  | 1 | TRUE | wye
70 | LV_1347-3_0_7_load_83 | 94 | 0.00075172 | 0.0001884 | 0 | 0 |  | 1 | TRUE | wye
71 | LV_1347-3_0_7_load_87 | 95 | 0.0037692 | 0.00094466 | 0 | 0 |  | 1 | TRUE | wye
72 | LV_1347-3_0_7_load_88 | 96 | 0.0014754 | 0.00036978 | 0 | 0 |  | 1 | TRUE | wye
73 | LV_1347-3_0_7_load_177 | 97 | 0.001782 | 0.0004466 | 0 | 0 |  | 1 | TRUE | wye
74 | LV_1347-3_0_7_load_178 | 98 | 0.0024948 | 0.00062525 | 0 | 0 |  | 1 | TRUE | wye
75 | LV_1347-3_0_7_load_95 | 99 | 0.0005234 | 0.00013118 | 0 | 0 |  | 1 | TRUE | wye
76 | LV_1347-3_0_7_load_96 | 100 | 0.0014452 | 0.0003622 | 0 | 0 |  | 1 | TRUE | wye
77 | LV_1347-3_0_7_load_97 | 101 | 0.00030831 | 7.7269e-05 | 0 | 0 |  | 1 | TRUE | wye
78 | LV_1347-3_0_7_load_120 | 102 | 0.00020908 | 5.2401e-05 | 0 | 0 |  | 1 | TRUE | wye
79 | LV_1347-3_0_7_load_121 | 104 | 0.00010662 | 2.6722e-05 | 0 | 0 |  | 1 | TRUE | wye
80 | LV_1347-3_0_7_load_119 | 105 | 0.00012497 | 3.1319e-05 | 0 | 0 |  | 1 | TRUE | wye
81 | LV_1347-3_0_7_load_102 | 107 | 0.00061695 | 0.00015462 | 0 | 0 |  | 1 | TRUE | wye
82 | LV_1347-3_0_7_load_100 | 108 | 0.00029317 | 7.3476e-05 | 0 | 0 |  | 1 | TRUE | wye
83 | LV_1347-3_0_7_load_101 | 109 | 0.0016361 | 0.00041004 | 0 | 0 |  | 1 | TRUE | wye
84 | LV_1347-3_0_7_load_103 | 110 | 0.00027897 | 6.9918e-05 | 0 | 0 |  | 1 | TRUE | wye
85 | LV_1347-3_0_7_load_115 | 111 | 0.00036973 | 9.2662e-05 | 0 | 0 |  | 1 | TRUE | wye
86 | LV_1347-3_0_7_load_116 | 112 | 0.00060641 | 0.00015198 | 0 | 0 |  | 1 | TRUE | wye
87 | LV_1347-3_0_7_load_114 | 113 | 0.00014599 | 3.6589e-05 | 0 | 0 |  | 1 | TRUE | wye
88 | LV_1347-3_0_7_load_105 | 114 | 0.00017182 | 4.3063e-05 | 0 | 0 |  | 1 | TRUE | wye
89 | LV_1347-3_0_7_load_108 | 117 | 0.0001368 | 3.4285e-05 | 0 | 0 |  | 1 | TRUE | wye
90 | LV_1347-3_0_7_load_109 | 118 | 0.0023105 | 0.00057907 | 0 | 0 |  | 1 | TRUE | wye
91 | LV_1347-3_0_7_load_112 | 119 | 0.00075741 | 0.00018983 | 0 | 0 |  | 1 | TRUE | wye
92 | LV_1347-3_0_7_load_110 | 120 | 0.0004093 | 0.00010258 | 0 | 0 |  | 1 | TRUE | wye
93 | LV_1347-3_0_7_load_111 | 121 | 0.00061167 | 0.0001533 | 0 | 0 |  | 1 | TRUE | wye
94 | LV_1347-3_0_7_load_117 | 122 | 0.00043754 | 0.00010966 | 0 | 0 |  | 1 | TRUE | wye
95 | LV_1347-3_0_7_load_118 | 123 | 0.00010341 | 2.5916e-05 | 0 | 0 |  | 1 | TRUE | wye
96 | LV_1347-3_0_7_load_122 | 124 | 0.00024011 | 6.0177e-05 | 0 | 0 |  | 1 | TRUE | wye
97 | LV_1347-3_0_7_load_123 | 125 | 0.0002424 | 6.0751e-05 | 0 | 0 |  | 1 | TRUE | wye

## ext_grid
| name | bus | vm_pu | va_degree | slack_weight | in_service
0 |  | 42 | 1 | 0 | 1 | TRUE

## line
| name | std_type | from_bus | to_bus | length_km | r_ohm_per_km | x_ohm_per_km | c_nf_per_km | g_us_per_km | max_i_ka | df | parallel | type | in_service
0 | LV_1347-3_0_7_line_0 |  | 0 | 1 | 0.031946 | 0.125 | 0.08 | 261 | 0 | 0.364 | 1 | 1 | cs | TRUE
1 | LV_1347-3_0_7_line_1 |  | 1 | 2 | 0.018095 | 0.125 | 0.08 | 261 | 0 | 0.364 | 1 | 1 | cs | TRUE
2 | LV_1347-3_0_7_line_2 |  | 2 | 3 | 0.027859 | 0.125 | 0.08 | 261 | 0 | 0.364 | 1 | 1 | cs | TRUE
3 | LV_1347-3_0_7_line_3 |  | 2 | 4 | 0.039798 | 0.125 | 0.08 | 261 | 0 | 0.364 | 1 | 2 | cs | TRUE
4 | LV_1347-3_0_7_line_4 |  | 4 | 5 | 0.027899 | 0.125 | 0.08 | 261 | 0 | 0.364 | 1 | 5 | cs | TRUE
5 | LV_1347-3_0_7_line_5 |  | 5 | 13 | 0.03149 | 0.125 | 0.08 | 261 | 0 | 0.364 | 1 | 5 | cs | TRUE
6 | LV_1347-3_0_7_line_6 |  | 6 | 7 | 0.083122 | 0.125 | 0.08 | 261 | 0 | 0.364 | 1 | 5 | cs | TRUE
7 | LV_1347-3_0_7_line_7 |  | 6 | 8 | 0.10001 | 0.125 | 0.08 | 261 | 0 | 0.364 | 1 | 5 | cs | TRUE
8 | LV_1347-3_0_7_line_8 |  | 7 | 9 | 0.024961 | 0.125 | 0.08 | 261 | 0 | 0.364 | 1 | 5 | cs | TRUE
9 | LV_1347-3_0_7_line_9 |  | 8 | 10 | 0.16781 | 0.125 | 0.08 | 261 | 0 | 0.364 | 1 | 5 | cs | TRUE
10 | LV_1347-3_0_7_line_10 |  | 9 | 11 | 0.021404 | 0.125 | 0.08 | 261 | 0 | 0.364 | 1 | 5 | cs | TRUE
11 | LV_1347-3_0_7_line_11 |  | 10 | 12 | 0.049439 | 0.125 | 0.08 | 261 | 0 | 0.364 | 1 | 5 | cs | TRUE
12 | LV_1347-3_0_7_line_12 |  | 11 | 14 | 0.14148 | 0.125 | 0.08 | 261 | 0 | 0.364 | 1 | 1 | cs | TRUE
13 | LV_1347-3_0_7_line_13 |  | 11 | 15 | 0.098624 | 0.125 | 0.08 | 261 | 0 | 0.364 | 1 | 5 | cs | TRUE
14 | LV_1347-3_0_7_line_14 |  | 12 | 16 | 0.070192 | 0.125 | 0.08 | 261 | 0 | 0.364 | 1 | 5 | cs | TRUE
15 | LV_1347-3_0_7_line_15 |  | 13 | 17 | 0.07056 | 0.125 | 0.08 | 261 | 0 | 0.364 | 1 | 5 | cs | TRUE
16 | LV_1347-3_0_7_line_16 |  | 14 | 34 | 0.025922 | 0.125 | 0.08 | 261 | 0 | 0.364 | 1 | 1 | cs | TRUE
17 | LV_1347-3_0_7_line_17 |  | 15 | 30 | 0.023462 | 0.125 | 0.08 | 261 | 0 | 0.364 | 1 | 5 | cs | TRUE
18 | LV_1347-3_0_7_line_18 |  | 16 | 125 | 0.023076 | 0.125 | 0.08 | 261 | 0 | 0.364 | 1 | 5 | cs | TRUE
19 | LV_1347-3_0_7_line_19 |  | 17 | 18 | 0.030802 | 0.125 | 0.08 | 261 | 0 | 0.364 | 1 | 5 | cs | TRUE
20 | LV_1347-3_0_7_line_20 |  | 17 | 19 | 0.069754 | 0.125 | 0.08 | 261 | 0 | 0.364 | 1 | 1 | cs | TRUE
21 | LV_1347-3_0_7_line_21 |  | 18 | 20 | 0.015951 | 0.125 | 0.08 | 261 | 0 | 0.364 | 1 | 5 | cs | TRUE
22 | LV_1347-3_0_7_line_22 |  | 19 | 21 | 0.00029145 | 0.125 | 0.08 | 261 | 0 | 0.364 | 1 | 1 | cs | TRUE
23 | LV_1347-3_0_7_line_23 |  | 20 | 22 | 0.02001 | 0.125 | 0.08 | 261 | 0 | 0.364 | 1 | 5 | cs | TRUE
24 | LV_1347-3_0_7_line_24 |  | 21 | 23 | 0.020804 | 0.125 | 0.08 | 261 | 0 | 0.364 | 1 | 1 | cs | TRUE
25 | LV_1347-3_0_7_line_25 |  | 22 | 24 | 0.062621 | 0.125 | 0.08 | 261 | 0 | 0.364 | 1 | 5 | cs | TRUE
26 | LV_1347-3_0_7_line_26 |  | 24 | 25 | 0.014694 | 0.125 | 0.08 | 261 | 0 | 0.364 | 1 | 5 | cs | TRUE
27 | LV_1347-3_0_7_line_27 |  | 25 | 26 | 0.016067 | 0.125 | 0.08 | 261 | 0 | 0.364 | 1 | 5 | cs | TRUE
28 | LV_1347-3_0_7_line_28 |  | 26 | 27 | 0.015074 | 0.125 | 0.08 | 261 | 0 | 0.364 | 1 | 5 | cs | TRUE
29 | LV_1347-3_0_7_line_29 |  | 27 | 28 | 0.041248 | 0.125 | 0.08 | 261 | 0 | 0.364 | 1 | 5 | cs | TRUE
30 | LV_1347-3_0_7_line_30 |  | 27 | 29 | 0.018118 | 0.125 | 0.08 | 261 | 0 | 0.364 | 1 | 1 | cs | TRUE
31 | LV_1347-3_0_7_line_31 |  | 28 | 36 | 0.076398 | 0.125 | 0.08 | 261 | 0 | 0.364 | 1 | 5 | cs | TRUE
32 | LV_1347-3_0_7_line_32 |  | 29 | 58 | 0.026043 | 0.125 | 0.08 | 261 | 0 | 0.364 | 1 | 1 | cs | TRUE
33 | LV_1347-3_0_7_line_33 |  | 30 | 31 | 0.091481 | 0.125 | 0.08 | 261 | 0 | 0.364 | 1 | 5 | cs | TRUE
34 | LV_1347-3_0_7_line_34 |  | 31 | 32 | 0.085954 | 0.125 | 0.08 | 261 | 0 | 0.364 | 1 | 5 | cs | TRUE
35 | LV_1347-3_0_7_line_35 |  | 32 | 33 | 0.0024851 | 0.125 | 0.08 | 261 | 0 | 0.364 | 1 | 5 | cs | TRUE
36 | LV_1347-3_0_7_line_36 |  | 33 | 35 | 0.052869 | 0.125 | 0.08 | 261 | 0 | 0.364 | 1 | 5 | cs | TRUE
37 | LV_1347-3_0_7_line_37 |  | 35 | 36 | 0.043447 | 0.125 | 0.08 | 261 | 0 | 0.364 | 1 | 5 | cs | TRUE
38 | LV_1347-3_0_7_line_38 |  | 36 | 37 | 0.057546 | 0.125 | 0.08 | 261 | 0 | 0.364 | 1 | 1 | cs | TRUE
39 | LV_1347-3_0_7_line_39 |  | 38 | 39 | 0.054762 | 0.125 | 0.08 | 261 | 0 | 0.364 | 1 | 1 | cs | TRUE
40 | LV_1347-3_0_7_line_40 |  | 39 | 40 | 0.092348 | 0.125 | 0.08 | 261 | 0 | 0.364 | 1 | 1 | cs | TRUE
41 | LV_1347-3_0_7_line_41 |  | 40 | 41 | 0.018834 | 0.125 | 0.08 | 261 | 0 | 0.364 | 1 | 1 | cs | TRUE
42 | LV_1347-3_0_7_line_42 |  | 41 | 42 | 0.16685 | 0.125 | 0.08 | 261 | 0 | 0.364 | 1 | 1 | cs | TRUE
43 | LV_1347-3_0_7_line_43 |  | 42 | 43 | 0.03918 | 0.125 | 0.08 | 261 | 0 | 0.364 | 1 | 1 | cs | TRUE
44 | LV_1347-3_0_7_line_44 |  | 42 | 44 | 0.081125 | 0.125 | 0.08 | 261 | 0 | 0.364 | 1 | 5 | cs | TRUE
45 | LV_1347-3_0_7_line_45 |  | 44 | 45 | 0.083653 | 0.125 | 0.08 | 261 | 0 | 0.364 | 1 | 5 | cs | TRUE
46 | LV_1347-3_0_7_line_46 |  | 45 | 46 | 0.01485 | 0.125 | 0.08 | 261 | 0 | 0.364 | 1 | 5 | cs | TRUE
47 | LV_1347-3_0_7_line_47 |  | 46 | 47 | 0.089633 | 0.125 | 0.08 | 261 | 0 | 0.364 | 1 | 1 | cs | TRUE
48 | LV_1347-3_0_7_line_48 |  | 46 | 48 | 0.007928 | 0.125 | 0.08 | 261 | 0 | 0.364 | 1 | 5 | cs | TRUE
49 | LV_1347-3_0_7_line_49 |  | 47 | 49 | 0.023392 | 0.125 | 0.08 | 261 | 0 | 0.364 | 1 | 1 | cs | TRUE
50 | LV_1347-3_0_7_line_50 |  | 48 | 50 | 0.005004 | 0.125 | 0.08 | 261 | 0 | 0.364 | 1 | 1 | cs | TRUE
51 | LV_1347-3_0_7_line_51 |  | 48 | 51 | 0.039563 | 0.125 | 0.08 | 261 | 0 | 0.364 | 1 | 5 | cs | TRUE
52 | LV_1347-3_0_7_line_52 |  | 51 | 83 | 0.028048 | 0.125 | 0.08 | 261 | 0 | 0.364 | 1 | 5 | cs | TRUE
53 | LV_1347-3_0_7_line_53 |  | 52 | 53 | 0.0080967 | 0.125 | 0.08 | 261 | 0 | 0.364 | 1 | 1 | cs | TRUE
54 | LV_1347-3_0_7_line_54 |  | 53 | 54 | 0.025075 | 0.125 | 0.08 | 261 | 0 | 0.364 | 1 | 1 | cs | TRUE
55 | LV_1347-3_0_7_line_55 |  | 54 | 55 | 0.026866 | 0.125 | 0.08 | 261 | 0 | 0.364 | 1 | 1 | cs | TRUE
56 | LV_1347-3_0_7_line_56 |  | 55 | 56 | 0.045633 | 0.125 | 0.08 | 261 | 0 | 0.364 | 1 | 1 | cs | TRUE
57 | LV_1347-3_0_7_line_57 |  | 56 | 57 | 0.016472 | 0.125 | 0.08 | 261 | 0 | 0.364 | 1 | 1 | cs | TRUE
58 | LV_1347-3_0_7_line_58 |  | 57 | 58 | 0.0096028 | 0.125 | 0.08 | 261 | 0 | 0.364 | 1 | 1 | cs | TRUE
59 | LV_1347-3_0_7_line_59 |  | 59 | 60 | 0.025084 | 0.125 | 0.08 | 261 | 0 | 0.364 | 1 | 1 | cs | TRUE
60 | LV_1347-3_0_7_line_60 |  | 60 | 61 | 0.024063 | 0.125 | 0.08 | 261 | 0 | 0.364 | 1 | 1 | cs | TRUE
61 | LV_1347-3_0_7_line_61 |  | 61 | 64 | 0.0036752 | 0.125 | 0.08 | 261 | 0 | 0.364 | 1 | 1 | cs | TRUE
62 | LV_1347-3_0_7_line_62 |  | 62 | 63 | 0.041067 | 0.125 | 0.08 | 261 | 0 | 0.364 | 1 | 1 | cs | TRUE
63 | LV_1347-3_0_7_line_63 |  | 63 | 75 | 0.043012 | 0.125 | 0.08 | 261 | 0 | 0.364 | 1 | 1 | cs | TRUE
64 | LV_1347-3_0_7_line_64 |  | 64 | 65 | 0.084825 | 0.125 | 0.08 | 261 | 0 | 0.364 | 1 | 1 | cs | TRUE
65 | LV_1347-3_0_7_line_65 |  | 65 | 69 | 0.014452 | 0.125 | 0.08 | 261 | 0 | 0.364 | 1 | 1 | cs | TRUE
66 | LV_1347-3_0_7_line_66 |  | 66 | 67 | 0.05744 | 0.125 | 0.08 | 261 | 0 | 0.364 | 1 | 1 | cs | TRUE
67 | LV_1347-3_0_7_line_67 |  | 66 | 68 | 0.21819 | 0.125 | 0.08 | 261 | 0 | 0.364 | 1 | 1 | cs | TRUE
68 | LV_1347-3_0_7_line_68 |  | 67 | 86 | 0.022305 | 0.125 | 0.08 | 261 | 0 | 0.364 | 1 | 1 | cs | TRUE
69 | LV_1347-3_0_7_line_69 |  | 67 | 87 | 0.20908 | 0.125 | 0.08 | 261 | 0 | 0.364 | 1 | 1 | cs | TRUE
70 | LV_1347-3_0_7_line_70 |  | 68 | 73 | 0.011711 | 0.125 | 0.08 | 261 | 0 | 0.364 | 1 | 1 | cs | TRUE
71 | LV_1347-3_0_7_line_71 |  | 68 | 72 | 0.012981 | 0.125 | 0.08 | 261 | 0 | 0.364 | 1 | 1 | cs | TRUE
72 | LV_1347-3_0_7_line_72 |  | 69 | 70 | 0.025817 | 0.125 | 0.08 | 261 | 0 | 0.364 | 1 | 1 | cs | TRUE
73 | LV_1347-3_0_7_line_73 |  | 70 | 71 | 0.026289 | 0.125 | 0.08 | 261 | 0 | 0.364 | 1 | 1 | cs | TRUE
74 | LV_1347-3_0_7_line_74 |  | 71 | 72 | 0.00099512 | 0.125 | 0.08 | 261 | 0 | 0.364 | 1 | 1 | cs | TRUE
75 | LV_1347-3_0_7_line_75 |  | 73 | 74 | 0.033186 | 0.125 | 0.08 | 261 | 0 | 0.364 | 1 | 1 | cs | TRUE
76 | LV_1347-3_0_7_line_76 |  | 75 | 76 | 0.02181 | 0.125 | 0.08 | 261 | 0 | 0.364 | 1 | 1 | cs | TRUE
77 | LV_1347-3_0_7_line_77 |  | 76 | 95 | 0.088485 | 0.125 | 0.08 | 261 | 0 | 0.364 | 1 | 5 | cs | TRUE
78 | LV_1347-3_0_7_line_78 |  | 76 | 94 | 0.0094182 | 0.125 | 0.08 | 261 | 0 | 0.364 | 1 | 5 | cs | TRUE
79 | LV_1347-3_0_7_line_79 |  | 77 | 78 | 0.067713 | 0.125 | 0.08 | 261 | 0 | 0.364 | 1 | 5 | cs | TRUE
80 | LV_1347-3_0_7_line_80 |  | 77 | 79 | 0.080352 | 0.125 | 0.08 | 261 | 0 | 0.364 | 1 | 5 | cs | TRUE
81 | LV_1347-3_0_7_line_81 |  | 78 | 80 | 0.035243 | 0.125 | 0.08 | 261 | 0 | 0.364 | 1 | 5 | cs | TRUE
82 | LV_1347-3_0_7_line_82 |  | 79 | 81 | 0.0095264 | 0.125 | 0.08 | 261 | 0 | 0.364 | 1 | 5 | cs | TRUE
83 | LV_1347-3_0_7_line_83 |  | 80 | 82 | 0.06796 | 0.125 | 0.08 | 261 | 0 | 0.364 | 1 | 5 | cs | TRUE
84 | LV_1347-3_0_7_line_84 |  | 81 | 83 | 0.030451 | 0.125 | 0.08 | 261 | 0 | 0.364 | 1 | 5 | cs | TRUE
85 | LV_1347-3_0_7_line_85 |  | 82 | 84 | 0.0044058 | 0.125 | 0.08 | 261 | 0 | 0.364 | 1 | 5 | cs | TRUE
86 | LV_1347-3_0_7_line_86 |  | 84 | 85 | 0.018183 | 0.125 | 0.08 | 261 | 0 | 0.364 | 1 | 5 | cs | TRUE
87 | LV_1347-3_0_7_line_87 |  | 85 | 94 | 0.02115 | 0.125 | 0.08 | 261 | 0 | 0.364 | 1 | 5 | cs | TRUE
88 | LV_1347-3_0_7_line_88 |  | 85 | 93 | 0.04419 | 0.125 | 0.08 | 261 | 0 | 0.364 | 1 | 1 | cs | TRUE
89 | LV_1347-3_0_7_line_89 |  | 86 | 88 | 0.064286 | 0.125 | 0.08 | 261 | 0 | 0.364 | 1 | 1 | cs | TRUE
90 | LV_1347-3_0_7_line_90 |  | 87 | 92 | 0.044773 | 0.125 | 0.08 | 261 | 0 | 0.364 | 1 | 1 | cs | TRUE
91 | LV_1347-3_0_7_line_91 |  | 88 | 91 | 0.014529 | 0.125 | 0.08 | 261 | 0 | 0.364 | 1 | 1 | cs | TRUE
92 | LV_1347-3_0_7_line_92 |  | 89 | 90 | 0.01596 | 0.125 | 0.08 | 261 | 0 | 0.364 | 1 | 1 | cs | TRUE
93 | LV_1347-3_0_7_line_93 |  | 89 | 91 | 0.051162 | 0.125 | 0.08 | 261 | 0 | 0.364 | 1 | 1 | cs | TRUE
94 | LV_1347-3_0_7_line_94 |  | 90 | 93 | 0.037523 | 0.125 | 0.08 | 261 | 0 | 0.364 | 1 | 1 | cs | TRUE
95 | LV_1347-3_0_7_line_95 |  | 95 | 96 | 0.0082221 | 0.125 | 0.08 | 261 | 0 | 0.364 | 1 | 5 | cs | TRUE
96 | LV_1347-3_0_7_line_96 |  | 96 | 97 | 0.028233 | 0.125 | 0.08 | 261 | 0 | 0.364 | 1 | 5 | cs | TRUE
97 | LV_1347-3_0_7_line_97 |  | 97 | 98 | 0.10047 | 0.125 | 0.08 | 261 | 0 | 0.364 | 1 | 5 | cs | TRUE
98 | LV_1347-3_0_7_line_98 |  | 98 | 103 | 0.23651 | 0.125 | 0.08 | 261 | 0 | 0.364 | 1 | 5 | cs | TRUE
99 | LV_1347-3_0_7_line_99 |  | 99 | 100 | 0.0075492 | 0.125 | 0.08 | 261 | 0 | 0.364 | 1 | 1 | cs | TRUE
100 | LV_1347-3_0_7_line_100 |  | 99 | 101 | 0.076893 | 0.125 | 0.08 | 261 | 0 | 0.364 | 1 | 5 | cs | TRUE
101 | LV_1347-3_0_7_line_101 |  | 99 | 102 | 0.23362 | 0.125 | 0.08 | 261 | 0 | 0.364 | 1 | 5 | cs | TRUE
102 | LV_1347-3_0_7_line_102 |  | 101 | 103 | 0.020479 | 0.125 | 0.08 | 261 | 0 | 0.364 | 1 | 5 | cs | TRUE
103 | LV_1347-3_0_7_line_103 |  | 102 | 104 | 0.042132 | 0.125 | 0.08 | 261 | 0 | 0.364 | 1 | 5 | cs | TRUE
104 | LV_1347-3_0_7_line_104 |  | 102 | 105 | 0.0050834 | 0.125 | 0.08 | 261 | 0 | 0.364 | 1 | 1 | cs | TRUE
105 | LV_1347-3_0_7_line_105 |  | 103 | 106 | 0.024889 | 0.125 | 0.08 | 261 | 0 | 0.364 | 1 | 1 | cs | TRUE
106 | LV_1347-3_0_7_line_106 |  | 104 | 124 | 0.0054157 | 0.125 | 0.08 | 261 | 0 | 0.364 | 1 | 5 | cs | TRUE
107 | LV_1347-3_0_7_line_107 |  | 105 | 123 | 0.0028861 | 0.125 | 0.08 | 261 | 0 | 0.364 | 1 | 1 | cs | TRUE
108 | LV_1347-3_0_7_line_108 |  | 106 | 107 | 0.02976 | 0.125 | 0.08 | 261 | 0 | 0.364 | 1 | 1 | cs | TRUE
109 | LV_1347-3_0_7_line_109 |  | 106 | 108 | 0.013557 | 0.125 | 0.08 | 261 | 0 | 0.364 | 1 | 1 | cs | TRUE
110 | LV_1347-3_0_7_line_110 |  | 108 | 109 | 0.040816 | 0.125 | 0.08 | 261 | 0 | 0.364 | 1 | 1 | cs | TRUE
111 | LV_1347-3_0_7_line_111 |  | 109 | 110 | 0.26616 | 0.125 | 0.08 | 261 | 0 | 0.364 | 1 | 1 | cs | TRUE
112 | LV_1347-3_0_7_line_112 |  | 111 | 112 | 0.041705 | 0.125 | 0.08 | 261 | 0 | 0.364 | 1 | 1 | cs | TRUE
113 | LV_1347-3_0_7_line_113 |  | 111 | 113 | 0.080425 | 0.125 | 0.08 | 261 | 0 | 0.364 | 1 | 1 | cs | TRUE
114 | LV_1347-3_0_7_line_114 |  | 112 | 122 | 0.030506 | 0.125 | 0.08 | 261 | 0 | 0.364 | 1 | 1 | cs | TRUE
115 | LV_1347-3_0_7_line_115 |  | 113 | 117 | 0.0051235 | 0.125 | 0.08 | 261 | 0 | 0.364 | 1 | 1 | cs | TRUE
116 | LV_1347-3_0_7_line_116 |  | 114 | 115 | 0.035108 | 0.125 | 0.08 | 261 | 0 | 0.364 | 1 | 1 | cs | TRUE
117 | LV_1347-3_0_7_line_117 |  | 115 | 116 | 0.11899 | 0.125 | 0.08 | 261 | 0 | 0.364 | 1 | 1 | cs | TRUE
118 | LV_1347-3_0_7_line_118 |  | 115 | 117 | 0.044159 | 0.125 | 0.08 | 261 | 0 | 0.364 | 1 | 1 | cs | TRUE
119 | LV_1347-3_0_7_line_119 |  | 116 | 118 | 0.11257 | 0.125 | 0.08 | 261 | 0 | 0.364 | 1 | 1 | cs | TRUE
120 | LV_1347-3_0_7_line_120 |  | 116 | 119 | 0.16969 | 0.125 | 0.08 | 261 | 0 | 0.364 | 1 | 1 | cs | TRUE
121 | LV_1347-3_0_7_line_121 |  | 118 | 120 | 0.00015219 | 0.125 | 0.08 | 261 | 0 | 0.364 | 1 | 1 | cs | TRUE
122 | LV_1347-3_0_7_line_122 |  | 120 | 121 | 0.033763 | 0.125 | 0.08 | 261 | 0 | 0.364 | 1 | 1 | cs | TRUE
123 | LV_1347-3_0_7_line_123 |  | 122 | 123 | 0.029308 | 0.125 | 0.08 | 261 | 0 | 0.364 | 1 | 1 | cs | TRUE
124 | LV_1347-3_0_7_line_124 |  | 124 | 125 | 0.017127 | 0.125 | 0.08 | 261 | 0 | 0.364 | 1 | 5 | cs | TRUE

## trafo
| name | std_type | hv_bus | lv_bus | sn_mva | vn_hv_kv | vn_lv_kv | vk_percent | vkr_percent | pfe_kw | i0_percent | shift_degree | tap_side | tap_neutral | tap_min | tap_max | tap_step_percent | tap_step_degree | tap_pos | tap_phase_shifter | parallel | df | in_service
0 | LV_1347-3_0_7_trafo_36 | 0.63 MVA 20/0.4 kV | 126 | 42 | 0.63 | 20 | 0.4 | 6 | 1.206 | 1.65 | 0.2619 | 150 | hv | 0 | -2 | 2 | 2.5 | 0 | 0 | FALSE | 1 | 1 | TRUE

## line_geodata
| x0 | y0 | x1 | y1 | x2 | y2 | x3 | y3 | x4 | y4 | x5 | y5 | x6 | y6 | x7 | y7 | x8 | y8 | x9 | y9
0 | 2711680.2663 | 1228129.0179 | 2711667.4565 | 1228121.5093 | 2711653.7928 | 1228111.2313
1 | 2711639.3325 | 1228100.3542 | 2711653.7928 | 1228111.2313
2 | 2711639.3325 | 1228100.3542 | 2711617.5954 | 1228082.9291
3 | 2711639.3325 | 1228100.3542 | 2711658.2994 | 1228065.3664
4 | 2711658.2994 | 1228065.3664 | 2711666.4594 | 1228050.3139 | 2711671.6779 | 1228040.8844
5 | 2711671.6779 | 1228040.8844 | 2711686.9262 | 1228013.332
6 | 2711826.0424 | 1228233.4183 | 2711874.3419 | 1228177.6059 | 2711878.841 | 1228169.4523
7 | 2711826.0424 | 1228233.4183 | 2711860.7789 | 1228272.0454 | 2711885.0682 | 1228313.634
8 | 2711892.2176 | 1228148.3993 | 2711882.1575 | 1228163.442 | 2711878.841 | 1228169.4523
9 | 2711885.0682 | 1228313.634 | 2711915.5619 | 1228326.7732 | 2711982.1674 | 1228353.7362 | 2712035.1606 | 1228371.4364 | 2712041.8344 | 1228373.1147
10 | 2711904.6853 | 1228131.1299 | 2711901.5812 | 1228136.9871 | 2711893.4893 | 1228146.4977 | 2711892.2176 | 1228148.3993
11 | 2712041.8344 | 1228373.1147 | 2712078.5649 | 1228382.3513 | 2712088.8437 | 1228387.6506
12 | 2711904.6853 | 1228131.1299 | 2711911.6382 | 1228142.6695 | 2711947.4553 | 1228160.546 | 2711972.7224 | 1228156.6519 | 2712033.6161 | 1228170.3464
13 | 2711904.6853 | 1228131.1299 | 2711911.4335 | 1228090.737 | 2711919.5459 | 1228058.8096 | 2711920.5717 | 1228047.398 | 2711918.381 | 1228039.762 | 2711916.1819 | 1228034.909
14 | 2712088.8437 | 1228387.6506 | 2712100.3252 | 1228393.5699 | 2712129.8458 | 1228411.2398 | 2712148.7812 | 1228419.1251 | 2712151.1143 | 1228419.4659
15 | 2711717.0229 | 1227949.853 | 2711710.4514 | 1227970.8235 | 2711686.9262 | 1228013.332
16 | 2712058.906 | 1228176.0339 | 2712033.6161 | 1228170.3464
17 | 2711902.677 | 1228016.2566 | 2711905.7245 | 1228018.352 | 2711912.1808 | 1228026.0794 | 2711916.1819 | 1228034.909
18 | 2712173.9582 | 1228422.7119 | 2712172.4686 | 1228422.5854 | 2712151.1143 | 1228419.4659
19 | 2711717.0229 | 1227949.853 | 2711718.8378 | 1227936.3657 | 2711718.3201 | 1227928.0163 | 2711715.712 | 1227919.5831
20 | 2711717.0229 | 1227949.853 | 2711755.0256 | 1227969.6931 | 2711776.2812 | 1227986.1532
21 | 2711707.2034 | 1227906.0908 | 2711707.2034 | 1227906.0908 | 2711715.712 | 1227919.5831
22 | 2711776.5117 | 1227986.3317 | 2711776.2812 | 1227986.1532
23 | 2711707.2034 | 1227906.0908 | 2711702.5827 | 1227895.4514 | 2711700.1881 | 1227887.3891
24 | 2711771.4858 | 1228006.5194 | 2711776.5117 | 1227986.3317
25 | 2711705.3194 | 1227825.3438 | 2711698.8453 | 1227868.8609 | 2711698.9347 | 1227878.6256 | 2711700.0021 | 1227886.763 | 2711700.1881 | 1227887.3891
26 | 2711707.0511 | 1227810.7618 | 2711706.6185 | 1227816.6114 | 2711705.3194 | 1227825.3438
27 | 2711707.0511 | 1227810.7618 | 2711707.3806 | 1227806.3067 | 2711707.4946 | 1227798.6252 | 2711707.0861 | 1227794.7291
28 | 2711706.8415 | 1227779.7318 | 2711706.2026 | 1227786.3026 | 2711707.0861 | 1227794.7291
29 | 2711706.8415 | 1227779.7318 | 2711716.7237 | 1227783.4647 | 2711730.0491 | 1227787.4958 | 2711744.1092 | 1227790.7512 | 2711746.4162 | 1227791.0834
30 | 2711706.8415 | 1227779.7318 | 2711689.9116 | 1227773.2777
31 | 2711822.611 | 1227795.7189 | 2711772.3058 | 1227793.9945 | 2711757.8748 | 1227792.7335 | 2711746.4162 | 1227791.0834
32 | 2711665.5767 | 1227764.0007 | 2711689.9116 | 1227773.2777
33 | 2711902.677 | 1228016.2566 | 2711893.6699 | 1228010.0633 | 2711879.9578 | 1227989.1561 | 2711869.3804 | 1227968.4191 | 2711863.0968 | 1227951.9106 | 2711858.8397 | 1227937.9397
34 | 2711858.8397 | 1227937.9397 | 2711857.9782 | 1227935.1126 | 2711856.5026 | 1227924.5101 | 2711856.5881 | 1227911.9131 | 2711861.5539 | 1227852.4235
35 | 2711861.7606 | 1227849.947 | 2711861.5539 | 1227852.4235
36 | 2711866.1585 | 1227797.261 | 2711861.7606 | 1227849.947
37 | 2711866.1585 | 1227797.261 | 2711822.611 | 1227795.7189
38 | 2711822.611 | 1227795.7189 | 2711825.2963 | 1227789.1643 | 2711832.6413 | 1227774.2466 | 2711854.9362 | 1227748.7351
39 | 2712224.8422 | 1228084.2962 | 2712230.8761 | 1228080.3802 | 2712244.887 | 1228046.4519 | 2712248.4653 | 1228041.5934 | 2712253.0276 | 1228040.0172
40 | 2712308.7277 | 1227973.1227 | 2712301.7083 | 1227977.9717 | 2712294.2376 | 1228003.9061 | 2712279.8835 | 1228025.0848 | 2712268.3626 | 1228034.7192 | 2712253.0276 | 1228040.0172
41 | 2712308.7277 | 1227973.1227 | 2712306.852 | 1227954.3828
42 | 2712174.2387 | 1227876.1111 | 2712183.2656 | 1227880.1621 | 2712205.2217 | 1227886.7146 | 2712246.3243 | 1227895.2631 | 2712282.7995 | 1227910.4297 | 2712293.8935 | 1227919.0012 | 2712300.6094 | 1227927.8125 | 2712303.6352 | 1227934.9529 | 2712306.3303 | 1227949.1702 | 2712306.852 | 1227954.3828
43 | 2712174.2387 | 1227876.1111 | 2712170.968 | 1227879.5298 | 2712165.2414 | 1227879.3328 | 2712150.2667 | 1227873.9575 | 2712137.4658 | 1227872.2815
44 | 2712174.2387 | 1227876.1111 | 2712166.881 | 1227869.9676 | 2712147.1224 | 1227843.3525 | 2712115.9151 | 1227820.9914
45 | 2712049.2046 | 1227803.6549 | 2712048.1013 | 1227813.1303 | 2712050.1163 | 1227818.8282 | 2712055.9276 | 1227820.1609 | 2712082.8478 | 1227815.1085 | 2712096.5947 | 1227814.0556 | 2712103.4352 | 1227814.6739 | 2712112.3613 | 1227818.445 | 2712115.9151 | 1227820.9914
46 | 2712049.2046 | 1227803.6549 | 2712064.0893 | 1227804.169
47 | 2712064.0893 | 1227804.169 | 2712041.6969 | 1227717.3784
48 | 2712072.0352 | 1227804.4522 | 2712064.0893 | 1227804.169
49 | 2712041.6969 | 1227717.3784 | 2712035.8531 | 1227694.7282
50 | 2712072.1523 | 1227799.4506 | 2712072.0352 | 1227804.4522
51 | 2712072.0352 | 1227804.4522 | 2712098.4388 | 1227805.0946 | 2712111.5821 | 1227805.5657
52 | 2712139.6126 | 1227806.5703 | 2712111.5821 | 1227805.5657
53 | 2711622.7944 | 1227775.5586 | 2711615.1704 | 1227772.8325
54 | 2711591.5597 | 1227764.39 | 2711615.1704 | 1227772.8325
55 | 2711598.5727 | 1227738.4573 | 2711593.088 | 1227759.2926 | 2711591.5597 | 1227764.39
56 | 2711598.5727 | 1227738.4573 | 2711641.2124 | 1227754.7125
57 | 2711641.2124 | 1227754.7125 | 2711656.6038 | 1227760.58
58 | 2711665.5767 | 1227764.0007 | 2711656.6038 | 1227760.58
59 | 2712795.7691 | 1227899.7616 | 2712810.6515 | 1227898.8288 | 2712820.5457 | 1227896.4678
60 | 2712820.5457 | 1227896.4678 | 2712828.1337 | 1227894.6572 | 2712844.3948 | 1227894.5074
61 | 2712844.3948 | 1227894.5074 | 2712848.0699 | 1227894.4736
62 | 2712548.5767 | 1227821.1588 | 2712589.6183 | 1227822.6005
63 | 2712505.591 | 1227819.6459 | 2712542.5373 | 1227820.9467 | 2712548.5767 | 1227821.1588
64 | 2712894.2954 | 1227833.2985 | 2712889.6926 | 1227861.3327 | 2712883.631 | 1227873.1934 | 2712870.1519 | 1227886.8815 | 2712855.3498 | 1227894.4065 | 2712848.0699 | 1227894.4736
65 | 2712894.2954 | 1227833.2985 | 2712879.8521 | 1227832.7928
66 | 2712614.2228 | 1227723.5507 | 2712666.1853 | 1227699.0712
67 | 2712666.1853 | 1227699.0712 | 2712863.1741 | 1227792.8966
68 | 2712614.2228 | 1227723.5507 | 2712616.8884 | 1227745.6959
69 | 2712614.2228 | 1227723.5507 | 2712522.7819 | 1227535.532
70 | 2712863.1741 | 1227792.8966 | 2712866.658 | 1227789.0512 | 2712873.1354 | 1227788.2906
71 | 2712863.1741 | 1227792.8966 | 2712862.5082 | 1227793.6316 | 2712860.1575 | 1227799.6694 | 2712859.1315 | 1227805.0825
72 | 2712854.0505 | 1227831.8894 | 2712879.8521 | 1227832.7928
73 | 2712854.0505 | 1227831.8894 | 2712858.9462 | 1227806.0603
74 | 2712859.1315 | 1227805.0825 | 2712858.9462 | 1227806.0603
75 | 2712896.0664 | 1227771.5736 | 2712895.9317 | 1227778.6654 | 2712893.8204 | 1227782.4727 | 2712888.4853 | 1227785.2069 | 2712882.9608 | 1227787.1368 | 2712873.1354 | 1227788.2906
76 | 2712483.7948 | 1227818.8786 | 2712505.591 | 1227819.6459
77 | 2712483.7948 | 1227818.8786 | 2712487.0258 | 1227832.7948 | 2712499.8847 | 1227844.6248 | 2712531.1531 | 1227866.9555 | 2712534.173 | 1227875.9973 | 2712532.3841 | 1227884.5828
78 | 2712483.7948 | 1227818.8786 | 2712474.3823 | 1227818.5498
79 | 2712259.8646 | 1227810.8803 | 2712327.5341 | 1227813.3057
80 | 2712259.8646 | 1227810.8803 | 2712179.5643 | 1227808.0023
81 | 2712362.7543 | 1227814.568 | 2712327.5341 | 1227813.3057
82 | 2712179.5643 | 1227808.0023 | 2712170.044 | 1227807.661
83 | 2712430.671 | 1227817.0023 | 2712362.7543 | 1227814.568
84 | 2712139.6126 | 1227806.5703 | 2712170.044 | 1227807.661
85 | 2712435.0739 | 1227817.1601 | 2712430.671 | 1227817.0023
86 | 2712453.2455 | 1227817.8114 | 2712435.0739 | 1227817.1601
87 | 2712453.2455 | 1227817.8114 | 2712474.3823 | 1227818.5498
88 | 2712453.2455 | 1227817.8114 | 2712454.9942 | 1227809.9162 | 2712459.1041 | 1227803.8225 | 2712473.3704 | 1227793.3508 | 2712482.9349 | 1227787.805
89 | 2712586.3856 | 1227774.9744 | 2712598.8584 | 1227776.367 | 2712627.6704 | 1227759.5217 | 2712624.0595 | 1227750.4686 | 2712616.8884 | 1227745.6959
90 | 2712522.7819 | 1227535.532 | 2712503.9744 | 1227494.9008
91 | 2712586.3856 | 1227774.9744 | 2712579.3742 | 1227776.5763 | 2712572.1095 | 1227777.6038
92 | 2712530.074 | 1227762.5884 | 2712515.8183 | 1227769.765
93 | 2712530.074 | 1227762.5884 | 2712536.0925 | 1227774.6003 | 2712542.4054 | 1227779.0676 | 2712552.2641 | 1227780.4107 | 2712572.1095 | 1227777.6038
94 | 2712482.9349 | 1227787.805 | 2712502.3785 | 1227776.5308 | 2712515.8183 | 1227769.765
95 | 2712532.3841 | 1227884.5828 | 2712530.7069 | 1227892.632
96 | 2712513.5862 | 1227914.5064 | 2712518.7052 | 1227909.9086 | 2712530.0211 | 1227895.923 | 2712530.7069 | 1227892.632
97 | 2712513.5862 | 1227914.5064 | 2712472.5717 | 1227951.3458 | 2712466.1762 | 1227966.8812 | 2712461.401 | 1227988.5187 | 2712461.6513 | 1227994.8956
98 | 2712461.6513 | 1227994.8956 | 2712481.2647 | 1228230.5911
99 | 2712395.6663 | 1228266.9455 | 2712396.1074 | 1228274.4819
100 | 2712396.1074 | 1228274.4819 | 2712405.1378 | 1228273.4962 | 2712424.3437 | 1228257.0576 | 2712454.4981 | 1228246.0302 | 2712463.525 | 1228240.8234
101 | 2712232.7738 | 1228441.5193 | 2712396.1074 | 1228274.4819
102 | 2712481.2647 | 1228230.5911 | 2712463.525 | 1228240.8234
103 | 2712232.7738 | 1228441.5193 | 2712225.538 | 1228432.5718 | 2712219.0382 | 1228428.8019 | 2712207.8364 | 1228425.5881 | 2712196.4198 | 1228424.6189
104 | 2712235.3677 | 1228445.8782 | 2712233.3367 | 1228442.2152 | 2712232.7738 | 1228441.5193
105 | 2712481.2647 | 1228230.5911 | 2712488.1692 | 1228248.224 | 2712488.6178 | 1228254.1593
106 | 2712196.4198 | 1228424.6189 | 2712191.0235 | 1228424.1607
107 | 2712235.3677 | 1228445.8782 | 2712236.7672 | 1228448.4023
108 | 2712488.6178 | 1228254.1593 | 2712482.259 | 1228283.2317
109 | 2712488.6178 | 1228254.1593 | 2712501.6328 | 1228257.9551
110 | 2712540.8162 | 1228269.3829 | 2712501.6328 | 1228257.9551
111 | 2712777.5219 | 1228391.0776 | 2712540.8162 | 1228269.3829
112 | 2712316.7261 | 1228505.3265 | 2712278.6611 | 1228488.2864
113 | 2712353.2269 | 1228574.6365 | 2712345.1038 | 1228546.5162 | 2712336.0419 | 1228523.9277 | 2712316.7261 | 1228505.3265 | 2712316.7261 | 1228505.3265
114 | 2712278.6611 | 1228488.2864 | 2712267.7106 | 1228483.3844 | 2712259.4216 | 1228478.8467 | 2712252.5296 | 1228472.9677
115 | 2712354.6488 | 1228579.5587 | 2712353.2269 | 1228574.6365
116 | 2712368.9288 | 1228621.2458 | 2712391.1407 | 1228594.0574
117 | 2712464.4143 | 1228691.7378 | 2712393.9917 | 1228646.1051 | 2712368.9288 | 1228621.2458
118 | 2712368.9288 | 1228621.2458 | 2712362.4961 | 1228606.7243 | 2712354.6488 | 1228579.5587
119 | 2712464.4143 | 1228691.7378 | 2712520.0597 | 1228622.3479 | 2712537.6459 | 1228606.58
120 | 2712464.4143 | 1228691.7378 | 2712595.9713 | 1228798.9108
121 | 2712537.7592 | 1228606.4784 | 2712537.6459 | 1228606.58
122 | 2712565.6128 | 1228600.1038 | 2712551.4921 | 1228594.1653 | 2712537.7592 | 1228606.4784
123 | 2712252.5296 | 1228472.9677 | 2712252.5296 | 1228472.9677 | 2712246.2218 | 1228465.454 | 2712236.7672 | 1228448.4023
124 | 2712173.9582 | 1228422.7119 | 2712191.0235 | 1228424.1607

## bus_geodata
| x | y | coords
0 | 2711680.2663 | 1228129.0179
1 | 2711653.7927 | 1228111.2313
2 | 2711639.3325 | 1228100.3542
3 | 2711617.5954 | 1228082.9291
4 | 2711658.2994 | 1228065.3664
5 | 2711671.6779 | 1228040.8844
6 | 2711826.0424 | 1228233.4183
7 | 2711878.841 | 1228169.4523
8 | 2711885.0682 | 1228313.634
9 | 2711892.2176 | 1228148.3993
10 | 2712041.8344 | 1228373.1147
11 | 2711904.6853 | 1228131.1299
12 | 2712088.8437 | 1228387.6506
13 | 2711686.9262 | 1228013.332
14 | 2712033.6161 | 1228170.3464
15 | 2711916.1819 | 1228034.909
16 | 2712151.1143 | 1228419.4659
17 | 2711717.0229 | 1227949.853
18 | 2711715.712 | 1227919.5831
19 | 2711776.2812 | 1227986.1532
20 | 2711707.2034 | 1227906.0908
21 | 2711776.5117 | 1227986.3317
22 | 2711700.1881 | 1227887.3891
23 | 2711771.4858 | 1228006.5194
24 | 2711705.3194 | 1227825.3438
25 | 2711707.0511 | 1227810.7618
26 | 2711707.0861 | 1227794.7291
27 | 2711706.8415 | 1227779.7318
28 | 2711746.4162 | 1227791.0834
29 | 2711689.9116 | 1227773.2777
30 | 2711902.677 | 1228016.2566
31 | 2711858.8397 | 1227937.9397
32 | 2711861.5539 | 1227852.4235
33 | 2711861.7606 | 1227849.947
34 | 2712058.906 | 1228176.0339
35 | 2711866.1585 | 1227797.261
36 | 2711822.611 | 1227795.7189
37 | 2711854.9362 | 1227748.7351
38 | 2712224.8422 | 1228084.2962
39 | 2712253.0275 | 1228040.0172
40 | 2712308.7277 | 1227973.1227
41 | 2712306.852 | 1227954.3828
42 | 2712174.2387 | 1227876.1111
43 | 2712137.4658 | 1227872.2815
44 | 2712115.9151 | 1227820.9914
45 | 2712049.2046 | 1227803.6549
46 | 2712064.0893 | 1227804.169
47 | 2712041.6969 | 1227717.3784
48 | 2712072.0352 | 1227804.4522
49 | 2712035.8531 | 1227694.7282
50 | 2712072.1523 | 1227799.4506
51 | 2712111.5821 | 1227805.5657
52 | 2711622.7944 | 1227775.5586
53 | 2711615.1704 | 1227772.8325
54 | 2711591.5597 | 1227764.39
55 | 2711598.5727 | 1227738.4573
56 | 2711641.2124 | 1227754.7125
57 | 2711656.6038 | 1227760.58
58 | 2711665.5767 | 1227764.0007
59 | 2712795.7691 | 1227899.7616
60 | 2712820.5457 | 1227896.4678
61 | 2712844.3948 | 1227894.5074
62 | 2712589.6183 | 1227822.6005
63 | 2712548.5767 | 1227821.1588
64 | 2712848.0699 | 1227894.4736
65 | 2712894.2954 | 1227833.2985
66 | 2712666.1853 | 1227699.0712
67 | 2712614.2228 | 1227723.5507
68 | 2712863.1741 | 1227792.8966
69 | 2712879.8521 | 1227832.7928
70 | 2712854.0505 | 1227831.8894
71 | 2712858.9462 | 1227806.0603
72 | 2712859.1315 | 1227805.0825
73 | 2712873.1354 | 1227788.2906
74 | 2712896.0664 | 1227771.5736
75 | 2712505.591 | 1227819.6459
76 | 2712483.7948 | 1227818.8786
77 | 2712259.8646 | 1227810.8803
78 | 2712327.5341 | 1227813.3057
79 | 2712179.5643 | 1227808.0023
80 | 2712362.7543 | 1227814.568
81 | 2712170.044 | 1227807.661
82 | 2712430.671 | 1227817.0023
83 | 2712139.6126 | 1227806.5703
84 | 2712435.0739 | 1227817.1601
85 | 2712453.2455 | 1227817.8114
86 | 2712616.8884 | 1227745.6959
87 | 2712522.7819 | 1227535.532
88 | 2712586.3856 | 1227774.9744
89 | 2712530.074 | 1227762.5884
90 | 2712515.8183 | 1227769.765
91 | 2712572.1095 | 1227777.6038
92 | 2712503.9744 | 1227494.9008
93 | 2712482.9349 | 1227787.805
94 | 2712474.3823 | 1227818.5498
95 | 2712532.3841 | 1227884.5828
96 | 2712530.7069 | 1227892.632
97 | 2712513.5862 | 1227914.5064
98 | 2712461.6513 | 1227994.8956
99 | 2712396.1074 | 1228274.4819
100 | 2712395.6663 | 1228266.9455
101 | 2712463.525 | 1228240.8234
102 | 2712232.7738 | 1228441.5193
103 | 2712481.2647 | 1228230.5911
104 | 2712196.4198 | 1228424.6189
105 | 2712235.3677 | 1228445.8782
106 | 2712488.6178 | 1228254.1593
107 | 2712482.259 | 1228283.2317
108 | 2712501.6328 | 1228257.9551
109 | 2712540.8162 | 1228269.3829
110 | 2712777.5219 | 1228391.0776
111 | 2712316.7261 | 1228505.3265
112 | 2712278.6611 | 1228488.2864
113 | 2712353.2269 | 1228574.6365
114 | 2712391.1407 | 1228594.0574
115 | 2712368.9288 | 1228621.2458
116 | 2712464.4143 | 1228691.7378
117 | 2712354.6488 | 1228579.5587
118 | 2712537.6459 | 1228606.58
119 | 2712595.9713 | 1228798.9108
120 | 2712537.7592 | 1228606.4784
121 | 2712565.6128 | 1228600.1038
122 | 2712252.5296 | 1228472.9677
123 | 2712236.7672 | 1228448.4023
124 | 2712191.0235 | 1228424.1607
125 | 2712173.9582 | 1228422.7119
126 | 2712137.4658 | 1227872.2815

## line_std_types
| c_nf_per_km | r_ohm_per_km | x_ohm_per_km | max_i_ka | type | q_mm2 | alpha | voltage_rating
NAYY 4x50 SE | 210 | 0.642 | 0.083 | 0.142 | cs | 50 | 0.00403 | LV
NAYY 4x120 SE | 264 | 0.225 | 0.08 | 0.242 | cs | 120 | 0.00403 | LV
NAYY 4x150 SE | 261 | 0.208 | 0.08 | 0.27 | cs | 150 | 0.00403 | LV
NA2XS2Y 1x95 RM/25 12/20 kV | 216 | 0.313 | 0.132 | 0.252 | cs | 95 | 0.00403 | MV
NA2XS2Y 1x185 RM/25 12/20 kV | 273 | 0.161 | 0.117 | 0.362 | cs | 185 | 0.00403 | MV
NA2XS2Y 1x240 RM/25 12/20 kV | 304 | 0.122 | 0.112 | 0.421 | cs | 240 | 0.00403 | MV
NA2XS2Y 1x95 RM/25 6/10 kV | 315 | 0.313 | 0.123 | 0.249 | cs | 95 | 0.00403 | MV
NA2XS2Y 1x185 RM/25 6/10 kV | 406 | 0.161 | 0.11 | 0.358 | cs | 185 | 0.00403 | MV
NA2XS2Y 1x240 RM/25 6/10 kV | 456 | 0.122 | 0.105 | 0.416 | cs | 240 | 0.00403 | MV
NA2XS2Y 1x150 RM/25 12/20 kV | 250 | 0.206 | 0.116 | 0.319 | cs | 150 | 0.00403 | MV
NA2XS2Y 1x120 RM/25 12/20 kV | 230 | 0.253 | 0.119 | 0.283 | cs | 120 | 0.00403 | MV
NA2XS2Y 1x70 RM/25 12/20 kV | 190 | 0.443 | 0.132 | 0.22 | cs | 70 | 0.00403 | MV
NA2XS2Y 1x150 RM/25 6/10 kV | 360 | 0.206 | 0.11 | 0.315 | cs | 150 | 0.00403 | MV
NA2XS2Y 1x120 RM/25 6/10 kV | 340 | 0.253 | 0.113 | 0.28 | cs | 120 | 0.00403 | MV
NA2XS2Y 1x70 RM/25 6/10 kV | 280 | 0.443 | 0.123 | 0.217 | cs | 70 | 0.00403 | MV
N2XS(FL)2Y 1x120 RM/35 64/110 kV | 112 | 0.153 | 0.166 | 0.366 | cs | 120 | 0.00393 | HV
N2XS(FL)2Y 1x185 RM/35 64/110 kV | 125 | 0.099 | 0.156 | 0.457 | cs | 185 | 0.00393 | HV
N2XS(FL)2Y 1x240 RM/35 64/110 kV | 135 | 0.075 | 0.149 | 0.526 | cs | 240 | 0.00393 | HV
N2XS(FL)2Y 1x300 RM/35 64/110 kV | 144 | 0.06 | 0.144 | 0.588 | cs | 300 | 0.00393 | HV
15-AL1/3-ST1A 0.4 | 11 | 1.8769 | 0.35 | 0.105 | ol | 16 | 0.00403 | LV
24-AL1/4-ST1A 0.4 | 11.25 | 1.2012 | 0.335 | 0.14 | ol | 24 | 0.00403 | LV
48-AL1/8-ST1A 0.4 | 12.2 | 0.5939 | 0.3 | 0.21 | ol | 48 | 0.00403 | LV
94-AL1/15-ST1A 0.4 | 13.2 | 0.306 | 0.29 | 0.35 | ol | 94 | 0.00403 | LV
34-AL1/6-ST1A 10.0 | 9.7 | 0.8342 | 0.36 | 0.17 | ol | 34 | 0.00403 | MV
48-AL1/8-ST1A 10.0 | 10.1 | 0.5939 | 0.35 | 0.21 | ol | 48 | 0.00403 | MV
70-AL1/11-ST1A 10.0 | 10.4 | 0.4132 | 0.339 | 0.29 | ol | 70 | 0.00403 | MV
94-AL1/15-ST1A 10.0 | 10.75 | 0.306 | 0.33 | 0.35 | ol | 94 | 0.00403 | MV
122-AL1/20-ST1A 10.0 | 11.1 | 0.2376 | 0.323 | 0.41 | ol | 122 | 0.00403 | MV
149-AL1/24-ST1A 10.0 | 11.25 | 0.194 | 0.315 | 0.47 | ol | 149 | 0.00403 | MV
34-AL1/6-ST1A 20.0 | 9.15 | 0.8342 | 0.382 | 0.17 | ol | 34 | 0.00403 | MV
48-AL1/8-ST1A 20.0 | 9.5 | 0.5939 | 0.372 | 0.21 | ol | 48 | 0.00403 | MV
70-AL1/11-ST1A 20.0 | 9.7 | 0.4132 | 0.36 | 0.29 | ol | 70 | 0.00403 | MV
94-AL1/15-ST1A 20.0 | 10 | 0.306 | 0.35 | 0.35 | ol | 94 | 0.00403 | MV
122-AL1/20-ST1A 20.0 | 10.3 | 0.2376 | 0.344 | 0.41 | ol | 122 | 0.00403 | MV
149-AL1/24-ST1A 20.0 | 10.5 | 0.194 | 0.337 | 0.47 | ol | 149 | 0.00403 | MV
184-AL1/30-ST1A 20.0 | 10.75 | 0.1571 | 0.33 | 0.535 | ol | 184 | 0.00403 | MV
243-AL1/39-ST1A 20.0 | 11 | 0.1188 | 0.32 | 0.645 | ol | 243 | 0.00403 | MV
48-AL1/8-ST1A 110.0 | 8 | 0.5939 | 0.46 | 0.21 | ol | 48 | 0.00403 | HV
70-AL1/11-ST1A 110.0 | 8.4 | 0.4132 | 0.45 | 0.29 | ol | 70 | 0.00403 | HV
94-AL1/15-ST1A 110.0 | 8.65 | 0.306 | 0.44 | 0.35 | ol | 94 | 0.00403 | HV
122-AL1/20-ST1A 110.0 | 8.5 | 0.2376 | 0.43 | 0.41 | ol | 122 | 0.00403 | HV
149-AL1/24-ST1A 110.0 | 8.75 | 0.194 | 0.41 | 0.47 | ol | 149 | 0.00403 | HV
184-AL1/30-ST1A 110.0 | 8.8 | 0.1571 | 0.4 | 0.535 | ol | 184 | 0.00403 | HV
243-AL1/39-ST1A 110.0 | 9 | 0.1188 | 0.39 | 0.645 | ol | 243 | 0.00403 | HV
305-AL1/39-ST1A 110.0 | 9.2 | 0.0949 | 0.38 | 0.74 | ol | 305 | 0.00403 | HV
490-AL1/64-ST1A 110.0 | 9.75 | 0.059 | 0.37 | 0.96 | ol | 490 | 0.00403 | HV
679-AL1/86-ST1A 110.0 | 9.95 | 0.042 | 0.36 | 1.15 | ol | 679 | 0.00403 | HV
490-AL1/64-ST1A 220.0 | 10 | 0.059 | 0.285 | 0.96 | ol | 490 | 0.00403 | HV
679-AL1/86-ST1A 220.0 | 11.7 | 0.042 | 0.275 | 1.15 | ol | 679 | 0.00403 | HV
490-AL1/64-ST1A 380.0 | 11 | 0.059 | 0.253 | 0.96 | ol | 490 | 0.00403 | HV
679-AL1/86-ST1A 380.0 | 14.6 | 0.042 | 0.25 | 1.15 | ol | 679 | 0.00403 | HV

## trafo_std_types
| i0_percent | pfe_kw | vkr_percent | sn_mva | vn_lv_kv | vn_hv_kv | vk_percent | shift_degree | vector_group | tap_side | tap_neutral | tap_min | tap_max | tap_step_degree | tap_step_percent | tap_phase_shifter
160 MVA 380/110 kV | 0.06 | 60 | 0.25 | 160 | 110 | 380 | 12.2 | 0 | Yy0 | hv | 0 | -9 | 9 | 0 | 1.5 | FALSE
100 MVA 220/110 kV | 0.06 | 55 | 0.26 | 100 | 110 | 220 | 12 | 0 | Yy0 | hv | 0 | -9 | 9 | 0 | 1.5 | FALSE
63 MVA 110/20 kV | 0.04 | 22 | 0.32 | 63 | 20 | 110 | 18 | 150 | YNd5 | hv | 0 | -9 | 9 | 0 | 1.5 | FALSE
40 MVA 110/20 kV | 0.05 | 18 | 0.34 | 40 | 20 | 110 | 16.2 | 150 | YNd5 | hv | 0 | -9 | 9 | 0 | 1.5 | FALSE
25 MVA 110/20 kV | 0.07 | 14 | 0.41 | 25 | 20 | 110 | 12 | 150 | YNd5 | hv | 0 | -9 | 9 | 0 | 1.5 | FALSE
63 MVA 110/10 kV | 0.04 | 22 | 0.32 | 63 | 10 | 110 | 18 | 150 | YNd5 | hv | 0 | -9 | 9 | 0 | 1.5 | FALSE
40 MVA 110/10 kV | 0.05 | 18 | 0.34 | 40 | 10 | 110 | 16.2 | 150 | YNd5 | hv | 0 | -9 | 9 | 0 | 1.5 | FALSE
25 MVA 110/10 kV | 0.07 | 14 | 0.41 | 25 | 10 | 110 | 12 | 150 | YNd5 | hv | 0 | -9 | 9 | 0 | 1.5 | FALSE
0.25 MVA 20/0.4 kV | 0.32 | 0.8 | 1.44 | 0.25 | 0.4 | 20 | 6 | 150 | Yzn5 | hv | 0 | -2 | 2 | 0 | 2.5 | FALSE
0.4 MVA 20/0.4 kV | 0.3375 | 1.35 | 1.425 | 0.4 | 0.4 | 20 | 6 | 150 | Dyn5 | hv | 0 | -2 | 2 | 0 | 2.5 | FALSE
0.63 MVA 20/0.4 kV | 0.2619 | 1.65 | 1.206 | 0.63 | 0.4 | 20 | 6 | 150 | Dyn5 | hv | 0 | -2 | 2 | 0 | 2.5 | FALSE
0.25 MVA 10/0.4 kV | 0.24 | 0.6 | 1.2 | 0.25 | 0.4 | 10 | 4 | 150 | Dyn5 | hv | 0 | -2 | 2 | 0 | 2.5 | FALSE
0.4 MVA 10/0.4 kV | 0.2375 | 0.95 | 1.325 | 0.4 | 0.4 | 10 | 4 | 150 | Dyn5 | hv | 0 | -2 | 2 | 0 | 2.5 | FALSE
0.63 MVA 10/0.4 kV | 0.1873 | 1.18 | 1.0794 | 0.63 | 0.4 | 10 | 4 | 150 | Dyn5 | hv | 0 | -2 | 2 | 0 | 2.5 | FALSE

## trafo3w_std_types
| sn_hv_mva | sn_mv_mva | sn_lv_mva | vn_hv_kv | vn_mv_kv | vn_lv_kv | vk_hv_percent | vk_mv_percent | vk_lv_percent | vkr_hv_percent | vkr_mv_percent | vkr_lv_percent | pfe_kw | i0_percent | shift_mv_degree | shift_lv_degree | vector_group | tap_side | tap_neutral | tap_min | tap_max | tap_step_percent
63/25/38 MVA 110/20/10 kV | 63 | 25 | 38 | 110 | 20 | 10 | 10.4 | 10.4 | 10.4 | 0.28 | 0.32 | 0.35 | 35 | 0.89 | 0 | 0 | YN0yn0yn0 | hv | 0 | -10 | 10 | 1.2
63/25/38 MVA 110/10/10 kV | 63 | 25 | 38 | 110 | 10 | 10 | 10.4 | 10.4 | 10.4 | 0.28 | 0.32 | 0.35 | 35 | 0.89 | 0 | 0 | YN0yn0yn0 | hv | 0 | -10 | 10 | 1.2

## fuse_std_types
| fuse_type | i_rated_a | t_avg | t_min | t_total | x_avg | x_min | x_total
HV 100A | HV 100A | 100 | 0 | [10.0, 3.64, 0.854, 0.281, 0.1, 0.0531, 0.022, 0.01] | [10.0, 4.267, 1.21, 0.403, 0.1, 0.058, 0.022, 0.01] | 0 | [300.0, 350.0, 450.0, 550.0, 700.0, 850.0, 1200.0, 1752.0] | [600.0, 700.0, 900.0, 1150.0, 1665.0, 2000.0, 3000.0, 4313.0]
HV 10A | HV 10A | 10 | 0 | [10.0, 1675.0, 0.344, 0.156, 0.1, 0.0417, 0.0171, 0.01] | [10.0, 1.3, 0.3, 0.155, 0.1, 0.0555, 0.023, 0.01] | 0 | [30.0, 32.0, 35.0, 37.0, 39.0, 50.0, 70.0, 88.0] | [60.0, 70.0, 80.0, 87.0, 94.0, 110.0, 150.0, 216.0]
HV 125A | HV 125A | 125 | 0 | [10.0, 1.82, 0.344, 0.1, 0.0467, 0.0269, 0.01] | [10.0, 2.478, 0.426, 0.1, 0.0427, 0.0211, 0.01] | 0 | [375.0, 500.0, 700.0, 925.0, 1200.0, 1500.0, 2341.0] | [750.0, 1000.0, 1500.0, 2200.0, 3000.0, 4000.0, 5765.0]
HV 160A | HV 160A | 160 | 0 | [10.0, 4.15, 1.03, 0.198, 0.1, 0.051, 0.0172, 0.01] | [10.0, 2.3, 0.734, 0.274, 0.1, 0.046, 0.0177, 0.01] | 0 | [480.0, 550.0, 700.0, 1000.0, 1260.0, 1600.0, 2500.0, 3227.0] | [960.0, 1300.0, 1700.0, 2200.0, 2996.0, 4000.0, 6000.0, 7946.0]
HV 16A | HV 16A | 16 | 0 | [10.0, 0.352, 0.164, 0.1, 0.0649, 0.0342, 0.01] | [10.0, 2.34, 0.722, 0.181, 0.1, 0.055, 0.0296, 0.01] | 0 | [48.0, 60.0, 65.0, 71.0, 80.0, 100.0, 162.0] | [96.0, 110.0, 125.0, 150.0, 168.0, 200.0, 250.0, 398.0]
HV 200A | HV 200A | 200 | 0 | [10.0, 4.267, 1.21, 0.403, 0.1, 0.058, 0.022, 0.01] | [10.0, 3.73, 1.654, 0.328, 0.1, 0.0531, 0.019, 0.01] | 0 | [600.0, 700.0, 900.0, 1150.0, 1665.0, 2000.0, 3000.0, 4313.0] | [1200.0, 1500.0, 1800.0, 2700.0, 3960.0, 5000.0, 7500.0, 10620.0]
HV 20A | HV 20A | 20 | 0 | [10.0, 1.3, 0.3, 0.155, 0.1, 0.0555, 0.023, 0.01] | [10.0, 1.3, 0.161, 0.1, 0.0611, 0.0399, 0.0141, 0.01] | 0 | [60.0, 70.0, 80.0, 87.0, 94.0, 110.0, 150.0, 216.0] | [120.0, 150.0, 200.0, 223.0, 260.0, 300.0, 450.0, 532.0]
HV 25A | HV 25A | 25 | 0 | [10.0, 2.512, 0.833, 0.299, 0.1, 0.0372, 0.0223, 0.01] | [10.0, 3.125, 0.597, 0.198, 0.1, 0.0378, 0.022, 0.01] | 0 | [75.0, 82.0, 90.0, 100.0, 124.0, 170.0, 200.0, 289.0] | [150.0, 170.0, 210.0, 250.0, 294.0, 400.0, 500.0, 711.0]
HV 31.5A | HV 31.5A | 31.5 | 0 | [10.0, 2.34, 0.722, 0.181, 0.1, 0.055, 0.0296, 0.01] | [10.0, 2.84, 0.368, 0.164, 0.1, 0.0621, 0.0378, 0.0195, 0.01] | 0 | [95.0, 110.0, 125.0, 150.0, 165.0, 200.0, 250.0, 390.0] | [189.0, 220.0, 300.0, 350.0, 393.0, 450.0, 530.0, 700.0, 960.0]
HV 40A | HV 40A | 40 | 0 | [10.0, 1.3, 0.161, 0.1, 0.0611, 0.0399, 0.0141, 0.01] | [10.0, 2.05, 0.369, 0.198, 0.1, 0.051, 0.0298, 0.01] | 0 | [120.0, 150.0, 200.0, 223.0, 260.0, 300.0, 450.0, 532.0] | [240.0, 300.0, 400.0, 450.0, 530.0, 650.0, 800.0, 1311.0]
HV 50A | HV 50A | 50 | 0 | [10.0, 3.215, 0.597, 0.198, 0.1, 0.0378, 0.022, 0.01] | [10.0, 3.64, 0.854, 0.281, 0.1, 0.0531, 0.022, 0.01] | 0 | [150.0, 170.0, 210.0, 250.0, 294.0, 400.0, 500.0, 711.0] | [300.0, 350.0, 450.0, 550.0, 700.0, 850.0, 1200.0, 1752.0]
HV 6.3A | HV 6.3A | 6.3 | 0 | [10.0, 1.39, 0.344, 0.168, 0.1, 0.056, 0.0263, 0.01] | [10.0, 1.711, 0.516, 0.198, 0.1, 0.0634, 0.0303, 0.01] | 0 | [19.0, 19.5, 20.4, 20.8, 22.0, 25.0, 32.0, 48.0] | [38.0, 40.0, 43.0, 48.0, 53.0, 60.0, 75.0, 118.0]
HV 63A | HV 63A | 63 | 0 | [10.0, 2.84, 0.368, 0.164, 0.1, 0.0621, 0.0378, 0.0195, 0.01] | [10.0, 1.82, 0.344, 0.1, 0.0467, 0.0269, 0.01] | 0 | [189.0, 220.0, 300.0, 350.0, 393.0, 450.0, 530.0, 700.0, 961.0] | [378.0, 500.0, 700.0, 934.0, 1200.0, 1500.0, 2366.0]
HV 80A | HV 80A | 80 | 0 | [10.0, 2.05, 0.369, 0.198, 0.1, 0.051, 0.0298, 0.01] | [10.0, 4.15, 1.03, 0.198, 0.1, 0.051, 0.0172, 0.01] | 0 | [240.0, 300.0, 400.0, 450.0, 530.0, 650.0, 800.0, 1311.0] | [480.0, 550.0, 700.0, 1000.0, 1260.0, 1600.0, 2500.0, 3227.0]
Siemens NH-1-100 | Siemens NH-1-100 | 100 | [5400.0, 2000.0, 400.0, 20.0, 1.0, 0.2, 0.012, 0.004] | 0 | 0 | [150.0, 190.0, 250.0, 430.0, 900.0, 1250.0, 2700.0, 3600.0] | 0 | 0
Siemens NH-1-125 | Siemens NH-1-125 | 125 | [4800.0, 120.0, 7.0, 0.1, 0.004] | 0 | 0 | [180.0, 400.0, 740.0, 2000.0, 4250.0] | 0 | 0
Siemens NH-1-16 | Siemens NH-1-16 | 16 | [4000.0, 400.0, 2.0, 0.1, 0.04, 0.01] | 0 | 0 | [26.0, 35.0, 75.0, 150.0, 200.0, 300.0] | 0 | 0
Siemens NH-1-160 | Siemens NH-1-160 | 160 | [4800.0, 120.0, 7.0, 0.1, 0.004] | 0 | 0 | [210.0, 500.0, 900.0, 2300.0, 5000.0] | 0 | 0
Siemens NH-1-25 | Siemens NH-1-25 | 25 | [4000.0, 1000.0, 10.0, 0.2, 0.02, 0.01] | 0 | 0 | [40.0, 50.0, 100.0, 210.0, 400.0, 500.0] | 0 | 0
Siemens NH-1-50 | Siemens NH-1-50 | 50 | [4000.0, 40.0, 4.0, 1.0, 0.02, 0.01] | 0 | 0 | [86.0, 200.0, 300.0, 400.0, 1000.0, 1280.0] | 0 | 0
Siemens NH-1-63 | Siemens NH-1-63 | 63 | [4000.0, 100.0, 10.0, 2.0, 0.04, 0.01] | 0 | 0 | [100.0, 200.0, 300.0, 400.0, 1000.0, 1500.0] | 0 | 0
Siemens NH-1-80 | Siemens NH-1-80 | 80 | [4800.0, 120.0, 7.0, 0.1, 0.01] | 0 | 0 | [150.58, 250.0, 450.0, 1150.0, 2470.0] | 0 | 0
Siemens NH-2-1000 | Siemens NH-2-1000 | 1000 | [4800.0, 120.0, 7.0, 0.1, 0.004] | 0 | 0 | [1900.0, 3500.0, 8400.0, 24000.0, 52000.0] | 0 | 0
Siemens NH-2-200 | Siemens NH-2-200 | 200 | [4800.0, 120.0, 7.0, 0.1, 0.004] | 0 | 0 | [280.0, 650.0, 1200.0, 3000.0, 7000.0] | 0 | 0
Siemens NH-2-224 | Siemens NH-2-224 | 224 | [4800.0, 120.0, 7.0, 0.2, 0.04, 0.004] | 0 | 0 | [400.0, 750.0, 1453.0, 3025.0, 4315.0, 7600.0] | 0 | 0
Siemens NH-2-250 | Siemens NH-2-250 | 250 | [4800.0, 120.0, 7.0, 0.1, 0.004] | 0 | 0 | [450.0, 800.0, 1650.0, 4000.0, 8500.0] | 0 | 0
Siemens NH-2-315 | Siemens NH-2-315 | 315 | [4800.0, 120.0, 7.0, 0.1, 0.004] | 0 | 0 | [550.0, 920.0, 1900.0, 5000.0, 11000.0] | 0 | 0
Siemens NH-2-355 | Siemens NH-2-355 | 355 | [4800.0, 120.0, 6.0, 0.1, 0.004] | 0 | 0 | [650.0, 1116.27, 2350.0, 5840.0, 12790.0] | 0 | 0
Siemens NH-2-400 | Siemens NH-2-400 | 400 | [4800.0, 120.0, 7.0, 0.1, 0.004] | 0 | 0 | [720.0, 1350.0, 2800.0, 6500.0, 15000.0] | 0 | 0
Siemens NH-2-425 | Siemens NH-2-425 | 425 | [4800.0, 120.0, 7.0, 0.1, 0.004] | 0 | 0 | [850.0, 1500.0, 3050.0, 7500.0, 16500.0] | 0 | 0
Siemens NH-2-630 | Siemens NH-2-630 | 630 | [4800.0, 120.0, 7.0, 0.1, 0.004] | 0 | 0 | [1200.0, 2000.0, 4800.0, 12000.0, 26000.0] | 0 | 0

## res_bus
| vm_pu | va_degree | p_mw | q_mvar
0 | 0.97004 | -0.58129 | 0.0013593 | 0.00034067
1 | 0.97008 | -0.58049 | 0.0010083 | 0.00025269
2 | 0.97012 | -0.57969 | 0 | 0
3 | 0.9701 | -0.58 | 0.00059585 | 0.00014933
4 | 0.97017 | -0.5786 | 0.0026776 | 0.00067108
5 | 0.9702 | -0.57802 | 0.00099618 | 0.00024967
6 | 0.97505 | -0.48204 | 0 | 0
7 | 0.97429 | -0.497 | 0.00089175 | 0.00022349
8 | 0.97596 | -0.46406 | 0 | 0
9 | 0.97407 | -0.50141 | 0.0013577 | 0.00034027
10 | 0.97749 | -0.43396 | 0.0010268 | 0.00025734
11 | 0.97388 | -0.50509 | 0 | 0
12 | 0.97795 | -0.42492 | 0.00065266 | 0.00016357
13 | 0.97024 | -0.57724 | 0.0010449 | 0.00026188
14 | 0.97339 | -0.51487 | 0.00067147 | 0.00016829
15 | 0.97309 | -0.5207 | 0.00061039 | 0.00015298
16 | 0.97862 | -0.41194 | 0.00023065 | 5.7806e-05
17 | 0.97034 | -0.57523 | 0 | 0
18 | 0.9704 | -0.57413 | 0.00074419 | 0.00018651
19 | 0.97022 | -0.57769 | 0.00094619 | 0.00023714
20 | 0.97043 | -0.57352 | 0.0011978 | 0.0003002
21 | 0.97022 | -0.57769 | 0.0003928 | 9.8445e-05
22 | 0.97047 | -0.57266 | 0.00054086 | 0.00013555
23 | 0.97021 | -0.57791 | 0.00056483 | 0.00014156
24 | 0.97061 | -0.56986 | 0.00084707 | 0.0002123
25 | 0.97065 | -0.56915 | 0.0011613 | 0.00029104
26 | 0.97069 | -0.56831 | 0.00076649 | 0.0001921
27 | 0.97073 | -0.56748 | 0 | 0
28 | 0.97088 | -0.56449 | 0.0011973 | 0.00030007
29 | 0.97066 | -0.56905 | 0.00058072 | 0.00014554
30 | 0.97291 | -0.52436 | 0.0022898 | 0.00057389
31 | 0.97223 | -0.53788 | 0.0016673 | 0.00041786
32 | 0.97161 | -0.55007 | 0.011342 | 0.0028425
33 | 0.9716 | -0.55031 | 0.0037197 | 0.00093223
34 | 0.97331 | -0.51634 | 0.0030847 | 0.00077309
35 | 0.97137 | -0.55487 | 0 | 0
36 | 0.97118 | -0.55862 | 0 | 0
37 | 0.97104 | -0.56132 | 0.0025354 | 0.00063542
38 | 0.99949 | -0.0099115 | 0.0011339 | 0.00028419
39 | 0.99954 | -0.0088273 | 0.00033723 | 8.4519e-05
40 | 0.99967 | -0.006452 | 0 | 0
41 | 0.99969 | -0.005967 | 0.0005716 | 0.00014326
42 | 1 | 0 | -0.11528 | -0.029072
43 | 0.99998 | -0.00039629 | 0.00057965 | 0.00014527
44 | 0.99836 | -0.031006 | 0.0004969 | 0.00012454
45 | 0.99668 | -0.062936 | 0 | 0
46 | 0.99638 | -0.068615 | 0 | 0
47 | 0.99625 | -0.071161 | 0.0010875 | 0.00027255
48 | 0.99623 | -0.071603 | 0 | 0
49 | 0.99624 | -0.071379 | 0.00052818 | 0.00013237
50 | 0.99622 | -0.071722 | 0.0013517 | 0.00033876
51 | 0.99545 | -0.08634 | 0.0010113 | 0.00025345
52 | 0.97029 | -0.57636 | 0.0010646 | 0.00026681
53 | 0.97029 | -0.5762 | 0.00091133 | 0.0002284
54 | 0.97034 | -0.57528 | 0 | 0
55 | 0.97039 | -0.5743 | 0 | 0
56 | 0.97047 | -0.57263 | 0.00089308 | 0.00022383
57 | 0.97052 | -0.57175 | 0.0012263 | 0.00030734
58 | 0.97056 | -0.57103 | 0 | 0
59 | 0.98227 | -0.34139 | 0.0020156 | 0.00050515
60 | 0.98231 | -0.34047 | 0.00044033 | 0.00011036
61 | 0.98237 | -0.33941 | 0.0015096 | 0.00037834
62 | 0.98848 | -0.22019 | 0.0014659 | 0.00036739
63 | 0.98853 | -0.21912 | 0.00083278 | 0.00020871
64 | 0.98238 | -0.33914 | 0.00086259 | 0.00021619
65 | 0.98276 | -0.33174 | 0 | 0
66 | 0.98482 | -0.29153 | 0.0017414 | 0.00043643
67 | 0.98535 | -0.28113 | 0 | 0
68 | 0.98314 | -0.32424 | 0.0010904 | 0.00027329
69 | 0.98282 | -0.33048 | 0.00027643 | 6.928e-05
70 | 0.98295 | -0.3281 | 0 | 0
71 | 0.98307 | -0.32568 | 0.00025744 | 6.4521e-05
72 | 0.98307 | -0.32558 | 0.00037205 | 9.3244e-05
73 | 0.98313 | -0.32456 | 0.00094822 | 0.00023765
74 | 0.98311 | -0.32488 | 0.00054367 | 0.00013626
75 | 0.98863 | -0.21736 | 0.0014398 | 0.00036085
76 | 0.9887 | -0.2159 | 0 | 0
77 | 0.99265 | -0.13992 | 0.00078691 | 0.00019722
78 | 0.9914 | -0.1639 | 0.001658 | 0.00041552
79 | 0.99414 | -0.11132 | 0.0024784 | 0.00062113
80 | 0.99076 | -0.1762 | 0.00086328 | 0.00021636
81 | 0.99433 | -0.10785 | 0.00059115 | 0.00014816
82 | 0.98954 | -0.19975 | 0.0005768 | 0.00014456
83 | 0.99491 | -0.096701 | 0.0010789 | 0.0002704
84 | 0.98946 | -0.20127 | 0.00064476 | 0.00016159
85 | 0.98914 | -0.2075 | 0 | 0
86 | 0.98557 | -0.27691 | 0.0046847 | 0.0011741
87 | 0.98526 | -0.28293 | 0 | 0
88 | 0.98647 | -0.25934 | 0 | 0
89 | 0.98748 | -0.23971 | 0 | 0
90 | 0.98773 | -0.23483 | 0.0014577 | 0.00036532
91 | 0.98667 | -0.25537 | 0.0018642 | 0.00046722
92 | 0.98524 | -0.28331 | 0.0004736 | 0.0001187
93 | 0.98837 | -0.22239 | 0.00033188 | 8.3176e-05
94 | 0.98883 | -0.21333 | 0.00075172 | 0.0001884
95 | 0.98751 | -0.2389 | 0.0037692 | 0.00094466
96 | 0.9874 | -0.24093 | 0.0014754 | 0.00036978
97 | 0.98705 | -0.24775 | 0.001782 | 0.0004466
98 | 0.98583 | -0.27142 | 0.0024948 | 0.00062525
99 | 0.98197 | -0.34636 | 0.0005234 | 0.00013118
100 | 0.98196 | -0.34656 | 0.0014452 | 0.0003622
101 | 0.98283 | -0.32968 | 0.00030831 | 7.7269e-05
102 | 0.97945 | -0.39553 | 0.00020908 | 5.2401e-05
103 | 0.98306 | -0.32522 | 0 | 0
104 | 0.97905 | -0.40344 | 0.00010662 | 2.6722e-05
105 | 0.97942 | -0.39611 | 0.00012497 | 3.1319e-05
106 | 0.98299 | -0.32649 | 0 | 0
107 | 0.98297 | -0.32683 | 0.00061695 | 0.00015462
108 | 0.98296 | -0.32704 | 0.00029317 | 7.3476e-05
109 | 0.98289 | -0.32845 | 0.0016361 | 0.00041004
110 | 0.98282 | -0.32981 | 0.00027897 | 6.9918e-05
111 | 0.9789 | -0.40643 | 0.00036973 | 9.2662e-05
112 | 0.97909 | -0.40268 | 0.00060641 | 0.00015198
113 | 0.97856 | -0.4131 | 0.00014599 | 3.6589e-05
114 | 0.97836 | -0.41706 | 0.00017182 | 4.3063e-05
115 | 0.97837 | -0.41695 | 0 | 0
116 | 0.97792 | -0.42584 | 0 | 0
117 | 0.97854 | -0.41351 | 0.0001368 | 3.4285e-05
118 | 0.97757 | -0.43268 | 0.0023105 | 0.00057907
119 | 0.9778 | -0.42819 | 0.00075741 | 0.00018983
120 | 0.97757 | -0.43269 | 0.0004093 | 0.00010258
121 | 0.97755 | -0.43306 | 0.00061167 | 0.0001533
122 | 0.97925 | -0.39961 | 0.00043754 | 0.00010966
123 | 0.97941 | -0.39643 | 0.00010341 | 2.5916e-05
124 | 0.979 | -0.40446 | 0.00024011 | 6.0177e-05
125 | 0.97883 | -0.40765 | 0.0002424 | 6.0751e-05
126 | 0.99998 | 149.9956 | 0 | 0

## res_line
| p_from_mw | q_from_mvar | p_to_mw | q_to_mvar | pl_mw | ql_mvar | i_from_ka | i_to_ka | i_ka | vm_from_pu | va_from_degree | vm_to_pu | va_to_degree | loading_percent
0 | -0.0013593 | -0.00034067 | 0.0013593 | 0.0003403 | 5.208e-08 | -3.6106e-07 | 0.0020851 | 0.0020849 | 0.0020851 | 0.97004 | -0.58129 | 0.97008 | -0.58049 | 0.57283
1 | -0.0023676 | -0.000593 | 0.0023677 | 0.00059283 | 8.9484e-08 | -1.6613e-07 | 0.0036315 | 0.0036314 | 0.0036315 | 0.97008 | -0.58049 | 0.97012 | -0.57969 | 0.99767
2 | 0.00059586 | 0.000149 | -0.00059585 | -0.00014933 | 8.7256e-09 | -3.3839e-07 | 0.00091384 | 0.00091396 | 0.00091396 | 0.97012 | -0.57969 | 0.9701 | -0.58 | 0.25109
3 | -0.0029635 | -0.00074183 | 0.0029637 | 0.00074094 | 1.5415e-07 | -8.8417e-07 | 0.0045453 | 0.0045449 | 0.0045453 | 0.97012 | -0.57969 | 0.97017 | -0.5786 | 0.62435
4 | -0.0056413 | -0.001412 | 0.0056415 | 0.0014104 | 1.5661e-07 | -1.6224e-06 | 0.0086518 | 0.0086512 | 0.0086518 | 0.97017 | -0.5786 | 0.9702 | -0.57802 | 0.47537
5 | -0.0066377 | -0.0016601 | 0.0066379 | 0.0016583 | 2.4469e-07 | -1.7879e-06 | 0.010179 | 0.010178 | 0.010179 | 0.9702 | -0.57802 | 0.97024 | -0.57724 | 0.55929
6 | 0.049055 | 0.012293 | -0.04902 | -0.012276 | 3.4939e-05 | 1.7181e-05 | 0.074862 | 0.074864 | 0.074864 | 0.97505 | -0.48204 | 0.97429 | -0.497 | 4.1134
7 | -0.049055 | -0.012293 | 0.049097 | 0.012314 | 4.2036e-05 | 2.066e-05 | 0.074862 | 0.07486 | 0.074862 | 0.97505 | -0.48204 | 0.97596 | -0.46406 | 4.1133
8 | 0.048128 | 0.012052 | -0.048118 | -0.012047 | 1.0114e-05 | 4.9191e-06 | 0.073502 | 0.073502 | 0.073502 | 0.97429 | -0.497 | 0.97407 | -0.50141 | 4.0386
9 | -0.049097 | -0.012314 | 0.049168 | 0.012348 | 7.0528e-05 | 3.4636e-05 | 0.07486 | 0.074856 | 0.07486 | 0.97596 | -0.46406 | 0.97749 | -0.43396 | 4.1132
10 | 0.046761 | 0.011707 | -0.046752 | -0.011703 | 8.1902e-06 | 3.9099e-06 | 0.071428 | 0.071429 | 0.071429 | 0.97407 | -0.50141 | 0.97388 | -0.50509 | 3.9247
11 | -0.050194 | -0.012606 | 0.050216 | 0.012616 | 2.1653e-05 | 1.0758e-05 | 0.076419 | 0.076418 | 0.076419 | 0.97749 | -0.43396 | 0.97795 | -0.42492 | 4.1988
12 | 0.0037581 | 0.00094055 | -0.0037564 | -0.00094119 | 1.7492e-06 | -6.4005e-07 | 0.0057416 | 0.0057422 | 0.0057422 | 0.97388 | -0.50509 | 0.97339 | -0.51487 | 1.5775
13 | 0.042994 | 0.010763 | -0.042962 | -0.010748 | 3.1917e-05 | 1.4296e-05 | 0.065687 | 0.065689 | 0.065689 | 0.97388 | -0.50509 | 0.97309 | -0.5207 | 3.6093
14 | -0.050869 | -0.01278 | 0.0509 | 0.012796 | 3.1546e-05 | 1.5783e-05 | 0.077411 | 0.077409 | 0.077411 | 0.97795 | -0.42492 | 0.97862 | -0.41194 | 4.2533
15 | -0.0076828 | -0.0019202 | 0.0076836 | 0.0019163 | 7.3437e-07 | -3.8876e-06 | 0.011781 | 0.011779 | 0.011781 | 0.97024 | -0.57724 | 0.97034 | -0.57523 | 0.6473
16 | 0.0030849 | 0.00077291 | -0.0030847 | -0.00077309 | 2.1618e-07 | -1.8384e-07 | 0.0047158 | 0.0047159 | 0.0047159 | 0.97339 | -0.51487 | 0.97331 | -0.51634 | 1.2956
17 | 0.042352 | 0.010595 | -0.042345 | -0.010592 | 7.3788e-06 | 3.2654e-06 | 0.064756 | 0.064757 | 0.064757 | 0.97309 | -0.5207 | 0.97291 | -0.52436 | 3.5581
18 | -0.051131 | -0.012854 | 0.051141 | 0.012859 | 1.0465e-05 | 5.2475e-06 | 0.07776 | 0.07776 | 0.07776 | 0.97862 | -0.41194 | 0.97883 | -0.40765 | 4.2725
19 | -0.0095876 | -0.0023924 | 0.0095881 | 0.0023909 | 4.9909e-07 | -1.5831e-06 | 0.014699 | 0.014698 | 0.014699 | 0.97034 | -0.57523 | 0.9704 | -0.57413 | 0.80762
20 | 0.001904 | 0.00047617 | -0.0019038 | -0.00047689 | 2.2297e-07 | -7.1883e-07 | 0.0029195 | 0.0029198 | 0.0029198 | 0.97034 | -0.57523 | 0.97022 | -0.57769 | 0.80214
21 | -0.010332 | -0.0025774 | 0.010333 | 0.0025766 | 3.0013e-07 | -7.9326e-07 | 0.015839 | 0.015839 | 0.015839 | 0.9704 | -0.57413 | 0.97043 | -0.57352 | 0.87029
22 | 0.00095764 | 0.00023975 | -0.00095763 | -0.00023975 | 2.3562e-10 | -3.4482e-09 | 0.0014686 | 0.0014686 | 0.0014686 | 0.97022 | -0.57769 | 0.97022 | -0.57769 | 0.40347
23 | -0.01153 | -0.0028768 | 0.011531 | 0.0028758 | 4.6886e-07 | -9.3608e-07 | 0.017676 | 0.017675 | 0.017676 | 0.97043 | -0.57352 | 0.97047 | -0.57266 | 0.97118
24 | 0.00056484 | 0.00014131 | -0.00056483 | -0.00014156 | 5.8539e-09 | -2.5317e-07 | 0.00086619 | 0.00086628 | 0.00086628 | 0.97022 | -0.57769 | 0.97021 | -0.57791 | 0.23799
25 | -0.012072 | -0.0030114 | 0.012073 | 0.0030086 | 1.6081e-06 | -2.8402e-06 | 0.018504 | 0.018503 | 0.018504 | 0.97047 | -0.57266 | 0.97061 | -0.56986 | 1.0167
26 | -0.01292 | -0.0032209 | 0.012921 | 0.0032202 | 4.3211e-07 | -6.3154e-07 | 0.019802 | 0.019801 | 0.019802 | 0.97061 | -0.56986 | 0.97065 | -0.56915 | 1.088
27 | -0.014082 | -0.0035113 | 0.014083 | 0.0035106 | 5.6125e-07 | -6.3383e-07 | 0.021582 | 0.021581 | 0.021582 | 0.97065 | -0.56915 | 0.97069 | -0.56831 | 1.1858
28 | -0.014849 | -0.0037027 | 0.01485 | 0.0037022 | 5.8546e-07 | -5.5707e-07 | 0.022756 | 0.022756 | 0.022756 | 0.97069 | -0.56831 | 0.97073 | -0.56748 | 1.2503
29 | -0.019527 | -0.0048728 | 0.01953 | 0.004872 | 2.7703e-06 | -7.7711e-07 | 0.029925 | 0.029924 | 0.029925 | 0.97073 | -0.56748 | 0.97088 | -0.56449 | 1.6442
30 | 0.0046773 | 0.0011706 | -0.004677 | -0.0011706 | 3.4922e-07 | -4.7347e-10 | 0.0071692 | 0.0071693 | 0.0071693 | 0.97073 | -0.56748 | 0.97066 | -0.56905 | 1.9696
31 | -0.020727 | -0.0051721 | 0.020733 | 0.005171 | 5.779e-06 | -1.0267e-06 | 0.031759 | 0.031757 | 0.031759 | 0.97088 | -0.56449 | 0.97118 | -0.55862 | 1.745
32 | 0.0040963 | 0.0010251 | -0.0040959 | -0.0010251 | 3.8505e-07 | -7.5444e-08 | 0.006279 | 0.0062791 | 0.0062791 | 0.97066 | -0.56905 | 0.97056 | -0.57103 | 1.725
33 | 0.040055 | 0.010018 | -0.040029 | -0.010007 | 2.5744e-05 | 1.08e-05 | 0.061254 | 0.061256 | 0.061256 | 0.97291 | -0.52436 | 0.97223 | -0.53788 | 3.3657
34 | 0.038362 | 0.0095895 | -0.038339 | -0.0095806 | 2.2217e-05 | 8.8928e-06 | 0.058705 | 0.058706 | 0.058706 | 0.97223 | -0.53788 | 0.97161 | -0.55007 | 3.2256
35 | 0.026998 | 0.0067381 | -0.026997 | -0.0067381 | 3.1848e-07 | 4.9939e-08 | 0.041337 | 0.041337 | 0.041337 | 0.97161 | -0.55007 | 0.9716 | -0.55031 | 2.2713
36 | 0.023278 | 0.0058059 | -0.023273 | -0.0058059 | 5.0368e-06 | -4.9485e-08 | 0.03564 | 0.035641 | 0.035641 | 0.9716 | -0.55031 | 0.97137 | -0.55487 | 1.9583
37 | 0.023273 | 0.0058059 | -0.023269 | -0.005806 | 4.1394e-06 | -3.9349e-08 | 0.035641 | 0.035642 | 0.035642 | 0.97137 | -0.55487 | 0.97118 | -0.55862 | 1.9584
38 | 0.0025357 | 0.00063492 | -0.0025354 | -0.00063542 | 3.2571e-07 | -5.0352e-07 | 0.0038849 | 0.0038852 | 0.0038852 | 0.97118 | -0.55862 | 0.97104 | -0.56132 | 1.0674
39 | -0.0011339 | -0.00028419 | 0.001134 | 0.00028351 | 5.8517e-08 | -6.8028e-07 | 0.0016882 | 0.0016879 | 0.0016882 | 0.99949 | -0.0099115 | 0.99954 | -0.0088273 | 0.46379
40 | -0.0014712 | -0.00036803 | 0.0014714 | 0.00036693 | 1.6606e-07 | -1.1043e-06 | 0.00219 | 0.0021896 | 0.00219 | 0.99954 | -0.0088273 | 0.99967 | -0.006452 | 0.60164
41 | -0.0014714 | -0.00036693 | 0.0014714 | 0.0003667 | 3.3858e-08 | -2.2526e-07 | 0.0021896 | 0.0021895 | 0.0021896 | 0.99967 | -0.006452 | 0.99969 | -0.005967 | 0.60153
42 | -0.002043 | -0.00050996 | 0.0020436 | 0.00050814 | 5.7821e-07 | -1.8183e-06 | 0.0030403 | 0.0030395 | 0.0030403 | 0.99969 | -0.005967 | 1 | 0 | 0.83524
43 | 0.00057966 | 0.00014477 | -0.00057965 | -0.00014527 | 1.0929e-08 | -5.0701e-07 | 0.00086237 | 0.00086255 | 0.00086255 | 1 | 0 | 0.99998 | -0.00039629 | 0.23696
44 | 0.11101 | 0.028419 | -0.11084 | -0.028318 | 0.00016644 | 0.00010121 | 0.16539 | 0.1654 | 0.1654 | 1 | 0 | 0.99836 | -0.031006 | 9.0876
45 | 0.11034 | 0.028193 | -0.11017 | -0.02809 | 0.0001701 | 0.0001034 | 0.16465 | 0.16466 | 0.16466 | 0.99836 | -0.031006 | 0.99668 | -0.062936 | 9.0471
46 | 0.11017 | 0.02809 | -0.11014 | -0.028072 | 3.0196e-05 | 1.8358e-05 | 0.16466 | 0.16466 | 0.16466 | 0.99668 | -0.062936 | 0.99638 | -0.068615 | 9.0471
47 | 0.0016159 | 0.00040358 | -0.0016157 | -0.00040463 | 1.9569e-07 | -1.042e-06 | 0.0024127 | 0.0024131 | 0.0024131 | 0.99638 | -0.068615 | 0.99625 | -0.071161 | 0.66294
48 | 0.10853 | 0.027668 | -0.10851 | -0.027659 | 1.5652e-05 | 9.5009e-06 | 0.16224 | 0.16224 | 0.16224 | 0.99638 | -0.068615 | 0.99623 | -0.071603 | 8.9145
49 | 0.00052819 | 0.00013207 | -0.00052818 | -0.00013237 | 5.4587e-09 | -3.0109e-07 | 0.0007888 | 0.00078891 | 0.00078891 | 0.99625 | -0.071161 | 0.99624 | -0.071379 | 0.21673
50 | 0.0013517 | 0.0003387 | -0.0013517 | -0.00033876 | 7.6488e-09 | -6.0259e-08 | 0.0020189 | 0.002019 | 0.002019 | 0.99623 | -0.071603 | 0.99622 | -0.071722 | 0.55466
51 | 0.10716 | 0.02732 | -0.10708 | -0.027274 | 7.6176e-05 | 4.6179e-05 | 0.16023 | 0.16023 | 0.16023 | 0.99623 | -0.071603 | 0.99545 | -0.08634 | 8.8036
52 | 0.10607 | 0.02702 | -0.10602 | -0.026988 | 5.2992e-05 | 3.2092e-05 | 0.15871 | 0.15872 | 0.15872 | 0.99545 | -0.08634 | 0.99491 | -0.096701 | 8.7206
53 | -0.0010646 | -0.00026681 | 0.0010646 | 0.00026672 | 8.093e-09 | -9.4826e-08 | 0.0016326 | 0.0016326 | 0.0016326 | 0.97029 | -0.57636 | 0.97029 | -0.5762 | 0.44853
54 | -0.0019759 | -0.00049512 | 0.001976 | 0.00049486 | 8.6336e-08 | -2.5447e-07 | 0.0030302 | 0.0030301 | 0.0030302 | 0.97029 | -0.5762 | 0.97034 | -0.57528 | 0.83247
55 | -0.001976 | -0.00049486 | 0.0019761 | 0.00049459 | 9.2496e-08 | -2.7268e-07 | 0.0030301 | 0.00303 | 0.0030301 | 0.97034 | -0.57528 | 0.97039 | -0.5743 | 0.83244
56 | -0.0019761 | -0.00049459 | 0.0019763 | 0.00049413 | 1.5709e-07 | -4.6325e-07 | 0.00303 | 0.0030297 | 0.00303 | 0.97039 | -0.5743 | 0.97047 | -0.57263 | 0.8324
57 | -0.0028693 | -0.00071795 | 0.0028695 | 0.00071783 | 1.1953e-07 | -1.2703e-07 | 0.0043991 | 0.004399 | 0.0043991 | 0.97047 | -0.57263 | 0.97052 | -0.57175 | 1.2085
58 | -0.0040957 | -0.0010252 | 0.0040959 | 0.0010251 | 1.4198e-07 | -2.7799e-08 | 0.0062792 | 0.0062791 | 0.0062792 | 0.97052 | -0.57175 | 0.97056 | -0.57103 | 1.7251
59 | -0.0020156 | -0.00050515 | 0.0020157 | 0.00050489 | 8.7693e-08 | -2.614e-07 | 0.0030534 | 0.0030533 | 0.0030534 | 0.98227 | -0.34139 | 0.98231 | -0.34047 | 0.83884
60 | -0.002456 | -0.00061525 | 0.0024561 | 0.00061503 | 1.2489e-07 | -2.2471e-07 | 0.0037203 | 0.0037202 | 0.0037203 | 0.98231 | -0.34047 | 0.98237 | -0.33941 | 1.0221
61 | -0.0039657 | -0.00099337 | 0.0039658 | 0.00099335 | 4.9727e-08 | -1.4706e-08 | 0.0060068 | 0.0060068 | 0.0060068 | 0.98237 | -0.33941 | 0.98238 | -0.33914 | 1.6502
62 | -0.0014659 | -0.00036739 | 0.001466 | 0.00036692 | 7.4987e-08 | -4.7846e-07 | 0.0022067 | 0.0022065 | 0.0022067 | 0.98848 | -0.22019 | 0.98853 | -0.21912 | 0.60625
63 | -0.0022988 | -0.00057563 | 0.002299 | 0.0005752 | 1.931e-07 | -4.2789e-07 | 0.0034601 | 0.0034599 | 0.0034601 | 0.98853 | -0.21912 | 0.98863 | -0.21736 | 0.95058
64 | -0.0048284 | -0.0012095 | 0.0048301 | 0.0012096 | 1.7012e-06 | 1.4405e-08 | 0.0073134 | 0.007313 | 0.0073134 | 0.98238 | -0.33914 | 0.98276 | -0.33174 | 2.0092
65 | -0.0048301 | -0.0012096 | 0.0048304 | 0.0012096 | 2.8983e-07 | 2.3604e-09 | 0.007313 | 0.0073129 | 0.007313 | 0.98276 | -0.33174 | 0.98282 | -0.33048 | 2.0091
66 | -0.010075 | -0.0025254 | 0.01008 | 0.0025278 | 4.9911e-06 | 2.4631e-06 | 0.015222 | 0.015222 | 0.015222 | 0.98482 | -0.29153 | 0.98535 | -0.28113 | 4.182
67 | 0.0083332 | 0.0020889 | -0.0083202 | -0.0020834 | 1.2973e-05 | 5.5312e-06 | 0.012591 | 0.012592 | 0.012592 | 0.98482 | -0.29153 | 0.98314 | -0.32424 | 3.4594
68 | -0.010553 | -0.0026433 | 0.010555 | 0.0026444 | 2.1242e-06 | 1.0753e-06 | 0.015936 | 0.015936 | 0.015936 | 0.98535 | -0.28113 | 0.98557 | -0.27691 | 4.3781
69 | 0.00047365 | 0.00011549 | -0.00047361 | -0.00011813 | 4.0039e-08 | -2.6373e-06 | 0.00071415 | 0.00071508 | 0.00071508 | 0.98535 | -0.28113 | 0.98526 | -0.28293 | 0.19645
70 | 0.0014919 | 0.00037335 | -0.0014919 | -0.00037349 | 2.2389e-08 | -1.3417e-07 | 0.0022579 | 0.0022579 | 0.0022579 | 0.98314 | -0.32424 | 0.98313 | -0.32456 | 0.62031
71 | 0.0057378 | 0.0014368 | -0.0057375 | -0.0014367 | 3.6708e-07 | 7.034e-08 | 0.0086839 | 0.008684 | 0.008684 | 0.98314 | -0.32424 | 0.98307 | -0.32558 | 2.3857
72 | -0.0051068 | -0.0012788 | 0.0051074 | 0.0012789 | 5.787e-07 | 4.3159e-08 | 0.0077314 | 0.0077313 | 0.0077314 | 0.98282 | -0.33048 | 0.98295 | -0.3281 | 2.124
73 | -0.0051074 | -0.0012789 | 0.005108 | 0.0012789 | 5.8926e-07 | 4.3853e-08 | 0.0077313 | 0.0077312 | 0.0077313 | 0.98295 | -0.3281 | 0.98307 | -0.32568 | 2.124
74 | -0.0053654 | -0.0013434 | 0.0053654 | 0.0013434 | 2.461e-08 | 3.1332e-09 | 0.0081209 | 0.0081209 | 0.0081209 | 0.98307 | -0.32568 | 0.98307 | -0.32558 | 2.231
75 | 0.00054368 | 0.00013584 | -0.00054367 | -0.00013626 | 8.4254e-09 | -4.1541e-07 | 0.00082274 | 0.00082289 | 0.00082289 | 0.98313 | -0.32456 | 0.98311 | -0.32488 | 0.22607
76 | -0.0037388 | -0.00093605 | 0.003739 | 0.00093594 | 2.5896e-07 | -1.1394e-07 | 0.005627 | 0.0056269 | 0.005627 | 0.98863 | -0.21736 | 0.9887 | -0.2159 | 1.5459
77 | 0.073334 | 0.01858 | -0.073253 | -0.018534 | 8.0947e-05 | 4.6139e-05 | 0.11044 | 0.11044 | 0.11044 | 0.9887 | -0.2159 | 0.98751 | -0.2389 | 6.0683
78 | -0.077073 | -0.019516 | 0.077082 | 0.019522 | 9.5159e-06 | 5.4862e-06 | 0.11607 | 0.11607 | 0.11607 | 0.9887 | -0.2159 | 0.98883 | -0.21333 | 6.3773
79 | 0.10087 | 0.025622 | -0.10075 | -0.025552 | 0.0001163 | 7.0063e-05 | 0.15133 | 0.15133 | 0.15133 | 0.99265 | -0.13992 | 0.9914 | -0.1639 | 8.315
80 | -0.10166 | -0.025819 | 0.1018 | 0.025904 | 0.00014017 | 8.4506e-05 | 0.15251 | 0.15251 | 0.15251 | 0.99265 | -0.13992 | 0.99414 | -0.11132 | 8.3797
81 | 0.099097 | 0.025136 | -0.099038 | -0.025101 | 5.8559e-05 | 3.5207e-05 | 0.14884 | 0.14884 | 0.14884 | 0.9914 | -0.1639 | 0.99076 | -0.1762 | 8.1783
82 | -0.10428 | -0.026525 | 0.10429 | 0.026535 | 1.7436e-05 | 1.0541e-05 | 0.15622 | 0.15622 | 0.15622 | 0.99414 | -0.11132 | 0.99433 | -0.10785 | 8.5834
83 | 0.098175 | 0.024885 | -0.098064 | -0.024818 | 0.00011097 | 6.6648e-05 | 0.14755 | 0.14755 | 0.14755 | 0.99076 | -0.1762 | 0.98954 | -0.19975 | 8.1071
84 | -0.10489 | -0.026684 | 0.10494 | 0.026718 | 5.6367e-05 | 3.4099e-05 | 0.1571 | 0.1571 | 0.1571 | 0.99433 | -0.10785 | 0.99491 | -0.096701 | 8.632
85 | 0.097487 | 0.024674 | -0.09748 | -0.024669 | 7.1096e-06 | 4.2672e-06 | 0.14668 | 0.14668 | 0.14668 | 0.98954 | -0.19975 | 0.98946 | -0.20127 | 8.0595
86 | 0.096835 | 0.024508 | -0.096806 | -0.02449 | 2.8955e-05 | 1.7364e-05 | 0.14571 | 0.14571 | 0.14571 | 0.98946 | -0.20127 | 0.98914 | -0.2075 | 8.0062
87 | 0.077856 | 0.019723 | -0.077834 | -0.01971 | 2.1788e-05 | 1.2587e-05 | 0.1172 | 0.1172 | 0.1172 | 0.98914 | -0.2075 | 0.98883 | -0.21333 | 6.4395
88 | 0.018951 | 0.0047677 | -0.018937 | -0.0047597 | 1.3474e-05 | 8.0568e-06 | 0.028515 | 0.028515 | 0.028515 | 0.98914 | -0.2075 | 0.98837 | -0.22239 | 7.8339
89 | -0.01524 | -0.0038185 | 0.015253 | 0.0038258 | 1.2763e-05 | 7.3482e-06 | 0.023009 | 0.023009 | 0.023009 | 0.98557 | -0.27691 | 0.98647 | -0.25934 | 6.3212
90 | 0.00047361 | 0.00011813 | -0.0004736 | -0.0001187 | 8.5879e-09 | -5.6469e-07 | 0.00071508 | 0.00071529 | 0.00071529 | 0.98526 | -0.28293 | 0.98524 | -0.28331 | 0.19651
91 | -0.015253 | -0.0038258 | 0.015256 | 0.0038275 | 2.8844e-06 | 1.6605e-06 | 0.023009 | 0.023009 | 0.023009 | 0.98647 | -0.25934 | 0.98667 | -0.25537 | 6.3211
92 | -0.017133 | -0.0043022 | 0.017137 | 0.0043046 | 3.9901e-06 | 2.3494e-06 | 0.02582 | 0.02582 | 0.02582 | 0.98748 | -0.23971 | 0.98773 | -0.23483 | 7.0934
93 | 0.017133 | 0.0043022 | -0.01712 | -0.0042947 | 1.2791e-05 | 7.532e-06 | 0.02582 | 0.02582 | 0.02582 | 0.98748 | -0.23971 | 0.98667 | -0.25537 | 7.0935
94 | -0.018594 | -0.0046699 | 0.018605 | 0.0046765 | 1.1044e-05 | 6.5876e-06 | 0.028016 | 0.028016 | 0.028016 | 0.98773 | -0.23483 | 0.98837 | -0.22239 | 7.6967
95 | 0.069484 | 0.01759 | -0.069477 | -0.017586 | 6.768e-06 | 3.8057e-06 | 0.10476 | 0.10476 | 0.10476 | 0.98751 | -0.2389 | 0.9874 | -0.24093 | 5.7562
96 | 0.068001 | 0.017216 | -0.067979 | -0.017204 | 2.2264e-05 | 1.2444e-05 | 0.10254 | 0.10254 | 0.10254 | 0.9874 | -0.24093 | 0.98705 | -0.24775 | 5.6341
97 | 0.066197 | 0.016757 | -0.066122 | -0.016715 | 7.5135e-05 | 4.1673e-05 | 0.099854 | 0.099856 | 0.099856 | 0.98705 | -0.24775 | 0.98583 | -0.27142 | 5.4866
98 | 0.063627 | 0.01609 | -0.063463 | -0.016 | 0.00016379 | 8.9793e-05 | 0.096091 | 0.096096 | 0.096096 | 0.98583 | -0.27142 | 0.98306 | -0.32522 | 5.28
99 | 0.0014452 | 0.00036211 | -0.0014452 | -0.0003622 | 1.3577e-08 | -8.6811e-08 | 0.0021899 | 0.00219 | 0.00219 | 0.98197 | -0.34636 | 0.98196 | -0.34656 | 0.60164
100 | -0.060268 | -0.015186 | 0.060317 | 0.015212 | 4.813e-05 | 2.5935e-05 | 0.091356 | 0.091355 | 0.091356 | 0.98197 | -0.34636 | 0.98283 | -0.32968 | 5.0196
101 | 0.0583 | 0.014693 | -0.058163 | -0.01462 | 0.00013685 | 7.2844e-05 | 0.088373 | 0.088379 | 0.088379 | 0.98197 | -0.34636 | 0.97945 | -0.39553 | 4.856
102 | -0.060625 | -0.01529 | 0.060638 | 0.015297 | 1.295e-05 | 6.9899e-06 | 0.091821 | 0.091821 | 0.091821 | 0.98283 | -0.32968 | 0.98306 | -0.32522 | 5.0451
103 | 0.05176 | 0.013021 | -0.051741 | -0.013012 | 1.9549e-05 | 9.861e-06 | 0.078654 | 0.078655 | 0.078655 | 0.97945 | -0.39553 | 0.97905 | -0.40344 | 4.3217
104 | 0.0061935 | 0.0015464 | -0.0061934 | -0.0015464 | 1.687e-07 | 4.3993e-08 | 0.0094073 | 0.0094074 | 0.0094074 | 0.97945 | -0.39553 | 0.97942 | -0.39611 | 2.5844
105 | 0.0028256 | 0.00070355 | -0.0028254 | -0.00070376 | 1.706e-07 | -2.0635e-07 | 0.0042753 | 0.0042754 | 0.0042754 | 0.98306 | -0.32522 | 0.98299 | -0.32649 | 1.1746
106 | 0.051634 | 0.012985 | -0.051632 | -0.012984 | 2.5025e-06 | 1.2611e-06 | 0.078492 | 0.078493 | 0.078493 | 0.97905 | -0.40344 | 0.979 | -0.40446 | 4.3128
107 | 0.0060684 | 0.0015151 | -0.0060683 | -0.0015151 | 9.1955e-08 | 2.253e-08 | 0.0092175 | 0.0092175 | 0.0092175 | 0.97942 | -0.39611 | 0.97941 | -0.39643 | 2.5323
108 | 0.00061696 | 0.00015425 | -0.00061695 | -0.00015462 | 9.7327e-09 | -3.7102e-07 | 0.0009338 | 0.00093394 | 0.00093394 | 0.98299 | -0.32649 | 0.98297 | -0.32683 | 0.25658
109 | 0.0022084 | 0.0005495 | -0.0022084 | -0.00054964 | 5.6771e-08 | -1.3552e-07 | 0.0033416 | 0.0033417 | 0.0033417 | 0.98299 | -0.32649 | 0.98296 | -0.32704 | 0.91805
110 | 0.0019152 | 0.00047616 | -0.0019151 | -0.0004766 | 1.2854e-07 | -4.3508e-07 | 0.0028979 | 0.0028981 | 0.0028981 | 0.98296 | -0.32704 | 0.98289 | -0.32845 | 0.79617
111 | 0.00027899 | 6.6556e-05 | -0.00027897 | -6.9918e-05 | 1.7756e-08 | -3.3617e-06 | 0.0004212 | 0.00042237 | 0.00042237 | 0.98289 | -0.32845 | 0.98282 | -0.32981 | 0.11604
112 | -0.0049184 | -0.0012271 | 0.0049192 | 0.0012272 | 8.7369e-07 | 3.4766e-08 | 0.0074744 | 0.0074742 | 0.0074744 | 0.9789 | -0.40643 | 0.97909 | -0.40268 | 2.0534
113 | 0.0045486 | 0.0011345 | -0.0045472 | -0.0011346 | 1.4411e-06 | -8.8403e-08 | 0.0069124 | 0.0069127 | 0.0069127 | 0.9789 | -0.40643 | 0.97856 | -0.4131 | 1.8991
114 | -0.0055257 | -0.0013791 | 0.0055265 | 0.0013793 | 8.0638e-07 | 1.3236e-07 | 0.0083958 | 0.0083957 | 0.0083958 | 0.97909 | -0.40268 | 0.97925 | -0.39961 | 2.3065
115 | 0.0044012 | 0.001098 | -0.0044011 | -0.001098 | 8.6009e-08 | -9.3182e-09 | 0.0066907 | 0.0066907 | 0.0066907 | 0.97856 | -0.4131 | 0.97854 | -0.41351 | 1.8381
116 | -0.00017182 | -4.3063e-05 | 0.00017182 | 4.2623e-05 | 8.9859e-10 | -4.403e-07 | 0.00026133 | 0.00026117 | 0.00026133 | 0.97836 | -0.41706 | 0.97837 | -0.41695 | 0.071794
117 | 0.0040918 | 0.0010212 | -0.0040901 | -0.0010216 | 1.7274e-06 | -3.88e-07 | 0.0062217 | 0.0062223 | 0.0062223 | 0.97837 | -0.41695 | 0.97792 | -0.42584 | 1.7094
118 | -0.0042636 | -0.0010638 | 0.0042643 | 0.0010637 | 6.9595e-07 | -1.0923e-07 | 0.0064829 | 0.0064827 | 0.0064829 | 0.97837 | -0.41695 | 0.97854 | -0.41351 | 1.781
119 | 0.0033326 | 0.00083381 | -0.0033315 | -0.00083453 | 1.0853e-06 | -7.1716e-07 | 0.0050704 | 0.0050709 | 0.0050709 | 0.97792 | -0.42584 | 0.97757 | -0.43268 | 1.3931
120 | 0.0007575 | 0.00018775 | -0.00075741 | -0.00018983 | 8.4484e-08 | -2.0746e-06 | 0.0011519 | 0.0011526 | 0.0011526 | 0.97792 | -0.42584 | 0.9778 | -0.42819 | 0.31666
121 | 0.001021 | 0.00025546 | -0.001021 | -0.00025546 | 1.3853e-10 | -1.8194e-09 | 0.0015539 | 0.0015539 | 0.0015539 | 0.97757 | -0.43268 | 0.97757 | -0.43269 | 0.42691
122 | 0.00061168 | 0.00015288 | -0.00061167 | -0.0001533 | 1.0974e-08 | -4.1627e-07 | 0.00093092 | 0.00093108 | 0.00093108 | 0.97757 | -0.43269 | 0.97755 | -0.43306 | 0.25579
123 | -0.005964 | -0.0014889 | 0.0059649 | 0.0014891 | 9.0223e-07 | 2.0866e-07 | 0.0090605 | 0.0090604 | 0.0090605 | 0.97925 | -0.39961 | 0.97941 | -0.39643 | 2.4892
124 | 0.051392 | 0.012923 | -0.051384 | -0.012919 | 7.8405e-06 | 3.9414e-06 | 0.078128 | 0.078128 | 0.078128 | 0.979 | -0.40446 | 0.97883 | -0.40765 | 4.2927

## res_trafo
| p_hv_mw | q_hv_mvar | p_lv_mw | q_lv_mvar | pl_mw | ql_mvar | i_hv_ka | i_lv_ka | vm_hv_pu | va_hv_degree | vm_lv_pu | va_lv_degree | loading_percent
0 | -1.2729e-15 | -1.3162e-15 | 0.00165 | 1.2699e-07 | 0.00165 | 1.2699e-07 | 5.2857e-17 | 0.0023815 | 0.99998 | 149.9956 | 1 | 0 | 0.2619

## res_ext_grid
| p_mw | q_mvar
0 | 0.11528 | 0.029072

## res_load
| p_mw | q_mvar
0 | 0.0013593 | 0.00034067
1 | 0.0010083 | 0.00025269
2 | 0.00059585 | 0.00014933
3 | 0.0026776 | 0.00067108
4 | 0.00099618 | 0.00024967
5 | 0.00089175 | 0.00022349
6 | 0.0013577 | 0.00034027
7 | 0.0010268 | 0.00025734
8 | 0.00065266 | 0.00016357
9 | 0.0010449 | 0.00026188
10 | 0.00067147 | 0.00016829
11 | 0.00061039 | 0.00015298
12 | 0.00023065 | 5.7806e-05
13 | 0.00074419 | 0.00018651
14 | 0.00094619 | 0.00023714
15 | 0.0011978 | 0.0003002
16 | 0.0003928 | 9.8445e-05
17 | 0.00054086 | 0.00013555
18 | 0.00056483 | 0.00014156
19 | 0.00084707 | 0.0002123
20 | 0.0011613 | 0.00029104
21 | 0.00076649 | 0.0001921
22 | 0.0011973 | 0.00030007
23 | 0.00058072 | 0.00014554
24 | 0.0022898 | 0.00057389
25 | 0.0016673 | 0.00041786
26 | 0.011342 | 0.0028425
27 | 0.0037197 | 0.00093223
28 | 0.0030847 | 0.00077309
29 | 0.0025354 | 0.00063542
30 | 0.0011339 | 0.00028419
31 | 0.00033723 | 8.4519e-05
32 | 0.0005716 | 0.00014326
33 | 0.00057965 | 0.00014527
34 | 0.0004969 | 0.00012454
35 | 0.0010875 | 0.00027255
36 | 0.00052818 | 0.00013237
37 | 0.0013517 | 0.00033876
38 | 0.0010113 | 0.00025345
39 | 0.0010646 | 0.00026681
40 | 0.00091133 | 0.0002284
41 | 0.00089308 | 0.00022383
42 | 0.0012263 | 0.00030734
43 | 0.0020156 | 0.00050515
44 | 0.00044033 | 0.00011036
45 | 0.0015096 | 0.00037834
46 | 0.0014659 | 0.00036739
47 | 0.00083278 | 0.00020871
48 | 0.00086259 | 0.00021619
49 | 0.0017414 | 0.00043643
50 | 0.0010904 | 0.00027329
51 | 0.00027643 | 6.928e-05
52 | 0.00025744 | 6.4521e-05
53 | 0.00037205 | 9.3244e-05
54 | 0.00094822 | 0.00023765
55 | 0.00054367 | 0.00013626
56 | 0.0014398 | 0.00036085
57 | 0.00078691 | 0.00019722
58 | 0.001658 | 0.00041552
59 | 0.0024784 | 0.00062113
60 | 0.00086328 | 0.00021636
61 | 0.00059115 | 0.00014816
62 | 0.0005768 | 0.00014456
63 | 0.0010789 | 0.0002704
64 | 0.00064476 | 0.00016159
65 | 0.0046847 | 0.0011741
66 | 0.0014577 | 0.00036532
67 | 0.0018642 | 0.00046722
68 | 0.0004736 | 0.0001187
69 | 0.00033188 | 8.3176e-05
70 | 0.00075172 | 0.0001884
71 | 0.0037692 | 0.00094466
72 | 0.0014754 | 0.00036978
73 | 0.001782 | 0.0004466
74 | 0.0024948 | 0.00062525
75 | 0.0005234 | 0.00013118
76 | 0.0014452 | 0.0003622
77 | 0.00030831 | 7.7269e-05
78 | 0.00020908 | 5.2401e-05
79 | 0.00010662 | 2.6722e-05
80 | 0.00012497 | 3.1319e-05
81 | 0.00061695 | 0.00015462
82 | 0.00029317 | 7.3476e-05
83 | 0.0016361 | 0.00041004
84 | 0.00027897 | 6.9918e-05
85 | 0.00036973 | 9.2662e-05
86 | 0.00060641 | 0.00015198
87 | 0.00014599 | 3.6589e-05
88 | 0.00017182 | 4.3063e-05
89 | 0.0001368 | 3.4285e-05
90 | 0.0023105 | 0.00057907
91 | 0.00075741 | 0.00018983
92 | 0.0004093 | 0.00010258
93 | 0.00061167 | 0.0001533
94 | 0.00043754 | 0.00010966
95 | 0.00010341 | 2.5916e-05
96 | 0.00024011 | 6.0177e-05
97 | 0.0002424 | 6.0751e-05

## dtypes
| element | column | dtype
0 | bus | name | object
1 | bus | vn_kv | float64
2 | bus | type | object
3 | bus | zone | object
4 | bus | in_service | bool
5 | load | name | object
6 | load | bus | uint32
7 | load | p_mw | float64
8 | load | q_mvar | float64
9 | load | const_z_percent | float64
10 | load | const_i_percent | float64
11 | load | sn_mva | float64
12 | load | scaling | float64
13 | load | in_service | bool
14 | load | type | object
15 | ext_grid | name | object
16 | ext_grid | bus | uint32
17 | ext_grid | vm_pu | float64
18 | ext_grid | va_degree | float64
19 | ext_grid | slack_weight | float64
20 | ext_grid | in_service | bool
21 | line | name | object
22 | line | std_type | object
23 | line | from_bus | uint32
24 | line | to_bus | uint32
25 | line | length_km | float64
26 | line | r_ohm_per_km | float64
27 | line | x_ohm_per_km | float64
28 | line | c_nf_per_km | float64
29 | line | g_us_per_km | float64
30 | line | max_i_ka | float64
31 | line | df | float64
32 | line | parallel | uint32
33 | line | type | object
34 | line | in_service | bool
35 | trafo | name | object
36 | trafo | std_type | object
37 | trafo | hv_bus | uint32
38 | trafo | lv_bus | uint32
39 | trafo | sn_mva | float64
40 | trafo | vn_hv_kv | float64
41 | trafo | vn_lv_kv | float64
42 | trafo | vk_percent | float64
43 | trafo | vkr_percent | float64
44 | trafo | pfe_kw | float64
45 | trafo | i0_percent | float64
46 | trafo | shift_degree | float64
47 | trafo | tap_side | object
48 | trafo | tap_neutral | int32
49 | trafo | tap_min | int32
50 | trafo | tap_max | int32
51 | trafo | tap_step_percent | float64
52 | trafo | tap_step_degree | float64
53 | trafo | tap_pos | int32
54 | trafo | tap_phase_shifter | bool
55 | trafo | parallel | uint32
56 | trafo | df | float64
57 | trafo | in_service | bool
58 | line_geodata | coords | object
59 | bus_geodata | x | float64
60 | bus_geodata | y | float64
61 | bus_geodata | coords | object
62 | res_bus | vm_pu | float64
63 | res_bus | va_degree | float64
64 | res_bus | p_mw | float64
65 | res_bus | q_mvar | float64
66 | res_line | p_from_mw | float64
67 | res_line | q_from_mvar | float64
68 | res_line | p_to_mw | float64
69 | res_line | q_to_mvar | float64
70 | res_line | pl_mw | float64
71 | res_line | ql_mvar | float64
72 | res_line | i_from_ka | float64
73 | res_line | i_to_ka | float64
74 | res_line | i_ka | float64
75 | res_line | vm_from_pu | float64
76 | res_line | va_from_degree | float64
77 | res_line | vm_to_pu | float64
78 | res_line | va_to_degree | float64
79 | res_line | loading_percent | float64
80 | res_trafo | p_hv_mw | float64
81 | res_trafo | q_hv_mvar | float64
82 | res_trafo | p_lv_mw | float64
83 | res_trafo | q_lv_mvar | float64
84 | res_trafo | pl_mw | float64
85 | res_trafo | ql_mvar | float64
86 | res_trafo | i_hv_ka | float64
87 | res_trafo | i_lv_ka | float64
88 | res_trafo | vm_hv_pu | float64
89 | res_trafo | va_hv_degree | float64
90 | res_trafo | vm_lv_pu | float64
91 | res_trafo | va_lv_degree | float64
92 | res_trafo | loading_percent | float64
93 | res_ext_grid | p_mw | float64
94 | res_ext_grid | q_mvar | float64
95 | res_load | p_mw | float64
96 | res_load | q_mvar | float64

## parameters
| version | format_version | converged | OPF_converged | name | f_hz | sn_mva
0 | 2.14.6 | 2.14.0 | TRUE | FALSE |  | 50 | 1