## bus
| name | vn_kv | type | zone | in_service
0 | bus_LV_182-2_0_5_node_0 | 0.4 | n |  | TRUE
1 | bus_LV_182-2_0_5_node_1 | 0.4 | n |  | TRUE
2 | bus_LV_182-2_0_5_node_2 | 0.4 | n |  | TRUE
3 | bus_LV_182-2_0_5_node_4 | 0.4 | n |  | TRUE
4 | bus_LV_182-2_0_5_node_3 | 0.4 | n |  | TRUE
5 | bus_LV_182-2_0_5_node_310 | 0.4 | n |  | TRUE
6 | bus_LV_182-2_0_5_node_284 | 0.4 | n |  | TRUE
7 | bus_LV_182-2_0_5_node_343 | 0.4 | n |  | TRUE
8 | bus_LV_182-2_0_5_node_344 | 0.4 | n |  | TRUE
9 | bus_LV_182-2_0_5_node_280 | 0.4 | n |  | TRUE
10 | bus_LV_182-2_0_5_node_297 | 0.4 | n |  | TRUE
11 | bus_LV_182-2_0_5_node_277 | 0.4 | n |  | TRUE
12 | bus_LV_182-2_0_5_node_330 | 0.4 | n |  | TRUE
13 | bus_LV_182-2_0_5_node_331 | 0.4 | n |  | TRUE
14 | bus_LV_182-2_0_5_node_332 | 0.4 | n |  | TRUE
15 | bus_LV_182-2_0_5_node_333 | 0.4 | n |  | TRUE
16 | bus_LV_182-2_0_5_node_334 | 0.4 | n |  | TRUE
17 | bus_LV_182-2_0_5_node_339 | 0.4 | n |  | TRUE
18 | bus_LV_182-2_0_5_node_338 | 0.4 | n |  | TRUE
19 | bus_LV_182-2_0_5_node_336 | 0.4 | n |  | TRUE
20 | bus_LV_182-2_0_5_node_335 | 0.4 | n |  | TRUE
21 | bus_LV_182-2_0_5_node_337 | 0.4 | n |  | TRUE
22 | bus_LV_182-2_0_5_node_340 | 0.4 | n |  | TRUE
23 | bus_LV_182-2_0_5_node_341 | 0.4 | n |  | TRUE
24 | bus_LV_182-2_0_5_node_342 | 0.4 | n |  | TRUE
25 | bus_LV_182-2_0_5_node_5 | 0.4 | n |  | TRUE
26 | bus_LV_182-2_0_5_node_6 | 0.4 | n |  | TRUE
27 | bus_LV_182-2_0_5_node_7 | 0.4 | n |  | TRUE
28 | bus_LV_182-2_0_5_node_8 | 0.4 | n |  | TRUE
29 | bus_LV_182-2_0_5_node_9 | 0.4 | n |  | TRUE
30 | bus_LV_182-2_0_5_node_10 | 0.4 | n |  | TRUE
31 | bus_LV_182-2_0_5_node_11 | 0.4 | n |  | TRUE
32 | bus_LV_182-2_0_5_node_321 | 0.4 | n |  | TRUE
33 | bus_LV_182-2_0_5_node_322 | 0.4 | n |  | TRUE
34 | bus_LV_182-2_0_5_node_84 | 0.4 | n |  | TRUE
35 | bus_LV_182-2_0_5_node_319 | 0.4 | n |  | TRUE
36 | bus_LV_182-2_0_5_node_21 | 0.4 | n |  | TRUE
37 | bus_LV_182-2_0_5_node_87 | 0.4 | n |  | TRUE
38 | bus_LV_182-2_0_5_node_97 | 0.4 | n |  | TRUE
39 | bus_LV_182-2_0_5_node_95 | 0.4 | n |  | TRUE
40 | bus_LV_182-2_0_5_node_19 | 0.4 | n |  | TRUE
41 | bus_LV_182-2_0_5_node_22 | 0.4 | n |  | TRUE
42 | bus_LV_182-2_0_5_node_86 | 0.4 | n |  | TRUE
43 | bus_LV_182-2_0_5_node_105 | 0.4 | n |  | TRUE
44 | bus_LV_182-2_0_5_node_96 | 0.4 | n |  | TRUE
45 | bus_LV_182-2_0_5_node_17 | 0.4 | n |  | TRUE
46 | bus_LV_182-2_0_5_node_12 | 0.4 | n |  | TRUE
47 | bus_LV_182-2_0_5_node_13 | 0.4 | n |  | TRUE
48 | bus_LV_182-2_0_5_node_14 | 0.4 | n |  | TRUE
49 | bus_LV_182-2_0_5_node_15 | 0.4 | n |  | TRUE
50 | bus_LV_182-2_0_5_node_16 | 0.4 | n |  | TRUE
51 | bus_LV_182-2_0_5_node_62 | 0.4 | n |  | TRUE
52 | bus_LV_182-2_0_5_node_74 | 0.4 | n |  | TRUE
53 | bus_LV_182-2_0_5_node_42 | 0.4 | n |  | TRUE
54 | bus_LV_182-2_0_5_node_27 | 0.4 | n |  | TRUE
55 | bus_LV_182-2_0_5_node_24 | 0.4 | n |  | TRUE
56 | bus_LV_182-2_0_5_node_33 | 0.4 | n |  | TRUE
57 | bus_LV_182-2_0_5_node_29 | 0.4 | n |  | TRUE
58 | bus_LV_182-2_0_5_node_61 | 0.4 | n |  | TRUE
59 | bus_LV_182-2_0_5_node_25 | 0.4 | n |  | TRUE
60 | bus_LV_182-2_0_5_node_64 | 0.4 | n |  | TRUE
61 | bus_LV_182-2_0_5_node_28 | 0.4 | n |  | TRUE
62 | bus_LV_182-2_0_5_node_18 | 0.4 | n |  | TRUE
63 | bus_LV_182-2_0_5_node_20 | 0.4 | n |  | TRUE
64 | bus_LV_182-2_0_5_node_75 | 0.4 | n |  | TRUE
65 | bus_LV_182-2_0_5_node_53 | 0.4 | n |  | TRUE
66 | bus_LV_182-2_0_5_node_81 | 0.4 | n |  | TRUE
67 | bus_LV_182-2_0_5_node_77 | 0.4 | n |  | TRUE
68 | bus_LV_182-2_0_5_node_51 | 0.4 | n |  | TRUE
69 | bus_LV_182-2_0_5_node_23 | 0.4 | n |  | TRUE
70 | bus_LV_182-2_0_5_node_41 | 0.4 | n |  | TRUE
71 | bus_LV_182-2_0_5_node_59 | 0.4 | n |  | TRUE
72 | bus_LV_182-2_0_5_node_39 | 0.4 | n |  | TRUE
73 | bus_LV_182-2_0_5_node_57 | 0.4 | n |  | TRUE
74 | bus_LV_182-2_0_5_node_26 | 0.4 | n |  | TRUE
75 | bus_LV_182-2_0_5_node_101 | 0.4 | n |  | TRUE
76 | bus_LV_182-2_0_5_node_60 | 0.4 | n |  | TRUE
77 | bus_LV_182-2_0_5_node_58 | 0.4 | n |  | TRUE
78 | bus_LV_182-2_0_5_node_100 | 0.4 | n |  | TRUE
79 | bus_LV_182-2_0_5_node_31 | 0.4 | n |  | TRUE
80 | bus_LV_182-2_0_5_node_63 | 0.4 | n |  | TRUE
81 | bus_LV_182-2_0_5_node_34 | 0.4 | n |  | TRUE
82 | bus_LV_182-2_0_5_node_35 | 0.4 | n |  | TRUE
83 | bus_LV_182-2_0_5_node_36 | 0.4 | n |  | TRUE
84 | bus_LV_182-2_0_5_node_37 | 0.4 | n |  | TRUE
85 | bus_LV_182-2_0_5_node_38 | 0.4 | n |  | TRUE
86 | bus_LV_182-2_0_5_node_43 | 0.4 | n |  | TRUE
87 | bus_LV_182-2_0_5_node_44 | 0.4 | n |  | TRUE
88 | bus_LV_182-2_0_5_node_90 | 0.4 | n |  | TRUE
89 | bus_LV_182-2_0_5_node_78 | 0.4 | n |  | TRUE
90 | bus_LV_182-2_0_5_node_93 | 0.4 | n |  | TRUE
91 | bus_LV_182-2_0_5_node_40 | 0.4 | n |  | TRUE
92 | bus_LV_182-2_0_5_node_79 | 0.4 | n |  | TRUE
93 | bus_LV_182-2_0_5_node_80 | 0.4 | n |  | TRUE
94 | bus_LV_182-2_0_5_node_94 | 0.4 | n |  | TRUE
95 | bus_LV_182-2_0_5_node_45 | 0.4 | n |  | TRUE
96 | bus_LV_182-2_0_5_node_46 | 0.4 | n |  | TRUE
97 | bus_LV_182-2_0_5_node_47 | 0.4 | n |  | TRUE
98 | bus_LV_182-2_0_5_node_48 | 0.4 | n |  | TRUE
99 | bus_LV_182-2_0_5_node_49 | 0.4 | n |  | TRUE
100 | bus_LV_182-2_0_5_node_69 | 0.4 | n |  | TRUE
101 | bus_LV_182-2_0_5_node_66 | 0.4 | n |  | TRUE
102 | bus_LV_182-2_0_5_node_50 | 0.4 | n |  | TRUE
103 | bus_LV_182-2_0_5_node_65 | 0.4 | n |  | TRUE
104 | bus_LV_182-2_0_5_node_82 | 0.4 | n |  | TRUE
105 | bus_LV_182-2_0_5_node_67 | 0.4 | n |  | TRUE
106 | bus_LV_182-2_0_5_node_54 | 0.4 | n |  | TRUE
107 | bus_LV_182-2_0_5_node_52 | 0.4 | n |  | TRUE
108 | bus_LV_182-2_0_5_node_68 | 0.4 | n |  | TRUE
109 | bus_LV_182-2_0_5_node_55 | 0.4 | n |  | TRUE
110 | bus_LV_182-2_0_5_node_71 | 0.4 | n |  | TRUE
111 | bus_LV_182-2_0_5_node_91 | 0.4 | n |  | TRUE
112 | bus_LV_182-2_0_5_node_56 | 0.4 | n |  | TRUE
113 | bus_LV_182-2_0_5_node_102 | 0.4 | n |  | TRUE
114 | bus_LV_182-2_0_5_node_99 | 0.4 | n |  | TRUE
115 | bus_LV_182-2_0_5_node_104 | 0.4 | n |  | TRUE
116 | bus_LV_182-2_0_5_node_103 | 0.4 | n |  | TRUE
117 | bus_LV_182-2_0_5_node_70 | 0.4 | n |  | TRUE
118 | bus_LV_182-2_0_5_node_83 | 0.4 | n |  | TRUE
119 | bus_LV_182-2_0_5_node_76 | 0.4 | n |  | TRUE
120 | bus_LV_182-2_0_5_node_72 | 0.4 | n |  | TRUE
121 | bus_LV_182-2_0_5_node_73 | 0.4 | n |  | TRUE
122 | bus_LV_182-2_0_5_node_85 | 0.4 | n |  | TRUE
123 | bus_LV_182-2_0_5_node_88 | 0.4 | n |  | TRUE
124 | bus_LV_182-2_0_5_node_89 | 0.4 | n |  | TRUE
125 | bus_LV_182-2_0_5_node_92 | 0.4 | n |  | TRUE
126 | bus_LV_182-2_0_5_node_98 | 0.4 | n |  | TRUE
127 | bus_LV_182-2_0_5_node_106 | 0.4 | n |  | TRUE
128 | bus_LV_182-2_0_5_node_107 | 0.4 | n |  | TRUE
129 | bus_LV_182-2_0_5_node_108 | 0.4 | n |  | TRUE
130 | bus_LV_182-2_0_5_node_109 | 0.4 | n |  | TRUE
131 | bus_LV_182-2_0_5_node_110 | 0.4 | n |  | TRUE
132 | bus_LV_182-2_0_5_node_182 | 0.4 | n |  | TRUE
133 | bus_LV_182-2_0_5_node_179 | 0.4 | n |  | TRUE
134 | bus_LV_182-2_0_5_node_121 | 0.4 | n |  | TRUE
135 | bus_LV_182-2_0_5_node_244 | 0.4 | n |  | TRUE
136 | bus_LV_182-2_0_5_node_245 | 0.4 | n |  | TRUE
137 | bus_LV_182-2_0_5_node_180 | 0.4 | n |  | TRUE
138 | bus_LV_182-2_0_5_node_120 | 0.4 | n |  | TRUE
139 | bus_LV_182-2_0_5_node_159 | 0.4 | n |  | TRUE
140 | bus_LV_182-2_0_5_node_111 | 0.4 | n |  | TRUE
141 | bus_LV_182-2_0_5_node_112 | 0.4 | n |  | TRUE
142 | bus_LV_182-2_0_5_node_113 | 0.4 | n |  | TRUE
143 | bus_LV_182-2_0_5_node_114 | 0.4 | n |  | TRUE
144 | bus_LV_182-2_0_5_node_281 | 0.4 | n |  | TRUE
145 | bus_LV_182-2_0_5_node_132 | 0.4 | n |  | TRUE
146 | bus_LV_182-2_0_5_node_249 | 0.4 | n |  | TRUE
147 | bus_LV_182-2_0_5_node_134 | 0.4 | n |  | TRUE
148 | bus_LV_182-2_0_5_node_135 | 0.4 | n |  | TRUE
149 | bus_LV_182-2_0_5_node_115 | 0.4 | n |  | TRUE
150 | bus_LV_182-2_0_5_node_116 | 0.4 | n |  | TRUE
151 | bus_LV_182-2_0_5_node_117 | 0.4 | n |  | TRUE
152 | bus_LV_182-2_0_5_node_150 | 0.4 | n |  | TRUE
153 | bus_LV_182-2_0_5_node_221 | 0.4 | n |  | TRUE
154 | bus_LV_182-2_0_5_node_152 | 0.4 | n |  | TRUE
155 | bus_LV_182-2_0_5_node_153 | 0.4 | n |  | TRUE
156 | bus_LV_182-2_0_5_node_149 | 0.4 | n |  | TRUE
157 | bus_LV_182-2_0_5_node_222 | 0.4 | n |  | TRUE
158 | bus_LV_182-2_0_5_node_118 | 0.4 | n |  | TRUE
159 | bus_LV_182-2_0_5_node_119 | 0.4 | n |  | TRUE
160 | bus_LV_182-2_0_5_node_243 | 0.4 | n |  | TRUE
161 | bus_LV_182-2_0_5_node_282 | 0.4 | n |  | TRUE
162 | bus_LV_182-2_0_5_node_207 | 0.4 | n |  | TRUE
163 | bus_LV_182-2_0_5_node_122 | 0.4 | n |  | TRUE
164 | bus_LV_182-2_0_5_node_123 | 0.4 | n |  | TRUE
165 | bus_LV_182-2_0_5_node_124 | 0.4 | n |  | TRUE
166 | bus_LV_182-2_0_5_node_125 | 0.4 | n |  | TRUE
167 | bus_LV_182-2_0_5_node_126 | 0.4 | n |  | TRUE
168 | bus_LV_182-2_0_5_node_127 | 0.4 | n |  | TRUE
169 | bus_LV_182-2_0_5_node_128 | 0.4 | n |  | TRUE
170 | bus_LV_182-2_0_5_node_129 | 0.4 | n |  | TRUE
171 | bus_LV_182-2_0_5_node_232 | 0.4 | n |  | TRUE
172 | bus_LV_182-2_0_5_node_263 | 0.4 | n |  | TRUE
173 | bus_LV_182-2_0_5_node_142 | 0.4 | n |  | TRUE
174 | bus_LV_182-2_0_5_node_304 | 0.4 | n |  | TRUE
175 | bus_LV_182-2_0_5_node_235 | 0.4 | n |  | TRUE
176 | bus_LV_182-2_0_5_node_167 | 0.4 | n |  | TRUE
177 | bus_LV_182-2_0_5_node_234 | 0.4 | n |  | TRUE
178 | bus_LV_182-2_0_5_node_230 | 0.4 | n |  | TRUE
179 | bus_LV_182-2_0_5_node_264 | 0.4 | n |  | TRUE
180 | bus_LV_182-2_0_5_node_141 | 0.4 | n |  | TRUE
181 | bus_LV_182-2_0_5_node_302 | 0.4 | n |  | TRUE
182 | bus_LV_182-2_0_5_node_130 | 0.4 | n |  | TRUE
183 | bus_LV_182-2_0_5_node_131 | 0.4 | n |  | TRUE
184 | bus_LV_182-2_0_5_node_133 | 0.4 | n |  | TRUE
185 | bus_LV_182-2_0_5_node_176 | 0.4 | n |  | TRUE
186 | bus_LV_182-2_0_5_node_206 | 0.4 | n |  | TRUE
187 | bus_LV_182-2_0_5_node_309 | 0.4 | n |  | TRUE
188 | bus_LV_182-2_0_5_node_287 | 0.4 | n |  | TRUE
189 | bus_LV_182-2_0_5_node_174 | 0.4 | n |  | TRUE
190 | bus_LV_182-2_0_5_node_136 | 0.4 | n |  | TRUE
191 | bus_LV_182-2_0_5_node_137 | 0.4 | n |  | TRUE
192 | bus_LV_182-2_0_5_node_138 | 0.4 | n |  | TRUE
193 | bus_LV_182-2_0_5_node_139 | 0.4 | n |  | TRUE
194 | bus_LV_182-2_0_5_node_140 | 0.4 | n |  | TRUE
195 | bus_LV_182-2_0_5_node_185 | 0.4 | n |  | TRUE
196 | bus_LV_182-2_0_5_node_213 | 0.4 | n |  | TRUE
197 | bus_LV_182-2_0_5_node_268 | 0.4 | n |  | TRUE
198 | bus_LV_182-2_0_5_node_183 | 0.4 | n |  | TRUE
199 | bus_LV_182-2_0_5_node_266 | 0.4 | n |  | TRUE
200 | bus_LV_182-2_0_5_node_143 | 0.4 | n |  | TRUE
201 | bus_LV_182-2_0_5_node_144 | 0.4 | n |  | TRUE
202 | bus_LV_182-2_0_5_node_145 | 0.4 | n |  | TRUE
203 | bus_LV_182-2_0_5_node_146 | 0.4 | n |  | TRUE
204 | bus_LV_182-2_0_5_node_147 | 0.4 | n |  | TRUE
205 | bus_LV_182-2_0_5_node_148 | 0.4 | n |  | TRUE
206 | bus_LV_182-2_0_5_node_308 | 0.4 | n |  | TRUE
207 | bus_LV_182-2_0_5_node_269 | 0.4 | n |  | TRUE
208 | bus_LV_182-2_0_5_node_265 | 0.4 | n |  | TRUE
209 | bus_LV_182-2_0_5_node_316 | 0.4 | n |  | TRUE
210 | bus_LV_182-2_0_5_node_293 | 0.4 | n |  | TRUE
211 | bus_LV_182-2_0_5_node_151 | 0.4 | n |  | TRUE
212 | bus_LV_182-2_0_5_node_154 | 0.4 | n |  | TRUE
213 | bus_LV_182-2_0_5_node_155 | 0.4 | n |  | TRUE
214 | bus_LV_182-2_0_5_node_188 | 0.4 | n |  | TRUE
215 | bus_LV_182-2_0_5_node_163 | 0.4 | n |  | TRUE
216 | bus_LV_182-2_0_5_node_240 | 0.4 | n |  | TRUE
217 | bus_LV_182-2_0_5_node_288 | 0.4 | n |  | TRUE
218 | bus_LV_182-2_0_5_node_164 | 0.4 | n |  | TRUE
219 | bus_LV_182-2_0_5_node_187 | 0.4 | n |  | TRUE
220 | bus_LV_182-2_0_5_node_162 | 0.4 | n |  | TRUE
221 | bus_LV_182-2_0_5_node_157 | 0.4 | n |  | TRUE
222 | bus_LV_182-2_0_5_node_161 | 0.4 | n |  | TRUE
223 | bus_LV_182-2_0_5_node_239 | 0.4 | n |  | TRUE
224 | bus_LV_182-2_0_5_node_156 | 0.4 | n |  | TRUE
225 | bus_LV_182-2_0_5_node_158 | 0.4 | n |  | TRUE
226 | bus_LV_182-2_0_5_node_160 | 0.4 | n |  | TRUE
227 | bus_LV_182-2_0_5_node_198 | 0.4 | n |  | TRUE
228 | bus_LV_182-2_0_5_node_196 | 0.4 | n |  | TRUE
229 | bus_LV_182-2_0_5_node_211 | 0.4 | n |  | TRUE
230 | bus_LV_182-2_0_5_node_286 | 0.4 | n |  | TRUE
231 | bus_LV_182-2_0_5_node_197 | 0.4 | n |  | TRUE
232 | bus_LV_182-2_0_5_node_165 | 0.4 | n |  | TRUE
233 | bus_LV_182-2_0_5_node_166 | 0.4 | n |  | TRUE
234 | bus_LV_182-2_0_5_node_168 | 0.4 | n |  | TRUE
235 | bus_LV_182-2_0_5_node_270 | 0.4 | n |  | TRUE
236 | bus_LV_182-2_0_5_node_169 | 0.4 | n |  | TRUE
237 | bus_LV_182-2_0_5_node_170 | 0.4 | n |  | TRUE
238 | bus_LV_182-2_0_5_node_172 | 0.4 | n |  | TRUE
239 | bus_LV_182-2_0_5_node_236 | 0.4 | n |  | TRUE
240 | bus_LV_182-2_0_5_node_237 | 0.4 | n |  | TRUE
241 | bus_LV_182-2_0_5_node_173 | 0.4 | n |  | TRUE
242 | bus_LV_182-2_0_5_node_175 | 0.4 | n |  | TRUE
243 | bus_LV_182-2_0_5_node_177 | 0.4 | n |  | TRUE
244 | bus_LV_182-2_0_5_node_178 | 0.4 | n |  | TRUE
245 | bus_LV_182-2_0_5_node_300 | 0.4 | n |  | TRUE
246 | bus_LV_182-2_0_5_node_299 | 0.4 | n |  | TRUE
247 | bus_LV_182-2_0_5_node_181 | 0.4 | n |  | TRUE
248 | bus_LV_182-2_0_5_node_246 | 0.4 | n |  | TRUE
249 | bus_LV_182-2_0_5_node_184 | 0.4 | n |  | TRUE
250 | bus_LV_182-2_0_5_node_189 | 0.4 | n |  | TRUE
251 | bus_LV_182-2_0_5_node_190 | 0.4 | n |  | TRUE
252 | bus_LV_182-2_0_5_node_203 | 0.4 | n |  | TRUE
253 | bus_LV_182-2_0_5_node_202 | 0.4 | n |  | TRUE
254 | bus_LV_182-2_0_5_node_191 | 0.4 | n |  | TRUE
255 | bus_LV_182-2_0_5_node_192 | 0.4 | n |  | TRUE
256 | bus_LV_182-2_0_5_node_193 | 0.4 | n |  | TRUE
257 | bus_LV_182-2_0_5_node_194 | 0.4 | n |  | TRUE
258 | bus_LV_182-2_0_5_node_195 | 0.4 | n |  | TRUE
259 | bus_LV_182-2_0_5_node_253 | 0.4 | n |  | TRUE
260 | bus_LV_182-2_0_5_node_259 | 0.4 | n |  | TRUE
261 | bus_LV_182-2_0_5_node_257 | 0.4 | n |  | TRUE
262 | bus_LV_182-2_0_5_node_254 | 0.4 | n |  | TRUE
263 | bus_LV_182-2_0_5_node_323 | 0.4 | n |  | TRUE
264 | bus_LV_182-2_0_5_node_258 | 0.4 | n |  | TRUE
265 | bus_LV_182-2_0_5_node_200 | 0.4 | n |  | TRUE
266 | bus_LV_182-2_0_5_node_201 | 0.4 | n |  | TRUE
267 | bus_LV_182-2_0_5_node_199 | 0.4 | n |  | TRUE
268 | bus_LV_182-2_0_5_node_224 | 0.4 | n |  | TRUE
269 | bus_LV_182-2_0_5_node_209 | 0.4 | n |  | TRUE
270 | bus_LV_182-2_0_5_node_220 | 0.4 | n |  | TRUE
271 | bus_LV_182-2_0_5_node_285 | 0.4 | n |  | TRUE
272 | bus_LV_182-2_0_5_node_260 | 0.4 | n |  | TRUE
273 | bus_LV_182-2_0_5_node_261 | 0.4 | n |  | TRUE
274 | bus_LV_182-2_0_5_node_252 | 0.4 | n |  | TRUE
275 | bus_LV_182-2_0_5_node_204 | 0.4 | n |  | TRUE
276 | bus_LV_182-2_0_5_node_205 | 0.4 | n |  | TRUE
277 | bus_LV_182-2_0_5_node_324 | 0.4 | n |  | TRUE
278 | bus_LV_182-2_0_5_node_325 | 0.4 | n |  | TRUE
279 | bus_LV_182-2_0_5_node_223 | 0.4 | n |  | TRUE
280 | bus_LV_182-2_0_5_node_208 | 0.4 | n |  | TRUE
281 | bus_LV_182-2_0_5_node_210 | 0.4 | n |  | TRUE
282 | bus_LV_182-2_0_5_node_212 | 0.4 | n |  | TRUE
283 | bus_LV_182-2_0_5_node_296 | 0.4 | n |  | TRUE
284 | bus_LV_182-2_0_5_node_215 | 0.4 | n |  | TRUE
285 | bus_LV_182-2_0_5_node_292 | 0.4 | n |  | TRUE
286 | bus_LV_182-2_0_5_node_305 | 0.4 | n |  | TRUE
287 | bus_LV_182-2_0_5_node_295 | 0.4 | n |  | TRUE
288 | bus_LV_182-2_0_5_node_217 | 0.4 | n |  | TRUE
289 | bus_LV_182-2_0_5_node_218 | 0.4 | n |  | TRUE
290 | bus_LV_182-2_0_5_node_219 | 0.4 | n |  | TRUE
291 | bus_LV_182-2_0_5_node_225 | 0.4 | n |  | TRUE
292 | bus_LV_182-2_0_5_node_226 | 0.4 | n |  | TRUE
293 | bus_LV_182-2_0_5_node_227 | 0.4 | n |  | TRUE
294 | bus_LV_182-2_0_5_node_228 | 0.4 | n |  | TRUE
295 | bus_LV_182-2_0_5_node_229 | 0.4 | n |  | TRUE
296 | bus_LV_182-2_0_5_node_294 | 0.4 | n |  | TRUE
297 | bus_LV_182-2_0_5_node_274 | 0.4 | n |  | TRUE
298 | bus_LV_182-2_0_5_node_301 | 0.4 | n |  | TRUE
299 | bus_LV_182-2_0_5_node_273 | 0.4 | n |  | TRUE
300 | bus_LV_182-2_0_5_node_231 | 0.4 | n |  | TRUE
301 | bus_LV_182-2_0_5_node_233 | 0.4 | n |  | TRUE
302 | bus_LV_182-2_0_5_node_247 | 0.4 | n |  | TRUE
303 | bus_LV_182-2_0_5_node_238 | 0.4 | n |  | TRUE
304 | bus_LV_182-2_0_5_node_248 | 0.4 | n |  | TRUE
305 | bus_LV_182-2_0_5_node_242 | 0.4 | n |  | TRUE
306 | bus_LV_182-2_0_5_node_290 | 0.4 | n |  | TRUE
307 | bus_LV_182-2_0_5_node_289 | 0.4 | n |  | TRUE
308 | bus_LV_182-2_0_5_node_306 | 0.4 | n |  | TRUE
309 | bus_LV_182-2_0_5_node_307 | 0.4 | n |  | TRUE
310 | bus_LV_182-2_0_5_node_267 | 0.4 | n |  | TRUE
311 | bus_LV_182-2_0_5_node_311 | 0.4 | n |  | TRUE
312 | bus_LV_182-2_0_5_node_317 | 0.4 | n |  | TRUE
313 | bus_LV_182-2_0_5_node_250 | 0.4 | n |  | TRUE
314 | bus_LV_182-2_0_5_node_251 | 0.4 | n |  | TRUE
315 | bus_LV_182-2_0_5_node_329 | 0.4 | n |  | TRUE
316 | bus_LV_182-2_0_5_node_279 | 0.4 | n |  | TRUE
317 | bus_LV_182-2_0_5_node_255 | 0.4 | n |  | TRUE
318 | bus_LV_182-2_0_5_node_256 | 0.4 | n |  | TRUE
319 | bus_LV_182-2_0_5_node_312 | 0.4 | n |  | TRUE
320 | bus_LV_182-2_0_5_node_313 | 0.4 | n |  | TRUE
321 | bus_LV_182-2_0_5_node_318 | 0.4 | n |  | TRUE
322 | bus_LV_182-2_0_5_node_328 | 0.4 | n |  | TRUE
323 | bus_LV_182-2_0_5_node_327 | 0.4 | n |  | TRUE
324 | bus_LV_182-2_0_5_node_272 | 0.4 | n |  | TRUE
325 | bus_LV_182-2_0_5_node_275 | 0.4 | n |  | TRUE
326 | bus_LV_182-2_0_5_node_276 | 0.4 | n |  | TRUE
327 | bus_LV_182-2_0_5_node_278 | 0.4 | n |  | TRUE
328 | bus_LV_182-2_0_5_node_320 | 0.4 | n |  | TRUE
329 | bus_LV_182-2_0_5_node_326 | 0.4 | n |  | TRUE
330 | bus_LV_182-2_0_5_node_298 | 0.4 | n |  | TRUE
331 | bus_LV_182-2_0_5_node_291 | 0.4 | n |  | TRUE
332 | bus_LV_182-2_0_5_node_303 | 0.4 | n |  | TRUE
333 | bus_LV_182-2_0_5_node_314 | 0.4 | n |  | TRUE
334 | bus_LV_182-2_0_5_node_315 | 0.4 | n |  | TRUE
335 | bus_MV_26_0_node_166 | 20 | n |  | TRUE

## load
| name | bus | p_mw | q_mvar | const_z_percent | const_i_percent | sn_mva | scaling | in_service | type
0 | LV_182-2_0_5_load_0 | 0 | 0.0025301 | 0.00063411 | 0 | 0 |  | 1 | TRUE | wye
1 | LV_182-2_0_5_load_1 | 1 | 0.0011979 | 0.00030023 | 0 | 0 |  | 1 | TRUE | wye
2 | LV_182-2_0_5_load_4 | 3 | 0.00020509 | 5.1399e-05 | 0 | 0 |  | 1 | TRUE | wye
3 | LV_182-2_0_5_load_310 | 5 | 0.0011187 | 0.00028038 | 0 | 0 |  | 1 | TRUE | wye
4 | LV_182-2_0_5_load_284 | 6 | 0.0013828 | 0.00034656 | 0 | 0 |  | 1 | TRUE | wye
5 | LV_182-2_0_5_load_343 | 7 | 0.00022432 | 5.6219e-05 | 0 | 0 |  | 1 | TRUE | wye
6 | LV_182-2_0_5_load_344 | 8 | 0.0036253 | 0.00090857 | 0 | 0 |  | 1 | TRUE | wye
7 | LV_182-2_0_5_load_297 | 10 | 0.002254 | 0.00056491 | 0 | 0 |  | 1 | TRUE | wye
8 | LV_182-2_0_5_load_330 | 12 | 0.0011872 | 0.00029754 | 0 | 0 |  | 1 | TRUE | wye
9 | LV_182-2_0_5_load_339 | 17 | 0.00072869 | 0.00018263 | 0 | 0 |  | 1 | TRUE | wye
10 | LV_182-2_0_5_load_338 | 18 | 0.00028891 | 7.2407e-05 | 0 | 0 |  | 1 | TRUE | wye
11 | LV_182-2_0_5_load_336 | 19 | 0.00034143 | 8.5569e-05 | 0 | 0 |  | 1 | TRUE | wye
12 | LV_182-2_0_5_load_335 | 20 | 0.00029766 | 7.4602e-05 | 0 | 0 |  | 1 | TRUE | wye
13 | LV_182-2_0_5_load_337 | 21 | 0.00033438 | 8.3805e-05 | 0 | 0 |  | 1 | TRUE | wye
14 | LV_182-2_0_5_load_341 | 23 | 0.0012335 | 0.00030916 | 0 | 0 |  | 1 | TRUE | wye
15 | LV_182-2_0_5_load_342 | 24 | 0.00074863 | 0.00018762 | 0 | 0 |  | 1 | TRUE | wye
16 | LV_182-2_0_5_load_5 | 25 | 0.00066106 | 0.00016568 | 0 | 0 |  | 1 | TRUE | wye
17 | LV_182-2_0_5_load_8 | 28 | 0.00021733 | 5.4469e-05 | 0 | 0 |  | 1 | TRUE | wye
18 | LV_182-2_0_5_load_11 | 31 | 0.00018981 | 4.7571e-05 | 0 | 0 |  | 1 | TRUE | wye
19 | LV_182-2_0_5_load_322 | 33 | 0.0078363 | 0.001964 | 0 | 0 |  | 1 | TRUE | wye
20 | LV_182-2_0_5_load_84 | 34 | 0.00017652 | 4.424e-05 | 0 | 0 |  | 1 | TRUE | wye
21 | LV_182-2_0_5_load_319 | 35 | 0.0013592 | 0.00034065 | 0 | 0 |  | 1 | TRUE | wye
22 | LV_182-2_0_5_load_21 | 36 | 0.00077282 | 0.00019369 | 0 | 0 |  | 1 | TRUE | wye
23 | LV_182-2_0_5_load_87 | 37 | 0.0002572 | 6.446e-05 | 0 | 0 |  | 1 | TRUE | wye
24 | LV_182-2_0_5_load_97 | 38 | 0.0001745 | 4.3735e-05 | 0 | 0 |  | 1 | TRUE | wye
25 | LV_182-2_0_5_load_95 | 39 | 0.00019365 | 4.8533e-05 | 0 | 0 |  | 1 | TRUE | wye
26 | LV_182-2_0_5_load_19 | 40 | 0.00017161 | 4.3009e-05 | 0 | 0 |  | 1 | TRUE | wye
27 | LV_182-2_0_5_load_86 | 42 | 0.00016143 | 4.0458e-05 | 0 | 0 |  | 1 | TRUE | wye
28 | LV_182-2_0_5_load_105 | 43 | 0.00018874 | 4.7304e-05 | 0 | 0 |  | 1 | TRUE | wye
29 | LV_182-2_0_5_load_17 | 45 | 0.00022308 | 5.5909e-05 | 0 | 0 |  | 1 | TRUE | wye
30 | LV_182-2_0_5_load_12 | 46 | 0.0019935 | 0.00049961 | 0 | 0 |  | 1 | TRUE | wye
31 | LV_182-2_0_5_load_74 | 52 | 0.00021329 | 5.3455e-05 | 0 | 0 |  | 1 | TRUE | wye
32 | LV_182-2_0_5_load_42 | 53 | 0.00015902 | 3.9855e-05 | 0 | 0 |  | 1 | TRUE | wye
33 | LV_182-2_0_5_load_27 | 54 | 0.00020725 | 5.1943e-05 | 0 | 0 |  | 1 | TRUE | wye
34 | LV_182-2_0_5_load_24 | 55 | 0.00071618 | 0.00017949 | 0 | 0 |  | 1 | TRUE | wye
35 | LV_182-2_0_5_load_33 | 56 | 0.00090072 | 0.00022574 | 0 | 0 |  | 1 | TRUE | wye
36 | LV_182-2_0_5_load_29 | 57 | 0.00016602 | 4.1609e-05 | 0 | 0 |  | 1 | TRUE | wye
37 | LV_182-2_0_5_load_61 | 58 | 0.00034375 | 8.6152e-05 | 0 | 0 |  | 1 | TRUE | wye
38 | LV_182-2_0_5_load_25 | 59 | 0.00047658 | 0.00011944 | 0 | 0 |  | 1 | TRUE | wye
39 | LV_182-2_0_5_load_28 | 61 | 0.00046673 | 0.00011697 | 0 | 0 |  | 1 | TRUE | wye
40 | LV_182-2_0_5_load_18 | 62 | 0.00014332 | 3.5919e-05 | 0 | 0 |  | 1 | TRUE | wye
41 | LV_182-2_0_5_load_81 | 66 | 0.00020027 | 5.0192e-05 | 0 | 0 |  | 1 | TRUE | wye
42 | LV_182-2_0_5_load_77 | 67 | 0.0001518 | 3.8044e-05 | 0 | 0 |  | 1 | TRUE | wye
43 | LV_182-2_0_5_load_51 | 68 | 0.00019809 | 4.9645e-05 | 0 | 0 |  | 1 | TRUE | wye
44 | LV_182-2_0_5_load_41 | 70 | 0.00021524 | 5.3944e-05 | 0 | 0 |  | 1 | TRUE | wye
45 | LV_182-2_0_5_load_59 | 71 | 0.00023226 | 5.8209e-05 | 0 | 0 |  | 1 | TRUE | wye
46 | LV_182-2_0_5_load_39 | 72 | 0.00018776 | 4.7057e-05 | 0 | 0 |  | 1 | TRUE | wye
47 | LV_182-2_0_5_load_57 | 73 | 0.00016823 | 4.2161e-05 | 0 | 0 |  | 1 | TRUE | wye
48 | LV_182-2_0_5_load_26 | 74 | 0.00031123 | 7.8e-05 | 0 | 0 |  | 1 | TRUE | wye
49 | LV_182-2_0_5_load_101 | 75 | 0.00028441 | 7.128e-05 | 0 | 0 |  | 1 | TRUE | wye
50 | LV_182-2_0_5_load_60 | 76 | 0.00017213 | 4.314e-05 | 0 | 0 |  | 1 | TRUE | wye
51 | LV_182-2_0_5_load_58 | 77 | 0.00018641 | 4.6719e-05 | 0 | 0 |  | 1 | TRUE | wye
52 | LV_182-2_0_5_load_31 | 79 | 0.00025866 | 6.4827e-05 | 0 | 0 |  | 1 | TRUE | wye
53 | LV_182-2_0_5_load_63 | 80 | 0.0027289 | 0.00068393 | 0 | 0 |  | 1 | TRUE | wye
54 | LV_182-2_0_5_load_34 | 81 | 0.00021939 | 5.4984e-05 | 0 | 0 |  | 1 | TRUE | wye
55 | LV_182-2_0_5_load_35 | 82 | 0.00018872 | 4.7297e-05 | 0 | 0 |  | 1 | TRUE | wye
56 | LV_182-2_0_5_load_38 | 85 | 0.00015038 | 3.769e-05 | 0 | 0 |  | 1 | TRUE | wye
57 | LV_182-2_0_5_load_43 | 86 | 0.00017041 | 4.2708e-05 | 0 | 0 |  | 1 | TRUE | wye
58 | LV_182-2_0_5_load_44 | 87 | 0.00024399 | 6.1149e-05 | 0 | 0 |  | 1 | TRUE | wye
59 | LV_182-2_0_5_load_90 | 88 | 0.00022705 | 5.6905e-05 | 0 | 0 |  | 1 | TRUE | wye
60 | LV_182-2_0_5_load_93 | 90 | 0.00015062 | 3.7749e-05 | 0 | 0 |  | 1 | TRUE | wye
61 | LV_182-2_0_5_load_40 | 91 | 0.00015569 | 3.902e-05 | 0 | 0 |  | 1 | TRUE | wye
62 | LV_182-2_0_5_load_80 | 93 | 0.00015068 | 3.7763e-05 | 0 | 0 |  | 1 | TRUE | wye
63 | LV_182-2_0_5_load_94 | 94 | 0.00014539 | 3.6439e-05 | 0 | 0 |  | 1 | TRUE | wye
64 | LV_182-2_0_5_load_45 | 95 | 0.00015986 | 4.0064e-05 | 0 | 0 |  | 1 | TRUE | wye
65 | LV_182-2_0_5_load_46 | 96 | 0.00020935 | 5.2467e-05 | 0 | 0 |  | 1 | TRUE | wye
66 | LV_182-2_0_5_load_49 | 99 | 0.00020912 | 5.241e-05 | 0 | 0 |  | 1 | TRUE | wye
67 | LV_182-2_0_5_load_69 | 100 | 0.00019893 | 4.9858e-05 | 0 | 0 |  | 1 | TRUE | wye
68 | LV_182-2_0_5_load_66 | 101 | 0.00017876 | 4.48e-05 | 0 | 0 |  | 1 | TRUE | wye
69 | LV_182-2_0_5_load_50 | 102 | 0.00018898 | 4.7362e-05 | 0 | 0 |  | 1 | TRUE | wye
70 | LV_182-2_0_5_load_65 | 103 | 0.00021132 | 5.2961e-05 | 0 | 0 |  | 1 | TRUE | wye
71 | LV_182-2_0_5_load_67 | 105 | 0.00032869 | 8.2378e-05 | 0 | 0 |  | 1 | TRUE | wye
72 | LV_182-2_0_5_load_52 | 107 | 0.0002644 | 6.6264e-05 | 0 | 0 |  | 1 | TRUE | wye
73 | LV_182-2_0_5_load_55 | 109 | 0.00014612 | 3.6622e-05 | 0 | 0 |  | 1 | TRUE | wye
74 | LV_182-2_0_5_load_71 | 110 | 0.00018993 | 4.7601e-05 | 0 | 0 |  | 1 | TRUE | wye
75 | LV_182-2_0_5_load_91 | 111 | 0.00026615 | 6.6703e-05 | 0 | 0 |  | 1 | TRUE | wye
76 | LV_182-2_0_5_load_56 | 112 | 0.00019636 | 4.9212e-05 | 0 | 0 |  | 1 | TRUE | wye
77 | LV_182-2_0_5_load_102 | 113 | 0.001183 | 0.00029649 | 0 | 0 |  | 1 | TRUE | wye
78 | LV_182-2_0_5_load_99 | 114 | 0.0017171 | 0.00043035 | 0 | 0 |  | 1 | TRUE | wye
79 | LV_182-2_0_5_load_104 | 115 | 0.00017289 | 4.333e-05 | 0 | 0 |  | 1 | TRUE | wye
80 | LV_182-2_0_5_load_70 | 117 | 0.0001449 | 3.6316e-05 | 0 | 0 |  | 1 | TRUE | wye
81 | LV_182-2_0_5_load_83 | 118 | 0.00017134 | 4.2941e-05 | 0 | 0 |  | 1 | TRUE | wye
82 | LV_182-2_0_5_load_76 | 119 | 0.00019513 | 4.8905e-05 | 0 | 0 |  | 1 | TRUE | wye
83 | LV_182-2_0_5_load_72 | 120 | 0.00021114 | 5.2916e-05 | 0 | 0 |  | 1 | TRUE | wye
84 | LV_182-2_0_5_load_73 | 121 | 0.00029087 | 7.2898e-05 | 0 | 0 |  | 1 | TRUE | wye
85 | LV_182-2_0_5_load_85 | 122 | 0.00025191 | 6.3135e-05 | 0 | 0 |  | 1 | TRUE | wye
86 | LV_182-2_0_5_load_88 | 123 | 0.00018584 | 4.6575e-05 | 0 | 0 |  | 1 | TRUE | wye
87 | LV_182-2_0_5_load_89 | 124 | 0.00019064 | 4.7779e-05 | 0 | 0 |  | 1 | TRUE | wye
88 | LV_182-2_0_5_load_92 | 125 | 0.00016319 | 4.09e-05 | 0 | 0 |  | 1 | TRUE | wye
89 | LV_182-2_0_5_load_98 | 126 | 0.00066169 | 0.00016584 | 0 | 0 |  | 1 | TRUE | wye
90 | LV_182-2_0_5_load_106 | 127 | 0.0033151 | 0.00083083 | 0 | 0 |  | 1 | TRUE | wye
91 | LV_182-2_0_5_load_107 | 128 | 0.00077801 | 0.00019499 | 0 | 0 |  | 1 | TRUE | wye
92 | LV_182-2_0_5_load_108 | 129 | 0.0082453 | 0.0020665 | 0 | 0 |  | 1 | TRUE | wye
93 | LV_182-2_0_5_load_182 | 132 | 0.0018527 | 0.00046433 | 0 | 0 |  | 1 | TRUE | wye
94 | LV_182-2_0_5_load_179 | 133 | 0.0042933 | 0.001076 | 0 | 0 |  | 1 | TRUE | wye
95 | LV_182-2_0_5_load_121 | 134 | 0.0050277 | 0.0012601 | 0 | 0 |  | 1 | TRUE | wye
96 | LV_182-2_0_5_load_245 | 136 | 0.0025357 | 0.0006355 | 0 | 0 |  | 1 | TRUE | wye
97 | LV_182-2_0_5_load_180 | 137 | 0.00056155 | 0.00014074 | 0 | 0 |  | 1 | TRUE | wye
98 | LV_182-2_0_5_load_120 | 138 | 0.0014624 | 0.0003665 | 0 | 0 |  | 1 | TRUE | wye
99 | LV_182-2_0_5_load_111 | 140 | 0.0020615 | 0.00051667 | 0 | 0 |  | 1 | TRUE | wye
100 | LV_182-2_0_5_load_112 | 141 | 0.00093545 | 0.00023445 | 0 | 0 |  | 1 | TRUE | wye
101 | LV_182-2_0_5_load_113 | 142 | 0.0046833 | 0.0011737 | 0 | 0 |  | 1 | TRUE | wye
102 | LV_182-2_0_5_load_281 | 144 | 0.00070809 | 0.00017747 | 0 | 0 |  | 1 | TRUE | wye
103 | LV_182-2_0_5_load_249 | 146 | 0.00078036 | 0.00019558 | 0 | 0 |  | 1 | TRUE | wye
104 | LV_182-2_0_5_load_134 | 147 | 0.0027905 | 0.00069935 | 0 | 0 |  | 1 | TRUE | wye
105 | LV_182-2_0_5_load_135 | 148 | 0.0006227 | 0.00015606 | 0 | 0 |  | 1 | TRUE | wye
106 | LV_182-2_0_5_load_115 | 149 | 0.0010685 | 0.0002678 | 0 | 0 |  | 1 | TRUE | wye
107 | LV_182-2_0_5_load_116 | 150 | 0.0008238 | 0.00020646 | 0 | 0 |  | 1 | TRUE | wye
108 | LV_182-2_0_5_load_221 | 153 | 0.0021297 | 0.00053374 | 0 | 0 |  | 1 | TRUE | wye
109 | LV_182-2_0_5_load_152 | 154 | 0.00084158 | 0.00021092 | 0 | 0 |  | 1 | TRUE | wye
110 | LV_182-2_0_5_load_153 | 155 | 0.00067686 | 0.00016964 | 0 | 0 |  | 1 | TRUE | wye
111 | LV_182-2_0_5_load_149 | 156 | 0.0080297 | 0.0020124 | 0 | 0 |  | 1 | TRUE | wye
112 | LV_182-2_0_5_load_222 | 157 | 0.0015281 | 0.00038298 | 0 | 0 |  | 1 | TRUE | wye
113 | LV_182-2_0_5_load_119 | 159 | 0.0045233 | 0.0011336 | 0 | 0 |  | 1 | TRUE | wye
114 | LV_182-2_0_5_load_243 | 160 | 0.0022192 | 0.00055618 | 0 | 0 |  | 1 | TRUE | wye
115 | LV_182-2_0_5_load_282 | 161 | 0.0012394 | 0.00031062 | 0 | 0 |  | 1 | TRUE | wye
116 | LV_182-2_0_5_load_122 | 163 | 0.0011804 | 0.00029584 | 0 | 0 |  | 1 | TRUE | wye
117 | LV_182-2_0_5_load_123 | 164 | 0.0053029 | 0.001329 | 0 | 0 |  | 1 | TRUE | wye
118 | LV_182-2_0_5_load_124 | 165 | 0.00085753 | 0.00021492 | 0 | 0 |  | 1 | TRUE | wye
119 | LV_182-2_0_5_load_128 | 169 | 0.0014967 | 0.00037511 | 0 | 0 |  | 1 | TRUE | wye
120 | LV_182-2_0_5_load_263 | 172 | 0.0013848 | 0.00034706 | 0 | 0 |  | 1 | TRUE | wye
121 | LV_182-2_0_5_load_142 | 173 | 0.001183 | 0.0002965 | 0 | 0 |  | 1 | TRUE | wye
122 | LV_182-2_0_5_load_304 | 174 | 0.00079115 | 0.00019828 | 0 | 0 |  | 1 | TRUE | wye
123 | LV_182-2_0_5_load_234 | 177 | 0.00084444 | 0.00021164 | 0 | 0 |  | 1 | TRUE | wye
124 | LV_182-2_0_5_load_230 | 178 | 0.00086162 | 0.00021594 | 0 | 0 |  | 1 | TRUE | wye
125 | LV_182-2_0_5_load_264 | 179 | 0.0020424 | 0.00051188 | 0 | 0 |  | 1 | TRUE | wye
126 | LV_182-2_0_5_load_141 | 180 | 0.0015057 | 0.00037736 | 0 | 0 |  | 1 | TRUE | wye
127 | LV_182-2_0_5_load_130 | 182 | 0.0046349 | 0.0011616 | 0 | 0 |  | 1 | TRUE | wye
128 | LV_182-2_0_5_load_131 | 183 | 0.0054544 | 0.001367 | 0 | 0 |  | 1 | TRUE | wye
129 | LV_182-2_0_5_load_133 | 184 | 0.0022322 | 0.00055945 | 0 | 0 |  | 1 | TRUE | wye
130 | LV_182-2_0_5_load_206 | 186 | 0.0033504 | 0.0008397 | 0 | 0 |  | 1 | TRUE | wye
131 | LV_182-2_0_5_load_309 | 187 | 0.0060786 | 0.0015234 | 0 | 0 |  | 1 | TRUE | wye
132 | LV_182-2_0_5_load_174 | 189 | 0.0017547 | 0.00043977 | 0 | 0 |  | 1 | TRUE | wye
133 | LV_182-2_0_5_load_136 | 190 | 0.0017589 | 0.00044081 | 0 | 0 |  | 1 | TRUE | wye
134 | LV_182-2_0_5_load_137 | 191 | 0.0016174 | 0.00040536 | 0 | 0 |  | 1 | TRUE | wye
135 | LV_182-2_0_5_load_138 | 192 | 0.0023827 | 0.00059716 | 0 | 0 |  | 1 | TRUE | wye
136 | LV_182-2_0_5_load_140 | 194 | 0.001164 | 0.00029173 | 0 | 0 |  | 1 | TRUE | wye
137 | LV_182-2_0_5_load_185 | 195 | 0.0015703 | 0.00039355 | 0 | 0 |  | 1 | TRUE | wye
138 | LV_182-2_0_5_load_213 | 196 | 0.0019331 | 0.00048447 | 0 | 0 |  | 1 | TRUE | wye
139 | LV_182-2_0_5_load_268 | 197 | 0.0020398 | 0.00051121 | 0 | 0 |  | 1 | TRUE | wye
140 | LV_182-2_0_5_load_183 | 198 | 0.0038553 | 0.00096624 | 0 | 0 |  | 1 | TRUE | wye
141 | LV_182-2_0_5_load_143 | 200 | 0.0039853 | 0.0009988 | 0 | 0 |  | 1 | TRUE | wye
142 | LV_182-2_0_5_load_144 | 201 | 0.002617 | 0.00065587 | 0 | 0 |  | 1 | TRUE | wye
143 | LV_182-2_0_5_load_145 | 202 | 0.0014681 | 0.00036795 | 0 | 0 |  | 1 | TRUE | wye
144 | LV_182-2_0_5_load_146 | 203 | 0.0037207 | 0.00093251 | 0 | 0 |  | 1 | TRUE | wye
145 | LV_182-2_0_5_load_147 | 204 | 0.00072635 | 0.00018204 | 0 | 0 |  | 1 | TRUE | wye
146 | LV_182-2_0_5_load_308 | 206 | 0.0014834 | 0.00037178 | 0 | 0 |  | 1 | TRUE | wye
147 | LV_182-2_0_5_load_269 | 207 | 0.0018593 | 0.00046597 | 0 | 0 |  | 1 | TRUE | wye
148 | LV_182-2_0_5_load_265 | 208 | 0.0020722 | 0.00051934 | 0 | 0 |  | 1 | TRUE | wye
149 | LV_182-2_0_5_load_316 | 209 | 0.00057159 | 0.00014325 | 0 | 0 |  | 1 | TRUE | wye
150 | LV_182-2_0_5_load_293 | 210 | 0.0019715 | 0.00049409 | 0 | 0 |  | 1 | TRUE | wye
151 | LV_182-2_0_5_load_155 | 213 | 0.0016582 | 0.00041558 | 0 | 0 |  | 1 | TRUE | wye
152 | LV_182-2_0_5_load_188 | 214 | 0.0059564 | 0.0014928 | 0 | 0 |  | 1 | TRUE | wye
153 | LV_182-2_0_5_load_240 | 216 | 0.0023109 | 0.00057916 | 0 | 0 |  | 1 | TRUE | wye
154 | LV_182-2_0_5_load_288 | 217 | 0.0011078 | 0.00027765 | 0 | 0 |  | 1 | TRUE | wye
155 | LV_182-2_0_5_load_164 | 218 | 0.00099341 | 0.00024897 | 0 | 0 |  | 1 | TRUE | wye
156 | LV_182-2_0_5_load_187 | 219 | 0.00095141 | 0.00023845 | 0 | 0 |  | 1 | TRUE | wye
157 | LV_182-2_0_5_load_162 | 220 | 0.0010103 | 0.00025321 | 0 | 0 |  | 1 | TRUE | wye
158 | LV_182-2_0_5_load_157 | 221 | 0.0061063 | 0.0015304 | 0 | 0 |  | 1 | TRUE | wye
159 | LV_182-2_0_5_load_161 | 222 | 0.0042165 | 0.0010568 | 0 | 0 |  | 1 | TRUE | wye
160 | LV_182-2_0_5_load_239 | 223 | 0.011237 | 0.0028163 | 0 | 0 |  | 1 | TRUE | wye
161 | LV_182-2_0_5_load_156 | 224 | 0.0094172 | 0.0023602 | 0 | 0 |  | 1 | TRUE | wye
162 | LV_182-2_0_5_load_196 | 228 | 0.0024391 | 0.00061131 | 0 | 0 |  | 1 | TRUE | wye
163 | LV_182-2_0_5_load_211 | 229 | 0.00066931 | 0.00016774 | 0 | 0 |  | 1 | TRUE | wye
164 | LV_182-2_0_5_load_165 | 232 | 0.0073695 | 0.001847 | 0 | 0 |  | 1 | TRUE | wye
165 | LV_182-2_0_5_load_166 | 233 | 0.00084128 | 0.00021084 | 0 | 0 |  | 1 | TRUE | wye
166 | LV_182-2_0_5_load_168 | 234 | 0.0013413 | 0.00033617 | 0 | 0 |  | 1 | TRUE | wye
167 | LV_182-2_0_5_load_270 | 235 | 0.0064546 | 0.0016177 | 0 | 0 |  | 1 | TRUE | wye
168 | LV_182-2_0_5_load_169 | 236 | 0.0013716 | 0.00034375 | 0 | 0 |  | 1 | TRUE | wye
169 | LV_182-2_0_5_load_170 | 237 | 0.00050898 | 0.00012756 | 0 | 0 |  | 1 | TRUE | wye
170 | LV_182-2_0_5_load_172 | 238 | 0.001216 | 0.00030476 | 0 | 0 |  | 1 | TRUE | wye
171 | LV_182-2_0_5_load_236 | 239 | 0.00063137 | 0.00015824 | 0 | 0 |  | 1 | TRUE | wye
172 | LV_182-2_0_5_load_237 | 240 | 0.0025018 | 0.00062702 | 0 | 0 |  | 1 | TRUE | wye
173 | LV_182-2_0_5_load_173 | 241 | 0.0033913 | 0.00084994 | 0 | 0 |  | 1 | TRUE | wye
174 | LV_182-2_0_5_load_177 | 243 | 0.00054386 | 0.0001363 | 0 | 0 |  | 1 | TRUE | wye
175 | LV_182-2_0_5_load_299 | 246 | 0.0011379 | 0.00028518 | 0 | 0 |  | 1 | TRUE | wye
176 | LV_182-2_0_5_load_181 | 247 | 0.00070231 | 0.00017602 | 0 | 0 |  | 1 | TRUE | wye
177 | LV_182-2_0_5_load_184 | 249 | 0.001621 | 0.00040626 | 0 | 0 |  | 1 | TRUE | wye
178 | LV_182-2_0_5_load_190 | 251 | 0.010985 | 0.0027531 | 0 | 0 |  | 1 | TRUE | wye
179 | LV_182-2_0_5_load_202 | 253 | 0.0052373 | 0.0013126 | 0 | 0 |  | 1 | TRUE | wye
180 | LV_182-2_0_5_load_191 | 254 | 0.0012544 | 0.00031437 | 0 | 0 |  | 1 | TRUE | wye
181 | LV_182-2_0_5_load_192 | 255 | 0.00096683 | 0.00024231 | 0 | 0 |  | 1 | TRUE | wye
182 | LV_182-2_0_5_load_193 | 256 | 0.0021354 | 0.00053519 | 0 | 0 |  | 1 | TRUE | wye
183 | LV_182-2_0_5_load_194 | 257 | 0.001865 | 0.00046742 | 0 | 0 |  | 1 | TRUE | wye
184 | LV_182-2_0_5_load_253 | 259 | 0.0018492 | 0.00046344 | 0 | 0 |  | 1 | TRUE | wye
185 | LV_182-2_0_5_load_259 | 260 | 0.00077986 | 0.00019545 | 0 | 0 |  | 1 | TRUE | wye
186 | LV_182-2_0_5_load_257 | 261 | 0.0011883 | 0.00029781 | 0 | 0 |  | 1 | TRUE | wye
187 | LV_182-2_0_5_load_323 | 263 | 0.0017512 | 0.00043889 | 0 | 0 |  | 1 | TRUE | wye
188 | LV_182-2_0_5_load_258 | 264 | 0.0011534 | 0.00028907 | 0 | 0 |  | 1 | TRUE | wye
189 | LV_182-2_0_5_load_200 | 265 | 0.0062021 | 0.0015544 | 0 | 0 |  | 1 | TRUE | wye
190 | LV_182-2_0_5_load_201 | 266 | 0.00076109 | 0.00019075 | 0 | 0 |  | 1 | TRUE | wye
191 | LV_182-2_0_5_load_199 | 267 | 0.00073388 | 0.00018393 | 0 | 0 |  | 1 | TRUE | wye
192 | LV_182-2_0_5_load_224 | 268 | 0.0067738 | 0.0016977 | 0 | 0 |  | 1 | TRUE | wye
193 | LV_182-2_0_5_load_209 | 269 | 0.00071902 | 0.0001802 | 0 | 0 |  | 1 | TRUE | wye
194 | LV_182-2_0_5_load_220 | 270 | 0.00022895 | 5.738e-05 | 0 | 0 |  | 1 | TRUE | wye
195 | LV_182-2_0_5_load_285 | 271 | 0.0028169 | 0.00070597 | 0 | 0 |  | 1 | TRUE | wye
196 | LV_182-2_0_5_load_260 | 272 | 0.004049 | 0.0010148 | 0 | 0 |  | 1 | TRUE | wye
197 | LV_182-2_0_5_load_205 | 276 | 0.0016798 | 0.00042099 | 0 | 0 |  | 1 | TRUE | wye
198 | LV_182-2_0_5_load_324 | 277 | 0.0013549 | 0.00033958 | 0 | 0 |  | 1 | TRUE | wye
199 | LV_182-2_0_5_load_223 | 279 | 0.0058242 | 0.0014597 | 0 | 0 |  | 1 | TRUE | wye
200 | LV_182-2_0_5_load_208 | 280 | 0.0011328 | 0.0002839 | 0 | 0 |  | 1 | TRUE | wye
201 | LV_182-2_0_5_load_210 | 281 | 0.00059372 | 0.0001488 | 0 | 0 |  | 1 | TRUE | wye
202 | LV_182-2_0_5_load_212 | 282 | 0.00054134 | 0.00013567 | 0 | 0 |  | 1 | TRUE | wye
203 | LV_182-2_0_5_load_296 | 283 | 0.00067959 | 0.00017032 | 0 | 0 |  | 1 | TRUE | wye
204 | LV_182-2_0_5_load_215 | 284 | 0.001634 | 0.00040952 | 0 | 0 |  | 1 | TRUE | wye
205 | LV_182-2_0_5_load_292 | 285 | 0.0015563 | 0.00039003 | 0 | 0 |  | 1 | TRUE | wye
206 | LV_182-2_0_5_load_305 | 286 | 0.00094323 | 0.0002364 | 0 | 0 |  | 1 | TRUE | wye
207 | LV_182-2_0_5_load_295 | 287 | 0.00073171 | 0.00018338 | 0 | 0 |  | 1 | TRUE | wye
208 | LV_182-2_0_5_load_217 | 288 | 0.0044648 | 0.001119 | 0 | 0 |  | 1 | TRUE | wye
209 | LV_182-2_0_5_load_218 | 289 | 0.00056834 | 0.00014244 | 0 | 0 |  | 1 | TRUE | wye
210 | LV_182-2_0_5_load_219 | 290 | 0.0070372 | 0.0017637 | 0 | 0 |  | 1 | TRUE | wye
211 | LV_182-2_0_5_load_225 | 291 | 0.00075071 | 0.00018814 | 0 | 0 |  | 1 | TRUE | wye
212 | LV_182-2_0_5_load_227 | 293 | 0.00056283 | 0.00014106 | 0 | 0 |  | 1 | TRUE | wye
213 | LV_182-2_0_5_load_228 | 294 | 0.00098555 | 0.000247 | 0 | 0 |  | 1 | TRUE | wye
214 | LV_182-2_0_5_load_229 | 295 | 0.001185 | 0.00029699 | 0 | 0 |  | 1 | TRUE | wye
215 | LV_182-2_0_5_load_294 | 296 | 0.00075368 | 0.00018889 | 0 | 0 |  | 1 | TRUE | wye
216 | LV_182-2_0_5_load_301 | 298 | 0.00081491 | 0.00020424 | 0 | 0 |  | 1 | TRUE | wye
217 | LV_182-2_0_5_load_273 | 299 | 0.00096293 | 0.00024133 | 0 | 0 |  | 1 | TRUE | wye
218 | LV_182-2_0_5_load_231 | 300 | 0.0026691 | 0.00066895 | 0 | 0 |  | 1 | TRUE | wye
219 | LV_182-2_0_5_load_233 | 301 | 0.00091022 | 0.00022812 | 0 | 0 |  | 1 | TRUE | wye
220 | LV_182-2_0_5_load_247 | 302 | 0.0025719 | 0.00064457 | 0 | 0 |  | 1 | TRUE | wye
221 | LV_182-2_0_5_load_238 | 303 | 0.00020036 | 5.0215e-05 | 0 | 0 |  | 1 | TRUE | wye
222 | LV_182-2_0_5_load_248 | 304 | 0.0012212 | 0.00030606 | 0 | 0 |  | 1 | TRUE | wye
223 | LV_182-2_0_5_load_290 | 306 | 0.0013548 | 0.00033955 | 0 | 0 |  | 1 | TRUE | wye
224 | LV_182-2_0_5_load_289 | 307 | 0.0042129 | 0.0010559 | 0 | 0 |  | 1 | TRUE | wye
225 | LV_182-2_0_5_load_306 | 308 | 0.0030136 | 0.00075527 | 0 | 0 |  | 1 | TRUE | wye
226 | LV_182-2_0_5_load_307 | 309 | 0.0018053 | 0.00045245 | 0 | 0 |  | 1 | TRUE | wye
227 | LV_182-2_0_5_load_311 | 311 | 0.00186 | 0.00046617 | 0 | 0 |  | 1 | TRUE | wye
228 | LV_182-2_0_5_load_317 | 312 | 0.001142 | 0.00028621 | 0 | 0 |  | 1 | TRUE | wye
229 | LV_182-2_0_5_load_250 | 313 | 0.0021977 | 0.00055079 | 0 | 0 |  | 1 | TRUE | wye
230 | LV_182-2_0_5_load_251 | 314 | 0.00043736 | 0.00010961 | 0 | 0 |  | 1 | TRUE | wye
231 | LV_182-2_0_5_load_329 | 315 | 0.00098491 | 0.00024684 | 0 | 0 |  | 1 | TRUE | wye
232 | LV_182-2_0_5_load_255 | 317 | 0.00097661 | 0.00024476 | 0 | 0 |  | 1 | TRUE | wye
233 | LV_182-2_0_5_load_256 | 318 | 0.015369 | 0.0038519 | 0 | 0 |  | 1 | TRUE | wye
234 | LV_182-2_0_5_load_312 | 319 | 0.0025773 | 0.00064594 | 0 | 0 |  | 1 | TRUE | wye
235 | LV_182-2_0_5_load_313 | 320 | 0.0022884 | 0.00057352 | 0 | 0 |  | 1 | TRUE | wye
236 | LV_182-2_0_5_load_318 | 321 | 0.0041747 | 0.0010463 | 0 | 0 |  | 1 | TRUE | wye
237 | LV_182-2_0_5_load_328 | 322 | 0.0032297 | 0.00080945 | 0 | 0 |  | 1 | TRUE | wye
238 | LV_182-2_0_5_load_327 | 323 | 0.007835 | 0.0019636 | 0 | 0 |  | 1 | TRUE | wye
239 | LV_182-2_0_5_load_272 | 324 | 0.00059786 | 0.00014984 | 0 | 0 |  | 1 | TRUE | wye
240 | LV_182-2_0_5_load_275 | 325 | 0.00086017 | 0.00021558 | 0 | 0 |  | 1 | TRUE | wye
241 | LV_182-2_0_5_load_278 | 327 | 0.002457 | 0.00061579 | 0 | 0 |  | 1 | TRUE | wye
242 | LV_182-2_0_5_load_298 | 330 | 0.00040351 | 0.00010113 | 0 | 0 |  | 1 | TRUE | wye
243 | LV_182-2_0_5_load_291 | 331 | 0.0041196 | 0.0010325 | 0 | 0 |  | 1 | TRUE | wye
244 | LV_182-2_0_5_load_314 | 333 | 0.00077802 | 0.00019499 | 0 | 0 |  | 1 | TRUE | wye
245 | LV_182-2_0_5_load_315 | 334 | 0.00079412 | 0.00019903 | 0 | 0 |  | 1 | TRUE | wye

## ext_grid
| name | bus | vm_pu | va_degree | slack_weight | in_service
0 |  | 290 | 1 | 0 | 1 | TRUE

## line
| name | std_type | from_bus | to_bus | length_km | r_ohm_per_km | x_ohm_per_km | c_nf_per_km | g_us_per_km | max_i_ka | df | parallel | type | in_service
0 | LV_182-2_0_5_line_0 |  | 0 | 1 | 0.033145 | 0.125 | 0.08 | 261 | 0 | 0.364 | 1 | 1 | cs | TRUE
1 | LV_182-2_0_5_line_1 |  | 0 | 2 | 0.012962 | 0.125 | 0.08 | 261 | 0 | 0.364 | 1 | 1 | cs | TRUE
2 | LV_182-2_0_5_line_2 |  | 1 | 3 | 0.38682 | 0.125 | 0.08 | 261 | 0 | 0.364 | 1 | 1 | cs | TRUE
3 | LV_182-2_0_5_line_3 |  | 2 | 4 | 0.065287 | 0.125 | 0.08 | 261 | 0 | 0.364 | 1 | 1 | cs | TRUE
4 | LV_182-2_0_5_line_4 |  | 2 | 5 | 0.1787 | 0.125 | 0.08 | 261 | 0 | 0.364 | 1 | 1 | cs | TRUE
5 | LV_182-2_0_5_line_5 |  | 3 | 7 | 0.5031 | 0.125 | 0.08 | 261 | 0 | 0.364 | 1 | 1 | cs | TRUE
6 | LV_182-2_0_5_line_6 |  | 4 | 8 | 0.02174 | 0.125 | 0.08 | 261 | 0 | 0.364 | 1 | 1 | cs | TRUE
7 | LV_182-2_0_5_line_7 |  | 5 | 6 | 0.016083 | 0.125 | 0.08 | 261 | 0 | 0.364 | 1 | 1 | cs | TRUE
8 | LV_182-2_0_5_line_8 |  | 6 | 247 | 0.0019422 | 0.125 | 0.08 | 261 | 0 | 0.364 | 1 | 1 | cs | TRUE
9 | LV_182-2_0_5_line_9 |  | 7 | 24 | 0.011221 | 0.125 | 0.08 | 261 | 0 | 0.364 | 1 | 1 | cs | TRUE
10 | LV_182-2_0_5_line_10 |  | 9 | 10 | 0.047128 | 0.125 | 0.08 | 261 | 0 | 0.364 | 1 | 5 | cs | TRUE
11 | LV_182-2_0_5_line_11 |  | 9 | 11 | 0.15518 | 0.125 | 0.08 | 261 | 0 | 0.364 | 1 | 5 | cs | TRUE
12 | LV_182-2_0_5_line_12 |  | 10 | 283 | 0.056426 | 0.125 | 0.08 | 261 | 0 | 0.364 | 1 | 5 | cs | TRUE
13 | LV_182-2_0_5_line_13 |  | 11 | 326 | 0.042416 | 0.125 | 0.08 | 261 | 0 | 0.364 | 1 | 5 | cs | TRUE
14 | LV_182-2_0_5_line_14 |  | 12 | 13 | 0.0070098 | 0.125 | 0.08 | 261 | 0 | 0.364 | 1 | 1 | cs | TRUE
15 | LV_182-2_0_5_line_15 |  | 12 | 14 | 0.019436 | 0.125 | 0.08 | 261 | 0 | 0.364 | 1 | 1 | cs | TRUE
16 | LV_182-2_0_5_line_16 |  | 13 | 15 | 0.050721 | 0.125 | 0.08 | 261 | 0 | 0.364 | 1 | 1 | cs | TRUE
17 | LV_182-2_0_5_line_17 |  | 14 | 16 | 0.035079 | 0.125 | 0.08 | 261 | 0 | 0.364 | 1 | 1 | cs | TRUE
18 | LV_182-2_0_5_line_18 |  | 15 | 17 | 0.012098 | 0.125 | 0.08 | 261 | 0 | 0.364 | 1 | 1 | cs | TRUE
19 | LV_182-2_0_5_line_19 |  | 15 | 18 | 0.022282 | 0.125 | 0.08 | 261 | 0 | 0.364 | 1 | 1 | cs | TRUE
20 | LV_182-2_0_5_line_20 |  | 16 | 19 | 0.013718 | 0.125 | 0.08 | 261 | 0 | 0.364 | 1 | 1 | cs | TRUE
21 | LV_182-2_0_5_line_21 |  | 16 | 20 | 0.03978 | 0.125 | 0.08 | 261 | 0 | 0.364 | 1 | 1 | cs | TRUE
22 | LV_182-2_0_5_line_22 |  | 17 | 22 | 0.011682 | 0.125 | 0.08 | 261 | 0 | 0.364 | 1 | 1 | cs | TRUE
23 | LV_182-2_0_5_line_23 |  | 18 | 21 | 0.020766 | 0.125 | 0.08 | 261 | 0 | 0.364 | 1 | 1 | cs | TRUE
24 | LV_182-2_0_5_line_24 |  | 22 | 23 | 0.013231 | 0.125 | 0.08 | 261 | 0 | 0.364 | 1 | 1 | cs | TRUE
25 | LV_182-2_0_5_line_25 |  | 22 | 24 | 0.051847 | 0.125 | 0.08 | 261 | 0 | 0.364 | 1 | 1 | cs | TRUE
26 | LV_182-2_0_5_line_26 |  | 25 | 26 | 0.023226 | 0.125 | 0.08 | 261 | 0 | 0.364 | 1 | 1 | cs | TRUE
27 | LV_182-2_0_5_line_27 |  | 25 | 27 | 0.026956 | 0.125 | 0.08 | 261 | 0 | 0.364 | 1 | 1 | cs | TRUE
28 | LV_182-2_0_5_line_28 |  | 26 | 28 | 0.012502 | 0.125 | 0.08 | 261 | 0 | 0.364 | 1 | 1 | cs | TRUE
29 | LV_182-2_0_5_line_29 |  | 26 | 29 | 0.010992 | 0.125 | 0.08 | 261 | 0 | 0.364 | 1 | 1 | cs | TRUE
30 | LV_182-2_0_5_line_30 |  | 27 | 30 | 0.029411 | 0.125 | 0.08 | 261 | 0 | 0.364 | 1 | 1 | cs | TRUE
31 | LV_182-2_0_5_line_31 |  | 27 | 31 | 0.022253 | 0.125 | 0.08 | 261 | 0 | 0.364 | 1 | 1 | cs | TRUE
32 | LV_182-2_0_5_line_32 |  | 28 | 36 | 0.006318 | 0.125 | 0.08 | 261 | 0 | 0.364 | 1 | 1 | cs | TRUE
33 | LV_182-2_0_5_line_33 |  | 29 | 37 | 0.0079148 | 0.125 | 0.08 | 261 | 0 | 0.364 | 1 | 1 | cs | TRUE
34 | LV_182-2_0_5_line_34 |  | 30 | 38 | 0.025902 | 0.125 | 0.08 | 261 | 0 | 0.364 | 1 | 1 | cs | TRUE
35 | LV_182-2_0_5_line_35 |  | 30 | 39 | 0.0093822 | 0.125 | 0.08 | 261 | 0 | 0.364 | 1 | 1 | cs | TRUE
36 | LV_182-2_0_5_line_36 |  | 31 | 40 | 0.0084693 | 0.125 | 0.08 | 261 | 0 | 0.364 | 1 | 1 | cs | TRUE
37 | LV_182-2_0_5_line_37 |  | 32 | 33 | 0.029458 | 0.125 | 0.08 | 261 | 0 | 0.364 | 1 | 1 | cs | TRUE
38 | LV_182-2_0_5_line_38 |  | 32 | 34 | 0.3407 | 0.125 | 0.08 | 261 | 0 | 0.364 | 1 | 2 | cs | TRUE
39 | LV_182-2_0_5_line_39 |  | 32 | 35 | 0.013338 | 0.125 | 0.08 | 261 | 0 | 0.364 | 1 | 5 | cs | TRUE
40 | LV_182-2_0_5_line_40 |  | 34 | 122 | 0.012161 | 0.125 | 0.08 | 261 | 0 | 0.364 | 1 | 1 | cs | TRUE
41 | LV_182-2_0_5_line_41 |  | 35 | 328 | 0.026534 | 0.125 | 0.08 | 261 | 0 | 0.364 | 1 | 5 | cs | TRUE
42 | LV_182-2_0_5_line_42 |  | 36 | 41 | 0.018794 | 0.125 | 0.08 | 261 | 0 | 0.364 | 1 | 1 | cs | TRUE
43 | LV_182-2_0_5_line_43 |  | 37 | 42 | 0.0094845 | 0.125 | 0.08 | 261 | 0 | 0.364 | 1 | 1 | cs | TRUE
44 | LV_182-2_0_5_line_44 |  | 38 | 43 | 0.0055022 | 0.125 | 0.08 | 261 | 0 | 0.364 | 1 | 1 | cs | TRUE
45 | LV_182-2_0_5_line_45 |  | 39 | 44 | 0.014297 | 0.125 | 0.08 | 261 | 0 | 0.364 | 1 | 1 | cs | TRUE
46 | LV_182-2_0_5_line_46 |  | 40 | 45 | 0.022623 | 0.125 | 0.08 | 261 | 0 | 0.364 | 1 | 1 | cs | TRUE
47 | LV_182-2_0_5_line_47 |  | 41 | 69 | 0.003347 | 0.125 | 0.08 | 261 | 0 | 0.364 | 1 | 1 | cs | TRUE
48 | LV_182-2_0_5_line_48 |  | 42 | 123 | 0.01142 | 0.125 | 0.08 | 261 | 0 | 0.364 | 1 | 1 | cs | TRUE
49 | LV_182-2_0_5_line_49 |  | 44 | 126 | 0.032331 | 0.125 | 0.08 | 261 | 0 | 0.364 | 1 | 1 | cs | TRUE
50 | LV_182-2_0_5_line_50 |  | 45 | 62 | 0.0089418 | 0.125 | 0.08 | 261 | 0 | 0.364 | 1 | 1 | cs | TRUE
51 | LV_182-2_0_5_line_51 |  | 46 | 47 | 0.032215 | 0.125 | 0.08 | 261 | 0 | 0.364 | 1 | 1 | cs | TRUE
52 | LV_182-2_0_5_line_52 |  | 46 | 48 | 0.12451 | 0.125 | 0.08 | 261 | 0 | 0.364 | 1 | 1 | cs | TRUE
53 | LV_182-2_0_5_line_53 |  | 47 | 49 | 0.010964 | 0.125 | 0.08 | 261 | 0 | 0.364 | 1 | 1 | cs | TRUE
54 | LV_182-2_0_5_line_54 |  | 47 | 50 | 0.017434 | 0.125 | 0.08 | 261 | 0 | 0.364 | 1 | 1 | cs | TRUE
55 | LV_182-2_0_5_line_55 |  | 48 | 51 | 0.21777 | 0.125 | 0.08 | 261 | 0 | 0.364 | 1 | 1 | cs | TRUE
56 | LV_182-2_0_5_line_56 |  | 48 | 52 | 0.56835 | 0.125 | 0.08 | 261 | 0 | 0.364 | 1 | 1 | cs | TRUE
57 | LV_182-2_0_5_line_57 |  | 49 | 54 | 0.0094899 | 0.125 | 0.08 | 261 | 0 | 0.364 | 1 | 1 | cs | TRUE
58 | LV_182-2_0_5_line_58 |  | 49 | 55 | 0.01879 | 0.125 | 0.08 | 261 | 0 | 0.364 | 1 | 1 | cs | TRUE
59 | LV_182-2_0_5_line_59 |  | 50 | 56 | 0.025916 | 0.125 | 0.08 | 261 | 0 | 0.364 | 1 | 1 | cs | TRUE
60 | LV_182-2_0_5_line_60 |  | 50 | 57 | 0.020178 | 0.125 | 0.08 | 261 | 0 | 0.364 | 1 | 1 | cs | TRUE
61 | LV_182-2_0_5_line_61 |  | 51 | 58 | 0.023355 | 0.125 | 0.08 | 261 | 0 | 0.364 | 1 | 1 | cs | TRUE
62 | LV_182-2_0_5_line_62 |  | 52 | 53 | 0.014641 | 0.125 | 0.08 | 261 | 0 | 0.364 | 1 | 1 | cs | TRUE
63 | LV_182-2_0_5_line_63 |  | 53 | 91 | 0.030653 | 0.125 | 0.08 | 261 | 0 | 0.364 | 1 | 1 | cs | TRUE
64 | LV_182-2_0_5_line_64 |  | 55 | 59 | 0.0389 | 0.125 | 0.08 | 261 | 0 | 0.364 | 1 | 1 | cs | TRUE
65 | LV_182-2_0_5_line_65 |  | 56 | 60 | 0.019648 | 0.125 | 0.08 | 261 | 0 | 0.364 | 1 | 1 | cs | TRUE
66 | LV_182-2_0_5_line_66 |  | 57 | 61 | 0.011144 | 0.125 | 0.08 | 261 | 0 | 0.364 | 1 | 1 | cs | TRUE
67 | LV_182-2_0_5_line_67 |  | 59 | 74 | 0.0095956 | 0.125 | 0.08 | 261 | 0 | 0.364 | 1 | 1 | cs | TRUE
68 | LV_182-2_0_5_line_68 |  | 60 | 80 | 0.022021 | 0.125 | 0.08 | 261 | 0 | 0.364 | 1 | 1 | cs | TRUE
69 | LV_182-2_0_5_line_69 |  | 62 | 63 | 0.022731 | 0.125 | 0.08 | 261 | 0 | 0.364 | 1 | 1 | cs | TRUE
70 | LV_182-2_0_5_line_70 |  | 63 | 64 | 0.018956 | 0.125 | 0.08 | 261 | 0 | 0.364 | 1 | 1 | cs | TRUE
71 | LV_182-2_0_5_line_71 |  | 63 | 65 | 0.009144 | 0.125 | 0.08 | 261 | 0 | 0.364 | 1 | 1 | cs | TRUE
72 | LV_182-2_0_5_line_72 |  | 64 | 66 | 0.0091009 | 0.125 | 0.08 | 261 | 0 | 0.364 | 1 | 1 | cs | TRUE
73 | LV_182-2_0_5_line_73 |  | 64 | 67 | 0.016574 | 0.125 | 0.08 | 261 | 0 | 0.364 | 1 | 1 | cs | TRUE
74 | LV_182-2_0_5_line_74 |  | 65 | 68 | 0.018117 | 0.125 | 0.08 | 261 | 0 | 0.364 | 1 | 1 | cs | TRUE
75 | LV_182-2_0_5_line_75 |  | 66 | 88 | 0.0010255 | 0.125 | 0.08 | 261 | 0 | 0.364 | 1 | 1 | cs | TRUE
76 | LV_182-2_0_5_line_76 |  | 68 | 107 | 0.003084 | 0.125 | 0.08 | 261 | 0 | 0.364 | 1 | 1 | cs | TRUE
77 | LV_182-2_0_5_line_77 |  | 69 | 70 | 0.034659 | 0.125 | 0.08 | 261 | 0 | 0.364 | 1 | 1 | cs | TRUE
78 | LV_182-2_0_5_line_78 |  | 69 | 71 | 0.024195 | 0.125 | 0.08 | 261 | 0 | 0.364 | 1 | 1 | cs | TRUE
79 | LV_182-2_0_5_line_79 |  | 70 | 72 | 0.010855 | 0.125 | 0.08 | 261 | 0 | 0.364 | 1 | 1 | cs | TRUE
80 | LV_182-2_0_5_line_80 |  | 71 | 73 | 0.020453 | 0.125 | 0.08 | 261 | 0 | 0.364 | 1 | 1 | cs | TRUE
81 | LV_182-2_0_5_line_81 |  | 72 | 91 | 0.0090861 | 0.125 | 0.08 | 261 | 0 | 0.364 | 1 | 1 | cs | TRUE
82 | LV_182-2_0_5_line_82 |  | 73 | 112 | 0.012886 | 0.125 | 0.08 | 261 | 0 | 0.364 | 1 | 1 | cs | TRUE
83 | LV_182-2_0_5_line_83 |  | 74 | 75 | 0.0019969 | 0.125 | 0.08 | 261 | 0 | 0.364 | 1 | 1 | cs | TRUE
84 | LV_182-2_0_5_line_84 |  | 75 | 78 | 0.0066641 | 0.125 | 0.08 | 261 | 0 | 0.364 | 1 | 1 | cs | TRUE
85 | LV_182-2_0_5_line_85 |  | 76 | 77 | 0.016854 | 0.125 | 0.08 | 261 | 0 | 0.364 | 1 | 1 | cs | TRUE
86 | LV_182-2_0_5_line_86 |  | 77 | 112 | 0.0048754 | 0.125 | 0.08 | 261 | 0 | 0.364 | 1 | 1 | cs | TRUE
87 | LV_182-2_0_5_line_87 |  | 78 | 113 | 0.034842 | 0.125 | 0.08 | 261 | 0 | 0.364 | 1 | 1 | cs | TRUE
88 | LV_182-2_0_5_line_88 |  | 78 | 114 | 0.041266 | 0.125 | 0.08 | 261 | 0 | 0.364 | 1 | 1 | cs | TRUE
89 | LV_182-2_0_5_line_89 |  | 79 | 80 | 0.0056385 | 0.125 | 0.08 | 261 | 0 | 0.364 | 1 | 1 | cs | TRUE
90 | LV_182-2_0_5_line_90 |  | 81 | 82 | 0.014918 | 0.125 | 0.08 | 261 | 0 | 0.364 | 1 | 1 | cs | TRUE
91 | LV_182-2_0_5_line_91 |  | 81 | 83 | 0.00015152 | 0.125 | 0.08 | 261 | 0 | 0.364 | 1 | 1 | cs | TRUE
92 | LV_182-2_0_5_line_92 |  | 82 | 84 | 0.010639 | 0.125 | 0.08 | 261 | 0 | 0.364 | 1 | 1 | cs | TRUE
93 | LV_182-2_0_5_line_93 |  | 83 | 85 | 0.010273 | 0.125 | 0.08 | 261 | 0 | 0.364 | 1 | 1 | cs | TRUE
94 | LV_182-2_0_5_line_94 |  | 84 | 86 | 0.017018 | 0.125 | 0.08 | 261 | 0 | 0.364 | 1 | 1 | cs | TRUE
95 | LV_182-2_0_5_line_95 |  | 84 | 87 | 0.0039365 | 0.125 | 0.08 | 261 | 0 | 0.364 | 1 | 1 | cs | TRUE
96 | LV_182-2_0_5_line_96 |  | 85 | 88 | 0.0099757 | 0.125 | 0.08 | 261 | 0 | 0.364 | 1 | 1 | cs | TRUE
97 | LV_182-2_0_5_line_97 |  | 86 | 89 | 0.010436 | 0.125 | 0.08 | 261 | 0 | 0.364 | 1 | 1 | cs | TRUE
98 | LV_182-2_0_5_line_98 |  | 87 | 90 | 0.0037822 | 0.125 | 0.08 | 261 | 0 | 0.364 | 1 | 1 | cs | TRUE
99 | LV_182-2_0_5_line_99 |  | 89 | 92 | 0.016687 | 0.125 | 0.08 | 261 | 0 | 0.364 | 1 | 1 | cs | TRUE
100 | LV_182-2_0_5_line_100 |  | 89 | 93 | 0.023484 | 0.125 | 0.08 | 261 | 0 | 0.364 | 1 | 1 | cs | TRUE
101 | LV_182-2_0_5_line_101 |  | 90 | 94 | 0.01367 | 0.125 | 0.08 | 261 | 0 | 0.364 | 1 | 1 | cs | TRUE
102 | LV_182-2_0_5_line_102 |  | 92 | 111 | 0.032409 | 0.125 | 0.08 | 261 | 0 | 0.364 | 1 | 1 | cs | TRUE
103 | LV_182-2_0_5_line_103 |  | 92 | 109 | 0.013455 | 0.125 | 0.08 | 261 | 0 | 0.364 | 1 | 1 | cs | TRUE
104 | LV_182-2_0_5_line_104 |  | 95 | 96 | 0.0097818 | 0.125 | 0.08 | 261 | 0 | 0.364 | 1 | 1 | cs | TRUE
105 | LV_182-2_0_5_line_105 |  | 95 | 97 | 0.0067144 | 0.125 | 0.08 | 261 | 0 | 0.364 | 1 | 1 | cs | TRUE
106 | LV_182-2_0_5_line_106 |  | 96 | 98 | 0.0075427 | 0.125 | 0.08 | 261 | 0 | 0.364 | 1 | 1 | cs | TRUE
107 | LV_182-2_0_5_line_107 |  | 97 | 99 | 0.053752 | 0.125 | 0.08 | 261 | 0 | 0.364 | 1 | 1 | cs | TRUE
108 | LV_182-2_0_5_line_108 |  | 98 | 100 | 0.024948 | 0.125 | 0.08 | 261 | 0 | 0.364 | 1 | 1 | cs | TRUE
109 | LV_182-2_0_5_line_109 |  | 98 | 101 | 0.0011916 | 0.125 | 0.08 | 261 | 0 | 0.364 | 1 | 1 | cs | TRUE
110 | LV_182-2_0_5_line_110 |  | 100 | 104 | 0.020985 | 0.125 | 0.08 | 261 | 0 | 0.364 | 1 | 1 | cs | TRUE
111 | LV_182-2_0_5_line_111 |  | 101 | 105 | 0.0083948 | 0.125 | 0.08 | 261 | 0 | 0.364 | 1 | 1 | cs | TRUE
112 | LV_182-2_0_5_line_112 |  | 102 | 103 | 0.017914 | 0.125 | 0.08 | 261 | 0 | 0.364 | 1 | 1 | cs | TRUE
113 | LV_182-2_0_5_line_113 |  | 103 | 106 | 0.0045125 | 0.125 | 0.08 | 261 | 0 | 0.364 | 1 | 1 | cs | TRUE
114 | LV_182-2_0_5_line_114 |  | 104 | 118 | 0.0029777 | 0.125 | 0.08 | 261 | 0 | 0.364 | 1 | 1 | cs | TRUE
115 | LV_182-2_0_5_line_115 |  | 104 | 119 | 0.010227 | 0.125 | 0.08 | 261 | 0 | 0.364 | 1 | 1 | cs | TRUE
116 | LV_182-2_0_5_line_116 |  | 105 | 108 | 0.033554 | 0.125 | 0.08 | 261 | 0 | 0.364 | 1 | 1 | cs | TRUE
117 | LV_182-2_0_5_line_117 |  | 106 | 108 | 0.022166 | 0.125 | 0.08 | 261 | 0 | 0.364 | 1 | 1 | cs | TRUE
118 | LV_182-2_0_5_line_118 |  | 106 | 107 | 0.012072 | 0.125 | 0.08 | 261 | 0 | 0.364 | 1 | 1 | cs | TRUE
119 | LV_182-2_0_5_line_119 |  | 108 | 110 | 0.021802 | 0.125 | 0.08 | 261 | 0 | 0.364 | 1 | 1 | cs | TRUE
120 | LV_182-2_0_5_line_120 |  | 110 | 117 | 0.0073439 | 0.125 | 0.08 | 261 | 0 | 0.364 | 1 | 1 | cs | TRUE
121 | LV_182-2_0_5_line_121 |  | 115 | 116 | 0.010843 | 0.125 | 0.08 | 261 | 0 | 0.364 | 1 | 1 | cs | TRUE
122 | LV_182-2_0_5_line_122 |  | 116 | 125 | 0.011734 | 0.125 | 0.08 | 261 | 0 | 0.364 | 1 | 1 | cs | TRUE
123 | LV_182-2_0_5_line_123 |  | 118 | 122 | 0.017303 | 0.125 | 0.08 | 261 | 0 | 0.364 | 1 | 1 | cs | TRUE
124 | LV_182-2_0_5_line_124 |  | 119 | 121 | 0.0071832 | 0.125 | 0.08 | 261 | 0 | 0.364 | 1 | 1 | cs | TRUE
125 | LV_182-2_0_5_line_125 |  | 120 | 121 | 0.0084775 | 0.125 | 0.08 | 261 | 0 | 0.364 | 1 | 1 | cs | TRUE
126 | LV_182-2_0_5_line_126 |  | 123 | 124 | 0.032932 | 0.125 | 0.08 | 261 | 0 | 0.364 | 1 | 1 | cs | TRUE
127 | LV_182-2_0_5_line_127 |  | 124 | 125 | 0.015158 | 0.125 | 0.08 | 261 | 0 | 0.364 | 1 | 1 | cs | TRUE
128 | LV_182-2_0_5_line_128 |  | 127 | 128 | 0.03348 | 0.125 | 0.08 | 261 | 0 | 0.364 | 1 | 5 | cs | TRUE
129 | LV_182-2_0_5_line_129 |  | 127 | 129 | 0.0047412 | 0.125 | 0.08 | 261 | 0 | 0.364 | 1 | 5 | cs | TRUE
130 | LV_182-2_0_5_line_130 |  | 128 | 130 | 0.0048223 | 0.125 | 0.08 | 261 | 0 | 0.364 | 1 | 5 | cs | TRUE
131 | LV_182-2_0_5_line_131 |  | 129 | 131 | 0.0048372 | 0.125 | 0.08 | 261 | 0 | 0.364 | 1 | 5 | cs | TRUE
132 | LV_182-2_0_5_line_132 |  | 130 | 132 | 0.046581 | 0.125 | 0.08 | 261 | 0 | 0.364 | 1 | 5 | cs | TRUE
133 | LV_182-2_0_5_line_133 |  | 130 | 133 | 0.072581 | 0.125 | 0.08 | 261 | 0 | 0.364 | 1 | 1 | cs | TRUE
134 | LV_182-2_0_5_line_134 |  | 131 | 134 | 0.02049 | 0.125 | 0.08 | 261 | 0 | 0.364 | 1 | 1 | cs | TRUE
135 | LV_182-2_0_5_line_135 |  | 131 | 135 | 0.021142 | 0.125 | 0.08 | 261 | 0 | 0.364 | 1 | 5 | cs | TRUE
136 | LV_182-2_0_5_line_136 |  | 132 | 136 | 0.0029137 | 0.125 | 0.08 | 261 | 0 | 0.364 | 1 | 5 | cs | TRUE
137 | LV_182-2_0_5_line_137 |  | 133 | 137 | 0.04187 | 0.125 | 0.08 | 261 | 0 | 0.364 | 1 | 1 | cs | TRUE
138 | LV_182-2_0_5_line_138 |  | 134 | 138 | 0.016624 | 0.125 | 0.08 | 261 | 0 | 0.364 | 1 | 1 | cs | TRUE
139 | LV_182-2_0_5_line_139 |  | 135 | 139 | 0.048733 | 0.125 | 0.08 | 261 | 0 | 0.364 | 1 | 5 | cs | TRUE
140 | LV_182-2_0_5_line_140 |  | 136 | 248 | 0.015971 | 0.125 | 0.08 | 261 | 0 | 0.364 | 1 | 5 | cs | TRUE
141 | LV_182-2_0_5_line_141 |  | 137 | 247 | 0.026068 | 0.125 | 0.08 | 261 | 0 | 0.364 | 1 | 1 | cs | TRUE
142 | LV_182-2_0_5_line_142 |  | 138 | 163 | 0.010706 | 0.125 | 0.08 | 261 | 0 | 0.364 | 1 | 1 | cs | TRUE
143 | LV_182-2_0_5_line_143 |  | 139 | 220 | 0.02526 | 0.125 | 0.08 | 261 | 0 | 0.364 | 1 | 1 | cs | TRUE
144 | LV_182-2_0_5_line_144 |  | 139 | 221 | 0.0175 | 0.125 | 0.08 | 261 | 0 | 0.364 | 1 | 5 | cs | TRUE
145 | LV_182-2_0_5_line_145 |  | 140 | 141 | 0.0039249 | 0.125 | 0.08 | 261 | 0 | 0.364 | 1 | 1 | cs | TRUE
146 | LV_182-2_0_5_line_146 |  | 140 | 142 | 0.020031 | 0.125 | 0.08 | 261 | 0 | 0.364 | 1 | 1 | cs | TRUE
147 | LV_182-2_0_5_line_147 |  | 141 | 143 | 0.045956 | 0.125 | 0.08 | 261 | 0 | 0.364 | 1 | 1 | cs | TRUE
148 | LV_182-2_0_5_line_148 |  | 143 | 144 | 0.013281 | 0.125 | 0.08 | 261 | 0 | 0.364 | 1 | 1 | cs | TRUE
149 | LV_182-2_0_5_line_149 |  | 143 | 145 | 0.006232 | 0.125 | 0.08 | 261 | 0 | 0.364 | 1 | 1 | cs | TRUE
150 | LV_182-2_0_5_line_150 |  | 144 | 146 | 0.016687 | 0.125 | 0.08 | 261 | 0 | 0.364 | 1 | 1 | cs | TRUE
151 | LV_182-2_0_5_line_151 |  | 145 | 147 | 0.01033 | 0.125 | 0.08 | 261 | 0 | 0.364 | 1 | 1 | cs | TRUE
152 | LV_182-2_0_5_line_152 |  | 145 | 148 | 0.021838 | 0.125 | 0.08 | 261 | 0 | 0.364 | 1 | 1 | cs | TRUE
153 | LV_182-2_0_5_line_153 |  | 146 | 304 | 0.0027267 | 0.125 | 0.08 | 261 | 0 | 0.364 | 1 | 1 | cs | TRUE
154 | LV_182-2_0_5_line_154 |  | 147 | 186 | 0.013563 | 0.125 | 0.08 | 261 | 0 | 0.364 | 1 | 1 | cs | TRUE
155 | LV_182-2_0_5_line_155 |  | 148 | 187 | 0.010732 | 0.125 | 0.08 | 261 | 0 | 0.364 | 1 | 1 | cs | TRUE
156 | LV_182-2_0_5_line_156 |  | 149 | 150 | 0.0048825 | 0.125 | 0.08 | 261 | 0 | 0.364 | 1 | 1 | cs | TRUE
157 | LV_182-2_0_5_line_157 |  | 150 | 151 | 0.013865 | 0.125 | 0.08 | 261 | 0 | 0.364 | 1 | 1 | cs | TRUE
158 | LV_182-2_0_5_line_158 |  | 151 | 152 | 0.033681 | 0.125 | 0.08 | 261 | 0 | 0.364 | 1 | 1 | cs | TRUE
159 | LV_182-2_0_5_line_159 |  | 151 | 153 | 0.013628 | 0.125 | 0.08 | 261 | 0 | 0.364 | 1 | 1 | cs | TRUE
160 | LV_182-2_0_5_line_160 |  | 152 | 154 | 0.017464 | 0.125 | 0.08 | 261 | 0 | 0.364 | 1 | 1 | cs | TRUE
161 | LV_182-2_0_5_line_161 |  | 152 | 155 | 0.018521 | 0.125 | 0.08 | 261 | 0 | 0.364 | 1 | 1 | cs | TRUE
162 | LV_182-2_0_5_line_162 |  | 152 | 156 | 0.023601 | 0.125 | 0.08 | 261 | 0 | 0.364 | 1 | 1 | cs | TRUE
163 | LV_182-2_0_5_line_163 |  | 153 | 157 | 0.021088 | 0.125 | 0.08 | 261 | 0 | 0.364 | 1 | 1 | cs | TRUE
164 | LV_182-2_0_5_line_164 |  | 155 | 214 | 0.0023388 | 0.125 | 0.08 | 261 | 0 | 0.364 | 1 | 1 | cs | TRUE
165 | LV_182-2_0_5_line_165 |  | 156 | 211 | 0.0063582 | 0.125 | 0.08 | 261 | 0 | 0.364 | 1 | 1 | cs | TRUE
166 | LV_182-2_0_5_line_166 |  | 157 | 279 | 0.0078549 | 0.125 | 0.08 | 261 | 0 | 0.364 | 1 | 1 | cs | TRUE
167 | LV_182-2_0_5_line_167 |  | 158 | 159 | 0.062619 | 0.125 | 0.08 | 261 | 0 | 0.364 | 1 | 1 | cs | TRUE
168 | LV_182-2_0_5_line_168 |  | 158 | 160 | 0.15474 | 0.125 | 0.08 | 261 | 0 | 0.364 | 1 | 1 | cs | TRUE
169 | LV_182-2_0_5_line_169 |  | 159 | 161 | 0.049069 | 0.125 | 0.08 | 261 | 0 | 0.364 | 1 | 1 | cs | TRUE
170 | LV_182-2_0_5_line_170 |  | 160 | 162 | 0.035839 | 0.125 | 0.08 | 261 | 0 | 0.364 | 1 | 1 | cs | TRUE
171 | LV_182-2_0_5_line_171 |  | 162 | 279 | 0.02101 | 0.125 | 0.08 | 261 | 0 | 0.364 | 1 | 1 | cs | TRUE
172 | LV_182-2_0_5_line_172 |  | 162 | 186 | 0.01287 | 0.125 | 0.08 | 261 | 0 | 0.364 | 1 | 1 | cs | TRUE
173 | LV_182-2_0_5_line_173 |  | 163 | 164 | 0.0088713 | 0.125 | 0.08 | 261 | 0 | 0.364 | 1 | 1 | cs | TRUE
174 | LV_182-2_0_5_line_174 |  | 165 | 166 | 0.029002 | 0.125 | 0.08 | 261 | 0 | 0.364 | 1 | 5 | cs | TRUE
175 | LV_182-2_0_5_line_175 |  | 165 | 167 | 0.0086365 | 0.125 | 0.08 | 261 | 0 | 0.364 | 1 | 5 | cs | TRUE
176 | LV_182-2_0_5_line_176 |  | 166 | 168 | 0.026695 | 0.125 | 0.08 | 261 | 0 | 0.364 | 1 | 5 | cs | TRUE
177 | LV_182-2_0_5_line_177 |  | 166 | 169 | 0.01212 | 0.125 | 0.08 | 261 | 0 | 0.364 | 1 | 1 | cs | TRUE
178 | LV_182-2_0_5_line_178 |  | 167 | 170 | 0.003283 | 0.125 | 0.08 | 261 | 0 | 0.364 | 1 | 5 | cs | TRUE
179 | LV_182-2_0_5_line_179 |  | 168 | 171 | 0.069803 | 0.125 | 0.08 | 261 | 0 | 0.364 | 1 | 2 | cs | TRUE
180 | LV_182-2_0_5_line_180 |  | 168 | 172 | 0.046502 | 0.125 | 0.08 | 261 | 0 | 0.364 | 1 | 4 | cs | TRUE
181 | LV_182-2_0_5_line_181 |  | 169 | 173 | 0.0096824 | 0.125 | 0.08 | 261 | 0 | 0.364 | 1 | 1 | cs | TRUE
182 | LV_182-2_0_5_line_182 |  | 170 | 174 | 0.013639 | 0.125 | 0.08 | 261 | 0 | 0.364 | 1 | 5 | cs | TRUE
183 | LV_182-2_0_5_line_183 |  | 171 | 177 | 0.011612 | 0.125 | 0.08 | 261 | 0 | 0.364 | 1 | 1 | cs | TRUE
184 | LV_182-2_0_5_line_184 |  | 171 | 178 | 0.010246 | 0.125 | 0.08 | 261 | 0 | 0.364 | 1 | 1 | cs | TRUE
185 | LV_182-2_0_5_line_185 |  | 171 | 175 | 0.10772 | 0.125 | 0.08 | 261 | 0 | 0.364 | 1 | 1 | cs | TRUE
186 | LV_182-2_0_5_line_186 |  | 172 | 179 | 0.027123 | 0.125 | 0.08 | 261 | 0 | 0.364 | 1 | 2 | cs | TRUE
187 | LV_182-2_0_5_line_187 |  | 173 | 180 | 0.021964 | 0.125 | 0.08 | 261 | 0 | 0.364 | 1 | 1 | cs | TRUE
188 | LV_182-2_0_5_line_188 |  | 174 | 181 | 0.014943 | 0.125 | 0.08 | 261 | 0 | 0.364 | 1 | 5 | cs | TRUE
189 | LV_182-2_0_5_line_189 |  | 175 | 176 | 0.11965 | 0.125 | 0.08 | 261 | 0 | 0.364 | 1 | 1 | cs | TRUE
190 | LV_182-2_0_5_line_190 |  | 176 | 232 | 0.012892 | 0.125 | 0.08 | 261 | 0 | 0.364 | 1 | 1 | cs | TRUE
191 | LV_182-2_0_5_line_191 |  | 177 | 302 | 0.0109 | 0.125 | 0.08 | 261 | 0 | 0.364 | 1 | 1 | cs | TRUE
192 | LV_182-2_0_5_line_192 |  | 178 | 300 | 0.0091099 | 0.125 | 0.08 | 261 | 0 | 0.364 | 1 | 1 | cs | TRUE
193 | LV_182-2_0_5_line_193 |  | 179 | 318 | 0.016238 | 0.125 | 0.08 | 261 | 0 | 0.364 | 1 | 1 | cs | TRUE
194 | LV_182-2_0_5_line_194 |  | 180 | 200 | 0.0080045 | 0.125 | 0.08 | 261 | 0 | 0.364 | 1 | 1 | cs | TRUE
195 | LV_182-2_0_5_line_195 |  | 181 | 332 | 0.020286 | 0.125 | 0.08 | 261 | 0 | 0.364 | 1 | 5 | cs | TRUE
196 | LV_182-2_0_5_line_196 |  | 181 | 298 | 0.010799 | 0.125 | 0.08 | 261 | 0 | 0.364 | 1 | 1 | cs | TRUE
197 | LV_182-2_0_5_line_197 |  | 182 | 183 | 0.0036392 | 0.125 | 0.08 | 261 | 0 | 0.364 | 1 | 1 | cs | TRUE
198 | LV_182-2_0_5_line_198 |  | 183 | 184 | 0.026402 | 0.125 | 0.08 | 261 | 0 | 0.364 | 1 | 1 | cs | TRUE
199 | LV_182-2_0_5_line_199 |  | 184 | 185 | 0.037072 | 0.125 | 0.08 | 261 | 0 | 0.364 | 1 | 1 | cs | TRUE
200 | LV_182-2_0_5_line_200 |  | 185 | 188 | 0.021408 | 0.125 | 0.08 | 261 | 0 | 0.364 | 1 | 1 | cs | TRUE
201 | LV_182-2_0_5_line_201 |  | 185 | 189 | 0.019391 | 0.125 | 0.08 | 261 | 0 | 0.364 | 1 | 1 | cs | TRUE
202 | LV_182-2_0_5_line_202 |  | 188 | 217 | 0.021324 | 0.125 | 0.08 | 261 | 0 | 0.364 | 1 | 1 | cs | TRUE
203 | LV_182-2_0_5_line_203 |  | 188 | 218 | 0.017648 | 0.125 | 0.08 | 261 | 0 | 0.364 | 1 | 1 | cs | TRUE
204 | LV_182-2_0_5_line_204 |  | 189 | 241 | 0.0019888 | 0.125 | 0.08 | 261 | 0 | 0.364 | 1 | 1 | cs | TRUE
205 | LV_182-2_0_5_line_205 |  | 190 | 191 | 0.013163 | 0.125 | 0.08 | 261 | 0 | 0.364 | 1 | 1 | cs | TRUE
206 | LV_182-2_0_5_line_206 |  | 190 | 192 | 0.011513 | 0.125 | 0.08 | 261 | 0 | 0.364 | 1 | 1 | cs | TRUE
207 | LV_182-2_0_5_line_207 |  | 191 | 193 | 0.0039751 | 0.125 | 0.08 | 261 | 0 | 0.364 | 1 | 1 | cs | TRUE
208 | LV_182-2_0_5_line_208 |  | 192 | 194 | 0.017682 | 0.125 | 0.08 | 261 | 0 | 0.364 | 1 | 1 | cs | TRUE
209 | LV_182-2_0_5_line_209 |  | 193 | 195 | 0.027286 | 0.125 | 0.08 | 261 | 0 | 0.364 | 1 | 1 | cs | TRUE
210 | LV_182-2_0_5_line_210 |  | 193 | 196 | 0.038885 | 0.125 | 0.08 | 261 | 0 | 0.364 | 1 | 1 | cs | TRUE
211 | LV_182-2_0_5_line_211 |  | 194 | 197 | 0.0079716 | 0.125 | 0.08 | 261 | 0 | 0.364 | 1 | 1 | cs | TRUE
212 | LV_182-2_0_5_line_212 |  | 195 | 198 | 0.00073758 | 0.125 | 0.08 | 261 | 0 | 0.364 | 1 | 1 | cs | TRUE
213 | LV_182-2_0_5_line_213 |  | 197 | 199 | 0.024379 | 0.125 | 0.08 | 261 | 0 | 0.364 | 1 | 1 | cs | TRUE
214 | LV_182-2_0_5_line_214 |  | 198 | 249 | 0.0039618 | 0.125 | 0.08 | 261 | 0 | 0.364 | 1 | 1 | cs | TRUE
215 | LV_182-2_0_5_line_215 |  | 199 | 208 | 0.0099367 | 0.125 | 0.08 | 261 | 0 | 0.364 | 1 | 5 | cs | TRUE
216 | LV_182-2_0_5_line_216 |  | 199 | 310 | 0.041841 | 0.125 | 0.08 | 261 | 0 | 0.364 | 1 | 5 | cs | TRUE
217 | LV_182-2_0_5_line_217 |  | 201 | 202 | 0.016633 | 0.125 | 0.08 | 261 | 0 | 0.364 | 1 | 5 | cs | TRUE
218 | LV_182-2_0_5_line_218 |  | 201 | 203 | 0.019894 | 0.125 | 0.08 | 261 | 0 | 0.364 | 1 | 5 | cs | TRUE
219 | LV_182-2_0_5_line_219 |  | 202 | 204 | 0.022944 | 0.125 | 0.08 | 261 | 0 | 0.364 | 1 | 5 | cs | TRUE
220 | LV_182-2_0_5_line_220 |  | 203 | 205 | 0.022965 | 0.125 | 0.08 | 261 | 0 | 0.364 | 1 | 5 | cs | TRUE
221 | LV_182-2_0_5_line_221 |  | 204 | 206 | 0.0097433 | 0.125 | 0.08 | 261 | 0 | 0.364 | 1 | 5 | cs | TRUE
222 | LV_182-2_0_5_line_222 |  | 205 | 207 | 0.013453 | 0.125 | 0.08 | 261 | 0 | 0.364 | 1 | 1 | cs | TRUE
223 | LV_182-2_0_5_line_223 |  | 205 | 208 | 0.018986 | 0.125 | 0.08 | 261 | 0 | 0.364 | 1 | 5 | cs | TRUE
224 | LV_182-2_0_5_line_224 |  | 206 | 209 | 0.015561 | 0.125 | 0.08 | 261 | 0 | 0.364 | 1 | 5 | cs | TRUE
225 | LV_182-2_0_5_line_225 |  | 207 | 210 | 0.0084961 | 0.125 | 0.08 | 261 | 0 | 0.364 | 1 | 1 | cs | TRUE
226 | LV_182-2_0_5_line_226 |  | 209 | 332 | 0.0033999 | 0.125 | 0.08 | 261 | 0 | 0.364 | 1 | 5 | cs | TRUE
227 | LV_182-2_0_5_line_227 |  | 210 | 285 | 0.03314 | 0.125 | 0.08 | 261 | 0 | 0.364 | 1 | 1 | cs | TRUE
228 | LV_182-2_0_5_line_228 |  | 211 | 212 | 0.015586 | 0.125 | 0.08 | 261 | 0 | 0.364 | 1 | 1 | cs | TRUE
229 | LV_182-2_0_5_line_229 |  | 211 | 213 | 0.011995 | 0.125 | 0.08 | 261 | 0 | 0.364 | 1 | 1 | cs | TRUE
230 | LV_182-2_0_5_line_230 |  | 212 | 215 | 0.018466 | 0.125 | 0.08 | 261 | 0 | 0.364 | 1 | 1 | cs | TRUE
231 | LV_182-2_0_5_line_231 |  | 212 | 216 | 0.015824 | 0.125 | 0.08 | 261 | 0 | 0.364 | 1 | 1 | cs | TRUE
232 | LV_182-2_0_5_line_232 |  | 214 | 219 | 0.016072 | 0.125 | 0.08 | 261 | 0 | 0.364 | 1 | 1 | cs | TRUE
233 | LV_182-2_0_5_line_233 |  | 215 | 218 | 0.030565 | 0.125 | 0.08 | 261 | 0 | 0.364 | 1 | 1 | cs | TRUE
234 | LV_182-2_0_5_line_234 |  | 215 | 222 | 0.019349 | 0.125 | 0.08 | 261 | 0 | 0.364 | 1 | 1 | cs | TRUE
235 | LV_182-2_0_5_line_235 |  | 216 | 223 | 0.0012274 | 0.125 | 0.08 | 261 | 0 | 0.364 | 1 | 1 | cs | TRUE
236 | LV_182-2_0_5_line_236 |  | 217 | 330 | 0.026193 | 0.125 | 0.08 | 261 | 0 | 0.364 | 1 | 1 | cs | TRUE
237 | LV_182-2_0_5_line_237 |  | 219 | 250 | 0.010295 | 0.125 | 0.08 | 261 | 0 | 0.364 | 1 | 1 | cs | TRUE
238 | LV_182-2_0_5_line_238 |  | 220 | 222 | 0.00076709 | 0.125 | 0.08 | 261 | 0 | 0.364 | 1 | 1 | cs | TRUE
239 | LV_182-2_0_5_line_239 |  | 221 | 224 | 0.022798 | 0.125 | 0.08 | 261 | 0 | 0.364 | 1 | 5 | cs | TRUE
240 | LV_182-2_0_5_line_240 |  | 224 | 225 | 0.015076 | 0.125 | 0.08 | 261 | 0 | 0.364 | 1 | 5 | cs | TRUE
241 | LV_182-2_0_5_line_241 |  | 225 | 226 | 0.058179 | 0.125 | 0.08 | 261 | 0 | 0.364 | 1 | 5 | cs | TRUE
242 | LV_182-2_0_5_line_242 |  | 226 | 227 | 0.005539 | 0.125 | 0.08 | 261 | 0 | 0.364 | 1 | 5 | cs | TRUE
243 | LV_182-2_0_5_line_243 |  | 226 | 228 | 0.025241 | 0.125 | 0.08 | 261 | 0 | 0.364 | 1 | 1 | cs | TRUE
244 | LV_182-2_0_5_line_244 |  | 227 | 229 | 0.016775 | 0.125 | 0.08 | 261 | 0 | 0.364 | 1 | 5 | cs | TRUE
245 | LV_182-2_0_5_line_245 |  | 227 | 230 | 0.00951 | 0.125 | 0.08 | 261 | 0 | 0.364 | 1 | 5 | cs | TRUE
246 | LV_182-2_0_5_line_246 |  | 228 | 231 | 0.0020301 | 0.125 | 0.08 | 261 | 0 | 0.364 | 1 | 1 | cs | TRUE
247 | LV_182-2_0_5_line_247 |  | 229 | 269 | 0.018897 | 0.125 | 0.08 | 261 | 0 | 0.364 | 1 | 5 | cs | TRUE
248 | LV_182-2_0_5_line_248 |  | 230 | 270 | 0.0087823 | 0.125 | 0.08 | 261 | 0 | 0.364 | 1 | 5 | cs | TRUE
249 | LV_182-2_0_5_line_249 |  | 230 | 271 | 0.069772 | 0.125 | 0.08 | 261 | 0 | 0.364 | 1 | 1 | cs | TRUE
250 | LV_182-2_0_5_line_250 |  | 231 | 265 | 0.012527 | 0.125 | 0.08 | 261 | 0 | 0.364 | 1 | 1 | cs | TRUE
251 | LV_182-2_0_5_line_251 |  | 231 | 266 | 0.04046 | 0.125 | 0.08 | 261 | 0 | 0.364 | 1 | 1 | cs | TRUE
252 | LV_182-2_0_5_line_252 |  | 232 | 233 | 0.033658 | 0.125 | 0.08 | 261 | 0 | 0.364 | 1 | 1 | cs | TRUE
253 | LV_182-2_0_5_line_253 |  | 233 | 234 | 0.01079 | 0.125 | 0.08 | 261 | 0 | 0.364 | 1 | 1 | cs | TRUE
254 | LV_182-2_0_5_line_254 |  | 234 | 235 | 0.037251 | 0.125 | 0.08 | 261 | 0 | 0.364 | 1 | 1 | cs | TRUE
255 | LV_182-2_0_5_line_255 |  | 236 | 237 | 0.02007 | 0.125 | 0.08 | 261 | 0 | 0.364 | 1 | 1 | cs | TRUE
256 | LV_182-2_0_5_line_256 |  | 237 | 238 | 0.0070547 | 0.125 | 0.08 | 261 | 0 | 0.364 | 1 | 1 | cs | TRUE
257 | LV_182-2_0_5_line_257 |  | 238 | 239 | 0.0087707 | 0.125 | 0.08 | 261 | 0 | 0.364 | 1 | 1 | cs | TRUE
258 | LV_182-2_0_5_line_258 |  | 239 | 240 | 0.0039998 | 0.125 | 0.08 | 261 | 0 | 0.364 | 1 | 1 | cs | TRUE
259 | LV_182-2_0_5_line_259 |  | 240 | 303 | 0.018944 | 0.125 | 0.08 | 261 | 0 | 0.364 | 1 | 1 | cs | TRUE
260 | LV_182-2_0_5_line_260 |  | 242 | 243 | 0.012676 | 0.125 | 0.08 | 261 | 0 | 0.364 | 1 | 1 | cs | TRUE
261 | LV_182-2_0_5_line_261 |  | 242 | 244 | 0.01371 | 0.125 | 0.08 | 261 | 0 | 0.364 | 1 | 1 | cs | TRUE
262 | LV_182-2_0_5_line_262 |  | 244 | 245 | 0.007466 | 0.125 | 0.08 | 261 | 0 | 0.364 | 1 | 1 | cs | TRUE
263 | LV_182-2_0_5_line_263 |  | 245 | 246 | 0.004796 | 0.125 | 0.08 | 261 | 0 | 0.364 | 1 | 1 | cs | TRUE
264 | LV_182-2_0_5_line_264 |  | 246 | 330 | 0.0027721 | 0.125 | 0.08 | 261 | 0 | 0.364 | 1 | 1 | cs | TRUE
265 | LV_182-2_0_5_line_265 |  | 248 | 308 | 0.023765 | 0.125 | 0.08 | 261 | 0 | 0.364 | 1 | 1 | cs | TRUE
266 | LV_182-2_0_5_line_266 |  | 248 | 309 | 0.03598 | 0.125 | 0.08 | 261 | 0 | 0.364 | 1 | 1 | cs | TRUE
267 | LV_182-2_0_5_line_267 |  | 248 | 310 | 0.026762 | 0.125 | 0.08 | 261 | 0 | 0.364 | 1 | 5 | cs | TRUE
268 | LV_182-2_0_5_line_268 |  | 250 | 251 | 0.020773 | 0.125 | 0.08 | 261 | 0 | 0.364 | 1 | 1 | cs | TRUE
269 | LV_182-2_0_5_line_269 |  | 251 | 252 | 0.04021 | 0.125 | 0.08 | 261 | 0 | 0.364 | 1 | 1 | cs | TRUE
270 | LV_182-2_0_5_line_270 |  | 252 | 253 | 0.019694 | 0.125 | 0.08 | 261 | 0 | 0.364 | 1 | 1 | cs | TRUE
271 | LV_182-2_0_5_line_271 |  | 253 | 275 | 0.036436 | 0.125 | 0.08 | 261 | 0 | 0.364 | 1 | 1 | cs | TRUE
272 | LV_182-2_0_5_line_272 |  | 254 | 255 | 0.02627 | 0.125 | 0.08 | 261 | 0 | 0.364 | 1 | 1 | cs | TRUE
273 | LV_182-2_0_5_line_273 |  | 254 | 256 | 0.0014587 | 0.125 | 0.08 | 261 | 0 | 0.364 | 1 | 1 | cs | TRUE
274 | LV_182-2_0_5_line_274 |  | 255 | 257 | 0.0060714 | 0.125 | 0.08 | 261 | 0 | 0.364 | 1 | 1 | cs | TRUE
275 | LV_182-2_0_5_line_275 |  | 256 | 258 | 0.021065 | 0.125 | 0.08 | 261 | 0 | 0.364 | 1 | 1 | cs | TRUE
276 | LV_182-2_0_5_line_276 |  | 257 | 259 | 0.013792 | 0.125 | 0.08 | 261 | 0 | 0.364 | 1 | 1 | cs | TRUE
277 | LV_182-2_0_5_line_277 |  | 258 | 260 | 0.004919 | 0.125 | 0.08 | 261 | 0 | 0.364 | 1 | 1 | cs | TRUE
278 | LV_182-2_0_5_line_278 |  | 258 | 261 | 0.012657 | 0.125 | 0.08 | 261 | 0 | 0.364 | 1 | 1 | cs | TRUE
279 | LV_182-2_0_5_line_279 |  | 259 | 262 | 0.04268 | 0.125 | 0.08 | 261 | 0 | 0.364 | 1 | 1 | cs | TRUE
280 | LV_182-2_0_5_line_280 |  | 260 | 263 | 0.019151 | 0.125 | 0.08 | 261 | 0 | 0.364 | 1 | 1 | cs | TRUE
281 | LV_182-2_0_5_line_281 |  | 261 | 264 | 0.021724 | 0.125 | 0.08 | 261 | 0 | 0.364 | 1 | 1 | cs | TRUE
282 | LV_182-2_0_5_line_282 |  | 262 | 317 | 0.022044 | 0.125 | 0.08 | 261 | 0 | 0.364 | 1 | 1 | cs | TRUE
283 | LV_182-2_0_5_line_283 |  | 262 | 318 | 0.023865 | 0.125 | 0.08 | 261 | 0 | 0.364 | 1 | 1 | cs | TRUE
284 | LV_182-2_0_5_line_284 |  | 263 | 305 | 0.042466 | 0.125 | 0.08 | 261 | 0 | 0.364 | 1 | 1 | cs | TRUE
285 | LV_182-2_0_5_line_285 |  | 265 | 268 | 0.03049 | 0.125 | 0.08 | 261 | 0 | 0.364 | 1 | 1 | cs | TRUE
286 | LV_182-2_0_5_line_286 |  | 267 | 268 | 0.023809 | 0.125 | 0.08 | 261 | 0 | 0.364 | 1 | 1 | cs | TRUE
287 | LV_182-2_0_5_line_287 |  | 269 | 280 | 0.015909 | 0.125 | 0.08 | 261 | 0 | 0.364 | 1 | 5 | cs | TRUE
288 | LV_182-2_0_5_line_288 |  | 270 | 289 | 0.0011963 | 0.125 | 0.08 | 261 | 0 | 0.364 | 1 | 5 | cs | TRUE
289 | LV_182-2_0_5_line_289 |  | 272 | 273 | 0.052934 | 0.125 | 0.08 | 261 | 0 | 0.364 | 1 | 1 | cs | TRUE
290 | LV_182-2_0_5_line_290 |  | 273 | 274 | 0.10683 | 0.125 | 0.08 | 261 | 0 | 0.364 | 1 | 1 | cs | TRUE
291 | LV_182-2_0_5_line_291 |  | 274 | 314 | 0.07255 | 0.125 | 0.08 | 261 | 0 | 0.364 | 1 | 1 | cs | TRUE
292 | LV_182-2_0_5_line_292 |  | 275 | 276 | 0.0074668 | 0.125 | 0.08 | 261 | 0 | 0.364 | 1 | 1 | cs | TRUE
293 | LV_182-2_0_5_line_293 |  | 276 | 277 | 0.027035 | 0.125 | 0.08 | 261 | 0 | 0.364 | 1 | 1 | cs | TRUE
294 | LV_182-2_0_5_line_294 |  | 277 | 278 | 0.0070764 | 0.125 | 0.08 | 261 | 0 | 0.364 | 1 | 1 | cs | TRUE
295 | LV_182-2_0_5_line_295 |  | 278 | 329 | 0.058175 | 0.125 | 0.08 | 261 | 0 | 0.364 | 1 | 1 | cs | TRUE
296 | LV_182-2_0_5_line_296 |  | 280 | 281 | 0.014759 | 0.125 | 0.08 | 261 | 0 | 0.364 | 1 | 5 | cs | TRUE
297 | LV_182-2_0_5_line_297 |  | 281 | 282 | 0.0022175 | 0.125 | 0.08 | 261 | 0 | 0.364 | 1 | 5 | cs | TRUE
298 | LV_182-2_0_5_line_298 |  | 282 | 283 | 0.025019 | 0.125 | 0.08 | 261 | 0 | 0.364 | 1 | 5 | cs | TRUE
299 | LV_182-2_0_5_line_299 |  | 284 | 285 | 0.025428 | 0.125 | 0.08 | 261 | 0 | 0.364 | 1 | 1 | cs | TRUE
300 | LV_182-2_0_5_line_300 |  | 286 | 287 | 0.0099295 | 0.125 | 0.08 | 261 | 0 | 0.364 | 1 | 1 | cs | TRUE
301 | LV_182-2_0_5_line_301 |  | 287 | 296 | 0.020913 | 0.125 | 0.08 | 261 | 0 | 0.364 | 1 | 1 | cs | TRUE
302 | LV_182-2_0_5_line_302 |  | 288 | 289 | 0.019104 | 0.125 | 0.08 | 261 | 0 | 0.364 | 1 | 5 | cs | TRUE
303 | LV_182-2_0_5_line_303 |  | 288 | 290 | 0.014774 | 0.125 | 0.08 | 261 | 0 | 0.364 | 1 | 5 | cs | TRUE
304 | LV_182-2_0_5_line_304 |  | 291 | 292 | 0.016091 | 0.125 | 0.08 | 261 | 0 | 0.364 | 1 | 1 | cs | TRUE
305 | LV_182-2_0_5_line_305 |  | 291 | 293 | 0.020989 | 0.125 | 0.08 | 261 | 0 | 0.364 | 1 | 1 | cs | TRUE
306 | LV_182-2_0_5_line_306 |  | 292 | 294 | 0.016028 | 0.125 | 0.08 | 261 | 0 | 0.364 | 1 | 1 | cs | TRUE
307 | LV_182-2_0_5_line_307 |  | 292 | 295 | 0.017527 | 0.125 | 0.08 | 261 | 0 | 0.364 | 1 | 1 | cs | TRUE
308 | LV_182-2_0_5_line_308 |  | 294 | 296 | 0.0003909 | 0.125 | 0.08 | 261 | 0 | 0.364 | 1 | 1 | cs | TRUE
309 | LV_182-2_0_5_line_309 |  | 295 | 297 | 0.016209 | 0.125 | 0.08 | 261 | 0 | 0.364 | 1 | 1 | cs | TRUE
310 | LV_182-2_0_5_line_310 |  | 297 | 298 | 0.038967 | 0.125 | 0.08 | 261 | 0 | 0.364 | 1 | 1 | cs | TRUE
311 | LV_182-2_0_5_line_311 |  | 297 | 299 | 0.016006 | 0.125 | 0.08 | 261 | 0 | 0.364 | 1 | 1 | cs | TRUE
312 | LV_182-2_0_5_line_312 |  | 299 | 324 | 0.024467 | 0.125 | 0.08 | 261 | 0 | 0.364 | 1 | 1 | cs | TRUE
313 | LV_182-2_0_5_line_313 |  | 300 | 301 | 0.0041258 | 0.125 | 0.08 | 261 | 0 | 0.364 | 1 | 1 | cs | TRUE
314 | LV_182-2_0_5_line_314 |  | 303 | 304 | 0.014184 | 0.125 | 0.08 | 261 | 0 | 0.364 | 1 | 1 | cs | TRUE
315 | LV_182-2_0_5_line_315 |  | 305 | 306 | 0.017243 | 0.125 | 0.08 | 261 | 0 | 0.364 | 1 | 1 | cs | TRUE
316 | LV_182-2_0_5_line_316 |  | 306 | 307 | 0.002104 | 0.125 | 0.08 | 261 | 0 | 0.364 | 1 | 1 | cs | TRUE
317 | LV_182-2_0_5_line_317 |  | 307 | 331 | 0.011479 | 0.125 | 0.08 | 261 | 0 | 0.364 | 1 | 1 | cs | TRUE
318 | LV_182-2_0_5_line_318 |  | 309 | 311 | 0.0060784 | 0.125 | 0.08 | 261 | 0 | 0.364 | 1 | 1 | cs | TRUE
319 | LV_182-2_0_5_line_319 |  | 310 | 312 | 0.018313 | 0.125 | 0.08 | 261 | 0 | 0.364 | 1 | 1 | cs | TRUE
320 | LV_182-2_0_5_line_320 |  | 312 | 321 | 0.024198 | 0.125 | 0.08 | 261 | 0 | 0.364 | 1 | 1 | cs | TRUE
321 | LV_182-2_0_5_line_321 |  | 313 | 314 | 0.0032489 | 0.125 | 0.08 | 261 | 0 | 0.364 | 1 | 1 | cs | TRUE
322 | LV_182-2_0_5_line_322 |  | 313 | 315 | 0.17503 | 0.125 | 0.08 | 261 | 0 | 0.364 | 1 | 1 | cs | TRUE
323 | LV_182-2_0_5_line_323 |  | 315 | 316 | 0.067702 | 0.125 | 0.08 | 261 | 0 | 0.364 | 1 | 1 | cs | TRUE
324 | LV_182-2_0_5_line_324 |  | 316 | 328 | 0.13492 | 0.125 | 0.08 | 261 | 0 | 0.364 | 1 | 5 | cs | TRUE
325 | LV_182-2_0_5_line_325 |  | 316 | 327 | 0.026046 | 0.125 | 0.08 | 261 | 0 | 0.364 | 1 | 5 | cs | TRUE
326 | LV_182-2_0_5_line_326 |  | 317 | 319 | 0.010277 | 0.125 | 0.08 | 261 | 0 | 0.364 | 1 | 1 | cs | TRUE
327 | LV_182-2_0_5_line_327 |  | 319 | 320 | 0.015068 | 0.125 | 0.08 | 261 | 0 | 0.364 | 1 | 1 | cs | TRUE
328 | LV_182-2_0_5_line_328 |  | 322 | 323 | 0.046579 | 0.125 | 0.08 | 261 | 0 | 0.364 | 1 | 1 | cs | TRUE
329 | LV_182-2_0_5_line_329 |  | 323 | 329 | 0.045495 | 0.125 | 0.08 | 261 | 0 | 0.364 | 1 | 1 | cs | TRUE
330 | LV_182-2_0_5_line_330 |  | 325 | 326 | 0.002227 | 0.125 | 0.08 | 261 | 0 | 0.364 | 1 | 1 | cs | TRUE
331 | LV_182-2_0_5_line_331 |  | 326 | 327 | 0.021347 | 0.125 | 0.08 | 261 | 0 | 0.364 | 1 | 5 | cs | TRUE
332 | LV_182-2_0_5_line_332 |  | 332 | 333 | 0.016733 | 0.125 | 0.08 | 261 | 0 | 0.364 | 1 | 1 | cs | TRUE
333 | LV_182-2_0_5_line_333 |  | 333 | 334 | 0.014725 | 0.125 | 0.08 | 261 | 0 | 0.364 | 1 | 1 | cs | TRUE

## trafo
| name | std_type | hv_bus | lv_bus | sn_mva | vn_hv_kv | vn_lv_kv | vk_percent | vkr_percent | pfe_kw | i0_percent | shift_degree | tap_side | tap_neutral | tap_min | tap_max | tap_step_percent | tap_step_degree | tap_pos | tap_phase_shifter | parallel | df | in_service
0 | LV_182-2_0_5_trafo_219 | 0.63 MVA 20/0.4 kV | 335 | 290 | 0.63 | 20 | 0.4 | 6 | 1.206 | 1.65 | 0.2619 | 150 | hv | 0 | -2 | 2 | 2.5 | 0 | 0 | FALSE | 1 | 1 | TRUE

## line_geodata
| x0 | y0 | x1 | y1 | x2 | y2 | x3 | y3 | x4 | y4 | x5 | y5 | x6 | y6 | x7 | y7
0 | 2704373.5806 | 1253739.0459 | 2704390.3081 | 1253731.4167 | 2704393.2588 | 1253726.2756 | 2704394.4395 | 1253717.5227 | 2704394.4395 | 1253717.5227
1 | 2704361.7872 | 1253744.4247 | 2704373.5806 | 1253739.0459
2 | 2704394.4395 | 1253717.5227 | 2704691.55 | 1253469.8165
3 | 2704415.611 | 1253779.7685 | 2704405.172 | 1253777.7606 | 2704397.4126 | 1253773.1535 | 2704361.7872 | 1253744.4247
4 | 2704191.0353 | 1253797.1283 | 2704361.7872 | 1253744.4247
5 | 2704691.55 | 1253469.8165 | 2705161.8297 | 1253648.5578
6 | 2704415.611 | 1253779.7685 | 2704419.1675 | 1253766.8096 | 2704415.488 | 1253759.3609
7 | 2704191.0353 | 1253797.1283 | 2704180.944 | 1253792.0912 | 2704176.5141 | 1253790.2312
8 | 2704174.7234 | 1253789.4793 | 2704176.5141 | 1253790.2312
9 | 2705161.8297 | 1253648.5578 | 2705166.3873 | 1253658.8117
10 | 2704276.5387 | 1253956.6954 | 2704261.1396 | 1253948.8402 | 2704234.4951 | 1253935.4036
11 | 2704276.5387 | 1253956.6954 | 2704310.373 | 1253971.8256 | 2704322.4871 | 1253977.2433 | 2704397.4634 | 1254006.8661 | 2704419.2425 | 1254018.3482
12 | 2704184.1129 | 1253909.9964 | 2704234.4951 | 1253935.4036
13 | 2704419.2425 | 1254018.3482 | 2704441.5957 | 1254031.931 | 2704432.8943 | 1254045.6665
14 | 2705207.6724 | 1253767.8065 | 2705206.8286 | 1253774.7654
15 | 2705204.489 | 1253794.0602 | 2705206.8286 | 1253774.7654
16 | 2705208.1 | 1253719.9752 | 2705214.3629 | 1253734.4427 | 2705215.6331 | 1253744.073 | 2705214.1589 | 1253753.5657 | 2705207.6724 | 1253767.8065
17 | 2705204.489 | 1253794.0602 | 2705226.576 | 1253801.7699 | 2705237.6983 | 1253805.6484
18 | 2705208.1 | 1253719.9752 | 2705202.1346 | 1253712.9636 | 2705200.098 | 1253710.9106
19 | 2705208.1 | 1253719.9752 | 2705213.8253 | 1253716.7187 | 2705224.4803 | 1253714.6285 | 2705228.807 | 1253716.7908
20 | 2705237.6983 | 1253805.6484 | 2705241.7615 | 1253794.8562 | 2705242.1594 | 1253792.7063
21 | 2705237.6983 | 1253805.6484 | 2705258.8249 | 1253812.6183 | 2705269.3904 | 1253813.8626 | 2705276.271 | 1253813.4141
22 | 2705191.2951 | 1253703.3522 | 2705194.4985 | 1253705.2662 | 2705200.098 | 1253710.9106
23 | 2705236.6936 | 1253734.8565 | 2705235.1314 | 1253725.0706 | 2705231.5863 | 1253718.1798 | 2705228.807 | 1253716.7908
24 | 2705191.2951 | 1253703.3522 | 2705193.1821 | 1253699.0822 | 2705197.3828 | 1253696.6882 | 2705200.264 | 1253694.3223
25 | 2705191.2951 | 1253703.3522 | 2705187.6285 | 1253701.1742 | 2705181.6437 | 1253693.128 | 2705172.1594 | 1253671.7979 | 2705166.3873 | 1253658.8117
26 | 2704848.4273 | 1254694.5794 | 2704846.4771 | 1254690.0968 | 2704843.8914 | 1254687.8381 | 2704838.8301 | 1254687.7484 | 2704829.0939 | 1254689.1884
27 | 2704803.0811 | 1254696.256 | 2704812.6177 | 1254693.7338 | 2704829.0939 | 1254689.1884
28 | 2704848.4273 | 1254694.5794 | 2704848.9022 | 1254701.8493 | 2704849.4432 | 1254707.0382
29 | 2704856.0458 | 1254687.0415 | 2704852.5741 | 1254688.7926 | 2704848.4273 | 1254694.5794
30 | 2704774.1079 | 1254697.0885 | 2704785.8087 | 1254699.3196 | 2704796.1523 | 1254698.0905 | 2704803.0811 | 1254696.256
31 | 2704803.0811 | 1254696.256 | 2704799.4275 | 1254684.4262 | 2704799.1842 | 1254674.557
32 | 2704849.4432 | 1254707.0382 | 2704849.7664 | 1254710.138 | 2704851.2048 | 1254712.998
33 | 2704856.0458 | 1254687.0415 | 2704861.5247 | 1254686.1266 | 2704863.8846 | 1254686.1054
34 | 2704774.1079 | 1254697.0885 | 2704776.1349 | 1254680.1884 | 2704777.3715 | 1254671.3942
35 | 2704774.1079 | 1254697.0885 | 2704765.0027 | 1254694.8256
36 | 2704799.1842 | 1254674.557 | 2704798.9755 | 1254666.0902
37 | 2704619.5894 | 1254143.4849 | 2704613.3924 | 1254141.4515 | 2704609.4665 | 1254142.85 | 2704595.6948 | 1254155.6839
38 | 2704595.6948 | 1254155.6839 | 2704719.6173 | 1254473.0521
39 | 2704595.6948 | 1254155.6839 | 2704586.9788 | 1254145.5878
40 | 2704719.6173 | 1254473.0521 | 2704721.3976 | 1254473.6189 | 2704731.2952 | 1254476.4446
41 | 2704564.9259 | 1254133.2891 | 2704574.8945 | 1254134.5439 | 2704581.5786 | 1254139.3325 | 2704586.9788 | 1254145.5878
42 | 2704863.1901 | 1254727.1228 | 2704854.0665 | 1254718.6878 | 2704851.2048 | 1254712.998
43 | 2704873.2899 | 1254686.8846 | 2704869.0183 | 1254686.0593 | 2704863.8846 | 1254686.1054
44 | 2704778.1376 | 1254665.9456 | 2704777.3715 | 1254671.3942
45 | 2704751.1282 | 1254691.3774 | 2704765.0027 | 1254694.8256
46 | 2704798.9755 | 1254666.0902 | 2704798.418 | 1254643.4744
47 | 2704866.5001 | 1254727.6819 | 2704863.1901 | 1254727.1228
48 | 2704873.2899 | 1254686.8846 | 2704884.5022 | 1254689.0511
49 | 2704757.2691 | 1254659.8826 | 2704750.8379 | 1254684.3332 | 2704751.1282 | 1254691.3774
50 | 2704798.1976 | 1254634.5353 | 2704798.418 | 1254643.4744
51 | 2705536.2408 | 1254928.6532 | 2705533.1709 | 1254917.6006 | 2705527.6281 | 1254897.6104
52 | 2705518.7224 | 1254774.1482 | 2705522.6953 | 1254794.6469 | 2705526.4895 | 1254846.3233 | 2705524.9114 | 1254873.8955 | 2705524.2529 | 1254885.4377 | 2705527.6281 | 1254897.6104
53 | 2705528.5856 | 1254936.5233 | 2705536.2408 | 1254928.6532
54 | 2705549.119 | 1254916.862 | 2705536.2408 | 1254928.6532
55 | 2705518.7224 | 1254774.1482 | 2705681.2009 | 1254629.1489
56 | 2704953.7947 | 1254711.8358 | 2705518.7224 | 1254774.1482
57 | 2705528.5856 | 1254936.5233 | 2705519.3785 | 1254938.8222
58 | 2705528.5856 | 1254936.5233 | 2705532.7024 | 1254942.179 | 2705537.7339 | 1254952.8463
59 | 2705549.119 | 1254916.862 | 2705555.5265 | 1254908.3025 | 2705562.7182 | 1254894.8838
60 | 2705549.119 | 1254916.862 | 2705569.2793 | 1254917.6998
61 | 2705681.2009 | 1254629.1489 | 2705695.1809 | 1254622.0482 | 2705701.3574 | 1254617.492
62 | 2704939.5599 | 1254708.4869 | 2704945.9089 | 1254709.6181 | 2704953.7947 | 1254711.8358
63 | 2704909.0776 | 1254707.7772 | 2704912.1421 | 1254707.6072 | 2704926.329 | 1254706.6466 | 2704934.6117 | 1254707.6052 | 2704939.5599 | 1254708.4869
64 | 2705537.7339 | 1254952.8463 | 2705541.6155 | 1254961.0755 | 2705544.2106 | 1254966.5929 | 2705549.927 | 1254975.2019 | 2705557.7089 | 1254981.3678 | 2705560.8488 | 1254982.7764
65 | 2705573.4202 | 1254878.4415 | 2705565.4619 | 1254889.7645 | 2705562.7182 | 1254894.8838
66 | 2705580.3914 | 1254916.862 | 2705569.2793 | 1254917.6998
67 | 2705560.8488 | 1254982.7764 | 2705567.5442 | 1254985.78 | 2705569.2748 | 1254987.2295
68 | 2705573.4202 | 1254878.4415 | 2705592.2781 | 1254889.8132
69 | 2704798.0575 | 1254611.8095 | 2704797.895 | 1254622.2595 | 2704798.1976 | 1254634.5353
70 | 2704798.0575 | 1254611.8095 | 2704815.746 | 1254604.8613
71 | 2704798.0575 | 1254611.8095 | 2704796.2393 | 1254602.8478
72 | 2704815.746 | 1254604.8613 | 2704824.5904 | 1254607.0067
73 | 2704815.746 | 1254604.8613 | 2704819.3443 | 1254588.6824
74 | 2704796.2393 | 1254602.8478 | 2704783.4761 | 1254589.9904
75 | 2704824.5904 | 1254607.0067 | 2704825.587 | 1254607.2484
76 | 2704783.4761 | 1254589.9904 | 2704781.3034 | 1254587.8017
77 | 2704866.5001 | 1254727.6819 | 2704870.6215 | 1254721.194 | 2704874.2076 | 1254712.9842 | 2704876.715 | 1254708.5917 | 2704879.5721 | 1254707.0299 | 2704883.2295 | 1254706.294 | 2704889.19 | 1254706.6143
78 | 2704866.5001 | 1254727.6819 | 2704890.3589 | 1254731.7033
79 | 2704900.0179 | 1254707.3602 | 2704894.3481 | 1254706.8914 | 2704889.19 | 1254706.6143
80 | 2704910.7488 | 1254732.5887 | 2704901.3806 | 1254732.8371 | 2704891.2723 | 1254731.8573 | 2704890.3589 | 1254731.7033
81 | 2704900.0179 | 1254707.3602 | 2704906.674 | 1254707.9106 | 2704909.0776 | 1254707.7772
82 | 2704923.63 | 1254732.2471 | 2704910.7488 | 1254732.5887
83 | 2705569.2748 | 1254987.2295 | 2705570.8057 | 1254988.5116
84 | 2705575.9146 | 1254992.7905 | 2705570.8057 | 1254988.5116
85 | 2704945.3514 | 1254731.6711 | 2704928.5036 | 1254732.1178
86 | 2704923.63 | 1254732.2471 | 2704928.5036 | 1254732.1178
87 | 2705563.0068 | 1255024.4308 | 2705572.7985 | 1255008.8704 | 2705575.1601 | 1255001.2507 | 2705575.9146 | 1254992.7905
88 | 2705575.9146 | 1254992.7905 | 2705590.0342 | 1254984.1574 | 2705594.1024 | 1254983.2292 | 2705597.5203 | 1254984.4912 | 2705606.481 | 1254998.8205
89 | 2705592.2781 | 1254889.8132 | 2705597.1067 | 1254892.7249
90 | 2704845.3373 | 1254610.0825 | 2704846.389 | 1254595.2015
91 | 2704845.3373 | 1254610.0825 | 2704845.3266 | 1254610.2336
92 | 2704847.1391 | 1254584.5893 | 2704846.389 | 1254595.2015
93 | 2704845.3266 | 1254610.2336 | 2704840.9673 | 1254610.9793 | 2704835.2815 | 1254609.6001
94 | 2704847.1391 | 1254584.5893 | 2704832.3446 | 1254576.1797
95 | 2704847.1391 | 1254584.5893 | 2704848.6091 | 1254580.9376
96 | 2704835.2815 | 1254609.6001 | 2704825.587 | 1254607.2484
97 | 2704823.272 | 1254571.0225 | 2704832.3446 | 1254576.1797
98 | 2704848.6091 | 1254580.9376 | 2704850.0216 | 1254577.429
99 | 2704807.8031 | 1254565.5331 | 2704815.2789 | 1254566.4773 | 2704823.272 | 1254571.0225
100 | 2704837.152 | 1254552.0527 | 2704823.272 | 1254571.0225
101 | 2704855.1265 | 1254564.7479 | 2704850.0216 | 1254577.429
102 | 2704807.8031 | 1254565.5331 | 2704821.8795 | 1254536.3251
103 | 2704807.8031 | 1254565.5331 | 2704799.9453 | 1254575.0796 | 2704799.5741 | 1254576.1054
104 | 2704736.2163 | 1254535.0221 | 2704744.8279 | 1254530.3826
105 | 2704730.3053 | 1254538.2067 | 2704736.2163 | 1254535.0221
106 | 2704751.4682 | 1254526.805 | 2704744.8279 | 1254530.3826
107 | 2704730.3053 | 1254538.2067 | 2704684.1121 | 1254510.4898
108 | 2704751.4682 | 1254526.805 | 2704748.8816 | 1254520.7544 | 2704746.8792 | 1254508.976 | 2704746.855 | 1254502.5559
109 | 2704751.4682 | 1254526.805 | 2704752.0504 | 1254527.8448
110 | 2704750.7972 | 1254482.0123 | 2704746.8434 | 1254499.4899 | 2704746.855 | 1254502.5559
111 | 2704752.0504 | 1254527.8448 | 2704754.745 | 1254532.6566 | 2704756.7424 | 1254534.7312
112 | 2704761.6695 | 1254559.7518 | 2704772.6519 | 1254573.9048
113 | 2704775.4183 | 1254577.4699 | 2704772.6519 | 1254573.9048
114 | 2704750.7972 | 1254482.0123 | 2704747.9339 | 1254481.1948
115 | 2704750.7972 | 1254482.0123 | 2704760.4143 | 1254485.4925
116 | 2704782.2651 | 1254556.4072 | 2704763.5026 | 1254541.7523 | 2704756.7424 | 1254534.7312
117 | 2704775.4183 | 1254577.4699 | 2704777.1539 | 1254570.6395 | 2704782.2651 | 1254556.4072
118 | 2704775.4183 | 1254577.4699 | 2704778.7221 | 1254585.2013 | 2704781.3034 | 1254587.8017
119 | 2704782.2651 | 1254556.4072 | 2704790.7861 | 1254536.3393
120 | 2704793.6564 | 1254529.5796 | 2704790.7861 | 1254536.3393
121 | 2704953.4844 | 1254704.5038 | 2704942.8891 | 1254702.0585
122 | 2704942.8891 | 1254702.0585 | 2704931.455 | 1254699.4225
123 | 2704731.2952 | 1254476.4446 | 2704747.9339 | 1254481.1948
124 | 2704760.4143 | 1254485.4925 | 2704764.2701 | 1254486.8879 | 2704766.8534 | 1254488.57
125 | 2704773.6069 | 1254493.6421 | 2704771.2746 | 1254491.4488 | 2704766.8534 | 1254488.57
126 | 2704884.5022 | 1254689.0511 | 2704896.6448 | 1254691.3973 | 2704916.6845 | 1254696.0172
127 | 2704931.455 | 1254699.4225 | 2704916.6845 | 1254696.0172
128 | 2704038.6679 | 1253762.0867 | 2704035.211 | 1253770.9573 | 2704027.1222 | 1253784.2148 | 2704022.7218 | 1253791.4038
129 | 2704020.2466 | 1253795.4476 | 2704022.7218 | 1253791.4038
130 | 2704040.4189 | 1253757.5935 | 2704038.6679 | 1253762.0867
131 | 2704017.7212 | 1253799.5733 | 2704020.2466 | 1253795.4476
132 | 2704040.4189 | 1253757.5935 | 2704043.6628 | 1253711.1258
133 | 2704040.4189 | 1253757.5935 | 2704064.3812 | 1253765.1761 | 2704083.9084 | 1253776.0613 | 2704098.341 | 1253778.8394 | 2704108.6769 | 1253777.744
134 | 2704017.7212 | 1253799.5733 | 2704011.2879 | 1253794.2115 | 2704008.9155 | 1253787.0752 | 2704005.229 | 1253784.3319
135 | 2704017.7212 | 1253799.5733 | 2704006.6733 | 1253817.6161
136 | 2704043.6628 | 1253711.1258 | 2704043.8657 | 1253708.2191
137 | 2704150.2213 | 1253780.6566 | 2704147.2786 | 1253779.7225 | 2704116.9699 | 1253776.8652 | 2704108.6769 | 1253777.744
138 | 2704005.229 | 1253784.3319 | 2703992.6619 | 1253774.9801 | 2703991.7411 | 1253775.247
139 | 2703981.2209 | 1253859.2141 | 2704006.6733 | 1253817.6161
140 | 2704044.9778 | 1253692.2874 | 2704043.8657 | 1253708.2191
141 | 2704150.2213 | 1253780.6566 | 2704164.5238 | 1253785.1968 | 2704174.7234 | 1253789.4793
142 | 2703985.078 | 1253782.7607 | 2703988.7556 | 1253776.1124 | 2703991.7411 | 1253775.247
143 | 2703981.2209 | 1253859.2141 | 2703966.2614 | 1253879.568
144 | 2703981.2209 | 1253859.2141 | 2703984.8621 | 1253860.2788 | 2703998.0219 | 1253864.1111
145 | 2703836.8528 | 1254026.8906 | 2703838.1701 | 1254030.5878
146 | 2703853.2688 | 1254043.6075 | 2703843.0626 | 1254035.2329 | 2703838.4014 | 1254031.2369 | 2703838.1701 | 1254030.5878
147 | 2703821.4284 | 1253983.6008 | 2703836.8528 | 1254026.8906
148 | 2703821.4284 | 1253983.6008 | 2703810.3803 | 1253990.9717
149 | 2703827.3637 | 1253981.6477 | 2703821.4284 | 1253983.6008
150 | 2703810.3803 | 1253990.9717 | 2703796.4995 | 1254000.2325
151 | 2703827.3637 | 1253981.6477 | 2703829.8146 | 1253971.6129
152 | 2703827.3637 | 1253981.6477 | 2703843.6948 | 1253996.1454
153 | 2703794.2312 | 1254001.7458 | 2703796.4995 | 1254000.2325
154 | 2703834.085 | 1253958.7804 | 2703831.2905 | 1253965.5702 | 2703829.8146 | 1253971.6129
155 | 2703851.7203 | 1254003.27 | 2703843.6948 | 1253996.1454
156 | 2703863.1016 | 1253885.7823 | 2703859.1774 | 1253882.8772
157 | 2703874.2457 | 1253894.0321 | 2703863.1016 | 1253885.7823
158 | 2703898.249 | 1253871.3124 | 2703889.208 | 1253875.6463 | 2703874.2457 | 1253894.0321
159 | 2703874.2457 | 1253894.0321 | 2703868.3304 | 1253901.2898 | 2703866.0216 | 1253904.8764
160 | 2703898.249 | 1253871.3124 | 2703905.6484 | 1253883.9747 | 2703907.2957 | 1253886.2367
161 | 2703898.249 | 1253871.3124 | 2703894.9543 | 1253862.9701 | 2703892.4144 | 1253853.7626
162 | 2703898.249 | 1253871.3124 | 2703916.0894 | 1253862.6517 | 2703919.2185 | 1253860.5504
163 | 2703866.0216 | 1253904.8764 | 2703854.6074 | 1253922.6078
164 | 2703892.371 | 1253851.4242 | 2703892.4144 | 1253853.7626 | 2703892.4144 | 1253853.7626
165 | 2703924.4969 | 1253857.0057 | 2703919.2185 | 1253860.5504
166 | 2703850.3557 | 1253929.2125 | 2703854.6074 | 1253922.6078
167 | 2703710.5399 | 1253812.9981 | 2703705.8582 | 1253805.4212 | 2703693.7552 | 1253795.8682 | 2703677.9605 | 1253783.3928 | 2703674.5366 | 1253780.6862 | 2703663.7025 | 1253772.1359
168 | 2703805.0804 | 1253935.504 | 2703710.5399 | 1253812.9981
169 | 2703663.7025 | 1253772.1359 | 2703661.9423 | 1253770.7467 | 2703659.1109 | 1253767.817 | 2703635.0002 | 1253742.8305 | 2703629.3522 | 1253737.1222
170 | 2703838.9834 | 1253946.8788 | 2703823.5436 | 1253940.4474 | 2703805.0804 | 1253935.504
171 | 2703838.9834 | 1253946.8788 | 2703850.3557 | 1253929.2125
172 | 2703838.9834 | 1253946.8788 | 2703834.085 | 1253958.7804
173 | 2703980.7838 | 1253790.5235 | 2703985.078 | 1253782.7607
174 | 2703990.9061 | 1253481.89 | 2703995.9239 | 1253479.3538 | 2703997.7598 | 1253479.2415 | 2704003.1263 | 1253479.6249 | 2704019.205 | 1253481.2409
175 | 2704027.7982 | 1253482.1046 | 2704019.205 | 1253481.2409
176 | 2703990.9061 | 1253481.89 | 2703981.6702 | 1253479.2368 | 2703964.7309 | 1253476.4818
177 | 2703990.9061 | 1253481.89 | 2703997.856 | 1253486.6492 | 2703999.7876 | 1253489.8011
178 | 2704027.7982 | 1253482.1046 | 2704031.0852 | 1253482.2958
179 | 2703997.4674 | 1253437.8918 | 2703966.3916 | 1253437.7908 | 2703964.7309 | 1253476.4818
180 | 2703964.7309 | 1253476.4818 | 2703965.0528 | 1253522.9831
181 | 2703999.7876 | 1253489.8011 | 2704001.5829 | 1253492.7306 | 2704003.0767 | 1253498.796
182 | 2704031.0852 | 1253482.2958 | 2704044.7113 | 1253481.7128
183 | 2703997.4674 | 1253437.8918 | 2703998.6193 | 1253449.4467
184 | 2703997.4674 | 1253437.8918 | 2703997.6573 | 1253427.6473
185 | 2703997.4674 | 1253437.8918 | 2703966.3916 | 1253437.7908 | 2703967.3271 | 1253422.3391 | 2703965.0535 | 1253412.5691 | 2703958.7754 | 1253402.6398 | 2703948.5393 | 1253393.7641 | 2703940.3451 | 1253389.3724 | 2703925.367 | 1253382.3595
186 | 2703965.0528 | 1253522.9831 | 2703965.0659 | 1253524.8712 | 2703964.0223 | 1253540.8881 | 2703962.31 | 1253549.9107
187 | 2704003.0767 | 1253498.796 | 2704003.3157 | 1253499.7668 | 2704003.3352 | 1253520.7306
188 | 2704059.6409 | 1253481.0741 | 2704044.7113 | 1253481.7128
189 | 2703925.367 | 1253382.3595 | 2703807.1272 | 1253364.0494
190 | 2703807.1272 | 1253364.0494 | 2703800.2129 | 1253370.1554 | 2703799.4135 | 1253373.7348
191 | 2703999.7005 | 1253460.2933 | 2703998.6193 | 1253449.4467
192 | 2703997.6573 | 1253427.6473 | 2703997.8261 | 1253418.5389
193 | 2703962.31 | 1253549.9107 | 2703959.2824 | 1253565.8641
194 | 2704003.3426 | 1253528.7351 | 2704003.3352 | 1253520.7306
195 | 2704059.6409 | 1253481.0741 | 2704059.6767 | 1253501.3578
196 | 2704059.6409 | 1253481.0741 | 2704058.9755 | 1253470.2955
197 | 2703874.0134 | 1253972.7952 | 2703870.501 | 1253973.7472
198 | 2703874.0134 | 1253972.7952 | 2703883.4653 | 1253970.2332 | 2703897.2405 | 1253963.5805 | 2703898.278 | 1253962.7777
199 | 2703922.4388 | 1253935.1106 | 2703907.9047 | 1253955.3276 | 2703898.278 | 1253962.7777
200 | 2703935.0059 | 1253917.7615 | 2703933.1367 | 1253920.6421 | 2703922.4388 | 1253935.1106
201 | 2703922.4388 | 1253935.1106 | 2703937.9995 | 1253946.6818
202 | 2703935.0059 | 1253917.7615 | 2703941.9549 | 1253923.4102 | 2703951.8316 | 1253930.8555
203 | 2703935.0059 | 1253917.7615 | 2703937.9257 | 1253910.9183 | 2703940.007 | 1253900.9249
204 | 2703937.9995 | 1253946.6818 | 2703939.5954 | 1253947.8686
205 | 2704135.7444 | 1253637.3073 | 2704122.6413 | 1253638.559
206 | 2704111.1922 | 1253638.2954 | 2704117.6814 | 1253639.0328 | 2704122.6413 | 1253638.559
207 | 2704139.7014 | 1253636.9293 | 2704135.7444 | 1253637.3073
208 | 2704111.1922 | 1253638.2954 | 2704095.3355 | 1253636.4936 | 2704093.6912 | 1253635.9794
209 | 2704139.7014 | 1253636.9293 | 2704166.5546 | 1253632.091
210 | 2704139.7014 | 1253636.9293 | 2704146.6199 | 1253598.6648
211 | 2704086.0828 | 1253633.6005 | 2704093.6912 | 1253635.9794
212 | 2704167.2805 | 1253631.9602 | 2704166.5546 | 1253632.091
213 | 2704062.8152 | 1253626.3251 | 2704086.0828 | 1253633.6005
214 | 2704171.1795 | 1253631.2577 | 2704167.2805 | 1253631.9602
215 | 2704062.8152 | 1253626.3251 | 2704066.4256 | 1253617.0675
216 | 2704049.4024 | 1253665.966 | 2704062.8152 | 1253626.3251
217 | 2704059.7749 | 1253553.0062 | 2704059.7784 | 1253554.8139 | 2704058.1869 | 1253565.9283 | 2704056.9746 | 1253569.3157
218 | 2704054.416 | 1253588.3615 | 2704053.4177 | 1253586.5167 | 2704053.552 | 1253578.8796 | 2704056.9746 | 1253569.3157
219 | 2704059.7749 | 1253553.0062 | 2704059.7313 | 1253530.0621
220 | 2704073.3183 | 1253599.3767 | 2704063.3202 | 1253596.7434 | 2704056.7287 | 1253592.6354 | 2704054.416 | 1253588.3615
221 | 2704059.7128 | 1253520.3188 | 2704059.7313 | 1253530.0621
222 | 2704073.3183 | 1253599.3767 | 2704078.7271 | 1253587.0591
223 | 2704073.3183 | 1253599.3767 | 2704066.5453 | 1253616.7607 | 2704066.4256 | 1253617.0675
224 | 2704059.7128 | 1253520.3188 | 2704059.6832 | 1253504.7577
225 | 2704078.7271 | 1253587.0591 | 2704082.143 | 1253579.28
226 | 2704059.6767 | 1253501.3578 | 2704059.6832 | 1253504.7577
227 | 2704094.1855 | 1253548.4541 | 2704090.3697 | 1253560.5449 | 2704082.143 | 1253579.28
228 | 2703924.4969 | 1253857.0057 | 2703932.1929 | 1253855.3505 | 2703939.9474 | 1253855.0975
229 | 2703924.4969 | 1253857.0057 | 2703919.0617 | 1253846.3125
230 | 2703939.9474 | 1253855.0975 | 2703944.0742 | 1253860.3075 | 2703946.042 | 1253865.1348 | 2703947.8318 | 1253871.5047
231 | 2703939.9474 | 1253855.0975 | 2703944.5613 | 1253839.9612
232 | 2703892.371 | 1253851.4242 | 2703892.1934 | 1253841.849 | 2703893.0217 | 1253835.4065
233 | 2703947.8318 | 1253871.5047 | 2703944.5352 | 1253879.1753 | 2703942.1946 | 1253890.4211 | 2703940.007 | 1253900.9249
234 | 2703947.8318 | 1253871.5047 | 2703965.5586 | 1253879.2605
235 | 2703944.9191 | 1253838.7871 | 2703944.5613 | 1253839.9612
236 | 2703972.7472 | 1253946.6232 | 2703960.8344 | 1253937.6419 | 2703951.8316 | 1253930.8555
237 | 2703894.3345 | 1253825.1953 | 2703893.0217 | 1253835.4065
238 | 2703965.5586 | 1253879.2605 | 2703966.2614 | 1253879.568 | 2703966.2614 | 1253879.568
239 | 2703998.0219 | 1253864.1111 | 2704019.9107 | 1253870.4855
240 | 2704034.7512 | 1253873.1096 | 2704020.7044 | 1253870.7166 | 2704019.9107 | 1253870.4855
241 | 2704034.7512 | 1253873.1096 | 2704052.4195 | 1253873.8206 | 2704093.0794 | 1253872.912
242 | 2704098.6342 | 1253872.8651 | 2704093.0794 | 1253872.912
243 | 2704093.0794 | 1253872.912 | 2704087.4363 | 1253897.5143
244 | 2704098.6342 | 1253872.8651 | 2704107.4661 | 1253874.4216 | 2704114.8568 | 1253876.9365
245 | 2704096.3213 | 1253863.6392 | 2704098.6342 | 1253872.8651
246 | 2704086.9825 | 1253899.493 | 2704087.4363 | 1253897.5143
247 | 2704132.21 | 1253884.3289 | 2704121.9737 | 1253879.3583 | 2704114.8568 | 1253876.9365
248 | 2704096.3213 | 1253863.6392 | 2704094.6302 | 1253857.2487 | 2704093.3041 | 1253855.5287
249 | 2704096.3213 | 1253863.6392 | 2704067.4262 | 1253861.0961 | 2704050.3638 | 1253846.9516 | 2704032.4863 | 1253841.8104
250 | 2704086.9825 | 1253899.493 | 2704074.4884 | 1253898.5848
251 | 2704086.9825 | 1253899.493 | 2704081.688 | 1253927.645 | 2704069.8763 | 1253927.3702
252 | 2703782.0153 | 1253398.1303 | 2703792.4401 | 1253395.0949 | 2703795.6511 | 1253390.5808 | 2703799.4135 | 1253373.7348
253 | 2703771.6557 | 1253401.1468 | 2703782.0153 | 1253398.1303
254 | 2703771.6557 | 1253401.1468 | 2703779.0803 | 1253437.65
255 | 2703751.797 | 1254033.321 | 2703751.797 | 1254033.321 | 2703738.4916 | 1254047.6329 | 2703738.1751 | 1254048.056
256 | 2703751.797 | 1254033.321 | 2703757.2631 | 1254028.8612
257 | 2703764.0588 | 1254023.3165 | 2703757.2631 | 1254028.8612
258 | 2703764.0588 | 1254023.3165 | 2703767.1579 | 1254020.788
259 | 2703767.1579 | 1254020.788 | 2703773.7454 | 1254015.4132 | 2703782.4319 | 1254009.6179
260 | 2703962.8264 | 1253965.1436 | 2703958.2721 | 1253976.9733
261 | 2703973.1649 | 1253956.1066 | 2703962.8264 | 1253965.1436
262 | 2703973.1649 | 1253956.1066 | 2703978.7903 | 1253951.1792
263 | 2703978.7903 | 1253951.1792 | 2703974.9607 | 1253948.292
264 | 2703972.7472 | 1253946.6232 | 2703974.9607 | 1253948.292
265 | 2704021.5972 | 1253687.6619 | 2704044.9778 | 1253692.2874
266 | 2704044.9778 | 1253692.2874 | 2704080.6036 | 1253697.3249
267 | 2704049.4024 | 1253665.966 | 2704045.6616 | 1253682.5804 | 2704044.9778 | 1253692.2874
268 | 2703894.3345 | 1253825.1953 | 2703896.3664 | 1253810.0409 | 2703897.0969 | 1253804.6069
269 | 2703902.4513 | 1253764.7555 | 2703900.8538 | 1253776.6593 | 2703897.0969 | 1253804.6069
270 | 2703902.4513 | 1253764.7555 | 2703893.5781 | 1253759.9515 | 2703893.7201 | 1253750.3487
271 | 2703902.929 | 1253717.3366 | 2703894.0639 | 1253727.1113 | 2703893.7201 | 1253750.3487
272 | 2703956.043 | 1253651.691 | 2703952.6938 | 1253672.8626 | 2703952.7027 | 1253677.6982
273 | 2703952.7054 | 1253679.1568 | 2703952.7027 | 1253677.6982
274 | 2703956.043 | 1253651.691 | 2703956.5988 | 1253648.1779 | 2703956.7162 | 1253645.666
275 | 2703954.9713 | 1253700.0246 | 2703952.7203 | 1253687.2525 | 2703952.7054 | 1253679.1568
276 | 2703957.3603 | 1253631.8892 | 2703956.7162 | 1253645.666
277 | 2703954.9713 | 1253700.0246 | 2703955.8238 | 1253704.8691
278 | 2703954.9713 | 1253700.0246 | 2703965.5516 | 1253693.0781
279 | 2703954.8329 | 1253589.3104 | 2703954.9365 | 1253602.7453 | 2703957.3603 | 1253631.8892
280 | 2703959.1429 | 1253723.7302 | 2703955.8238 | 1253704.8691
281 | 2703978.0719 | 1253675.9105 | 2703973.851 | 1253685.4997 | 2703966.0565 | 1253692.7465 | 2703965.5516 | 1253693.0781
282 | 2703954.8329 | 1253589.3104 | 2703976.3843 | 1253593.9437
283 | 2703954.8329 | 1253589.3104 | 2703959.2824 | 1253565.8641
284 | 2703964.3969 | 1253765.7543 | 2703964.1795 | 1253752.3507 | 2703959.1429 | 1253723.7302
285 | 2704044.9147 | 1253899.2932 | 2704058.6246 | 1253899.884 | 2704061.1547 | 1253897.6155 | 2704074.4884 | 1253898.5848
286 | 2704037.1599 | 1253915.1032 | 2704036.3492 | 1253908.8444 | 2704035.6822 | 1253902.5721 | 2704036.5859 | 1253900.0971 | 2704039.0118 | 1253899.0388 | 2704044.9147 | 1253899.2932
287 | 2704132.21 | 1253884.3289 | 2704146.5213 | 1253891.2783
288 | 2704093.3041 | 1253855.5287 | 2704092.5736 | 1253854.5813
289 | 2704120.5793 | 1254095.0308 | 2704111.7325 | 1254100.3462 | 2704107.6874 | 1254105.9463 | 2704107.6031 | 1254141.6514
290 | 2704120.5793 | 1254095.0308 | 2704116.0444 | 1254079.5719 | 2704126.2245 | 1254081.6858 | 2704192.3614 | 1254114.0306 | 2704198.8032 | 1254115.8787
291 | 2704198.8032 | 1254115.8787 | 2704231.063 | 1254126.9664 | 2704256.6553 | 1254134.0114 | 2704265.8413 | 1254141.5672
292 | 2703902.929 | 1253717.3366 | 2703901.6683 | 1253709.9771
293 | 2703893.947 | 1253684.0789 | 2703901.4368 | 1253708.6256 | 2703901.6683 | 1253709.9771
294 | 2703891.8818 | 1253677.3105 | 2703893.947 | 1253684.0789
295 | 2703891.8818 | 1253677.3105 | 2703892.662 | 1253664.247 | 2703890.6963 | 1253653.704 | 2703885.238 | 1253634.9041 | 2703879.9717 | 1253621.0784
296 | 2704159.7941 | 1253897.7326 | 2704159.3028 | 1253897.4848 | 2704146.5213 | 1253891.2783
297 | 2704161.7741 | 1253898.7311 | 2704159.7941 | 1253897.7326
298 | 2704184.1129 | 1253909.9964 | 2704161.7741 | 1253898.7311
299 | 2704101.8384 | 1253524.205 | 2704094.1855 | 1253548.4541
300 | 2704097.2281 | 1253392.8523 | 2704098.2155 | 1253382.972
301 | 2704093.3492 | 1253413.4002 | 2704097.1638 | 1253393.4959 | 2704097.2281 | 1253392.8523
302 | 2704079.2234 | 1253840.9385 | 2704091.3101 | 1253852.9425 | 2704092.5736 | 1253854.5813
303 | 2704068.741 | 1253830.5278 | 2704079.2234 | 1253840.9385
304 | 2704090.2588 | 1253429.5259 | 2704090.4186 | 1253445.6162
305 | 2704089.6751 | 1253466.5789 | 2704090.4985 | 1253453.6607 | 2704090.4186 | 1253445.6162
306 | 2704090.2588 | 1253429.5259 | 2704093.2756 | 1253413.7841
307 | 2704090.2588 | 1253429.5259 | 2704072.759 | 1253430.5007
308 | 2704093.3492 | 1253413.4002 | 2704093.2756 | 1253413.7841
309 | 2704056.5747 | 1253431.4023 | 2704072.759 | 1253430.5007
310 | 2704056.5747 | 1253431.4023 | 2704058.9755 | 1253470.2955
311 | 2704056.5747 | 1253431.4023 | 2704055.6377 | 1253415.4241
312 | 2704054.2054 | 1253390.9988 | 2704055.6377 | 1253415.4241
313 | 2703997.9026 | 1253414.4138 | 2703997.8261 | 1253418.5389
314 | 2703782.4319 | 1254009.6179 | 2703794.2312 | 1254001.7458
315 | 2703964.3969 | 1253765.7543 | 2703947.2933 | 1253763.5692
316 | 2703945.2062 | 1253763.3025 | 2703947.2933 | 1253763.5692
317 | 2703933.8197 | 1253761.8479 | 2703945.2062 | 1253763.3025
318 | 2704086.6221 | 1253698.1759 | 2704080.6036 | 1253697.3249
319 | 2704049.4024 | 1253665.966 | 2704043.3453 | 1253660.2328 | 2704046.2909 | 1253650.7044
320 | 2704045.8819 | 1253629.2634 | 2704051.1307 | 1253635.0491 | 2704046.2909 | 1253650.7044
321 | 2704268.3504 | 1254143.631 | 2704265.8413 | 1254141.5672
322 | 2704427.2612 | 1254070.2538 | 2704268.3504 | 1254143.631
323 | 2704475.5084 | 1254065.6564 | 2704467.4136 | 1254078.3684 | 2704460.4895 | 1254084.6069 | 2704453.9366 | 1254089.0505 | 2704446.1737 | 1254089.3695 | 2704439.3211 | 1254086.424 | 2704434.5911 | 1254081.6479 | 2704427.2612 | 1254070.2538
324 | 2704475.5084 | 1254065.6564 | 2704483.0365 | 1254053.8463 | 2704507.5455 | 1254061.9964 | 2704519.3763 | 1254064.2069 | 2704522.3208 | 1254072.6658 | 2704564.9259 | 1254133.2891
325 | 2704475.5084 | 1254065.6564 | 2704451.8655 | 1254057.6107 | 2704450.959 | 1254057.04
326 | 2703976.3843 | 1253593.9437 | 2703986.4318 | 1253596.1038
327 | 2703999.0665 | 1253589.1311 | 2703993.8636 | 1253594.4774 | 2703986.4318 | 1253596.1038
328 | 2703899.7072 | 1253531.1518 | 2703889.6139 | 1253574.343 | 2703889.1645 | 1253576.5214
329 | 2703879.9717 | 1253621.0784 | 2703889.1645 | 1253576.5214
330 | 2704432.8943 | 1254045.6665 | 2704431.7025 | 1254047.5479
331 | 2704432.8943 | 1254045.6665 | 2704450.959 | 1254057.04
332 | 2704059.6767 | 1253501.3578 | 2704076.3965 | 1253502.0303
333 | 2704091.1091 | 1253502.6221 | 2704076.3965 | 1253502.0303

## bus_geodata
| x | y | coords
0 | 2704373.5806 | 1253739.0459
1 | 2704394.4395 | 1253717.5227
2 | 2704361.7872 | 1253744.4247
3 | 2704691.55 | 1253469.8165
4 | 2704415.611 | 1253779.7685
5 | 2704191.0353 | 1253797.1283
6 | 2704176.5141 | 1253790.2312
7 | 2705161.8297 | 1253648.5578
8 | 2704415.488 | 1253759.3609
9 | 2704276.5387 | 1253956.6954
10 | 2704234.4951 | 1253935.4036
11 | 2704419.2425 | 1254018.3482
12 | 2705206.8286 | 1253774.7654
13 | 2705207.6724 | 1253767.8065
14 | 2705204.489 | 1253794.0602
15 | 2705208.1 | 1253719.9752
16 | 2705237.6983 | 1253805.6484
17 | 2705200.098 | 1253710.9106
18 | 2705228.807 | 1253716.7908
19 | 2705242.1594 | 1253792.7063
20 | 2705276.271 | 1253813.4141
21 | 2705236.6936 | 1253734.8565
22 | 2705191.2951 | 1253703.3522
23 | 2705200.264 | 1253694.3223
24 | 2705166.3873 | 1253658.8117
25 | 2704829.0939 | 1254689.1884
26 | 2704848.4273 | 1254694.5794
27 | 2704803.0811 | 1254696.256
28 | 2704849.4432 | 1254707.0382
29 | 2704856.0457 | 1254687.0415
30 | 2704774.1079 | 1254697.0885
31 | 2704799.1842 | 1254674.557
32 | 2704595.6948 | 1254155.6839
33 | 2704619.5894 | 1254143.4849
34 | 2704719.6173 | 1254473.0521
35 | 2704586.9788 | 1254145.5878
36 | 2704851.2048 | 1254712.998
37 | 2704863.8846 | 1254686.1054
38 | 2704777.3715 | 1254671.3942
39 | 2704765.0027 | 1254694.8256
40 | 2704798.9755 | 1254666.0902
41 | 2704863.1901 | 1254727.1228
42 | 2704873.2899 | 1254686.8846
43 | 2704778.1376 | 1254665.9456
44 | 2704751.1282 | 1254691.3774
45 | 2704798.418 | 1254643.4744
46 | 2705527.6281 | 1254897.6104
47 | 2705536.2408 | 1254928.6532
48 | 2705518.7224 | 1254774.1482
49 | 2705528.5856 | 1254936.5233
50 | 2705549.119 | 1254916.862
51 | 2705681.2009 | 1254629.1489
52 | 2704953.7947 | 1254711.8358
53 | 2704939.5599 | 1254708.4869
54 | 2705519.3785 | 1254938.8222
55 | 2705537.7339 | 1254952.8463
56 | 2705562.7182 | 1254894.8838
57 | 2705569.2793 | 1254917.6998
58 | 2705701.3574 | 1254617.492
59 | 2705560.8488 | 1254982.7764
60 | 2705573.4202 | 1254878.4415
61 | 2705580.3914 | 1254916.862
62 | 2704798.1976 | 1254634.5353
63 | 2704798.0575 | 1254611.8095
64 | 2704815.746 | 1254604.8613
65 | 2704796.2393 | 1254602.8478
66 | 2704824.5904 | 1254607.0067
67 | 2704819.3443 | 1254588.6824
68 | 2704783.4761 | 1254589.9904
69 | 2704866.5001 | 1254727.6819
70 | 2704889.19 | 1254706.6143
71 | 2704890.3589 | 1254731.7033
72 | 2704900.0179 | 1254707.3602
73 | 2704910.7488 | 1254732.5887
74 | 2705569.2748 | 1254987.2295
75 | 2705570.8057 | 1254988.5116
76 | 2704945.3514 | 1254731.6711
77 | 2704928.5036 | 1254732.1178
78 | 2705575.9146 | 1254992.7905
79 | 2705597.1067 | 1254892.7249
80 | 2705592.2781 | 1254889.8132
81 | 2704845.3373 | 1254610.0825
82 | 2704846.389 | 1254595.2015
83 | 2704845.3266 | 1254610.2336
84 | 2704847.1391 | 1254584.5893
85 | 2704835.2815 | 1254609.6001
86 | 2704832.3446 | 1254576.1797
87 | 2704848.6091 | 1254580.9376
88 | 2704825.587 | 1254607.2484
89 | 2704823.272 | 1254571.0225
90 | 2704850.0216 | 1254577.429
91 | 2704909.0776 | 1254707.7772
92 | 2704807.8031 | 1254565.5331
93 | 2704837.152 | 1254552.0527
94 | 2704855.1265 | 1254564.7479
95 | 2704736.2163 | 1254535.0221
96 | 2704744.8279 | 1254530.3826
97 | 2704730.3053 | 1254538.2067
98 | 2704751.4682 | 1254526.805
99 | 2704684.1121 | 1254510.4898
100 | 2704746.855 | 1254502.5559
101 | 2704752.0504 | 1254527.8448
102 | 2704761.6695 | 1254559.7518
103 | 2704772.6519 | 1254573.9048
104 | 2704750.7972 | 1254482.0123
105 | 2704756.7424 | 1254534.7312
106 | 2704775.4183 | 1254577.4699
107 | 2704781.3034 | 1254587.8017
108 | 2704782.2651 | 1254556.4072
109 | 2704799.5741 | 1254576.1054
110 | 2704790.7861 | 1254536.3393
111 | 2704821.8795 | 1254536.3251
112 | 2704923.63 | 1254732.2471
113 | 2705563.0068 | 1255024.4308
114 | 2705606.481 | 1254998.8205
115 | 2704953.4844 | 1254704.5038
116 | 2704942.8891 | 1254702.0585
117 | 2704793.6564 | 1254529.5796
118 | 2704747.9339 | 1254481.1948
119 | 2704760.4143 | 1254485.4925
120 | 2704773.6069 | 1254493.6421
121 | 2704766.8534 | 1254488.57
122 | 2704731.2952 | 1254476.4446
123 | 2704884.5022 | 1254689.0511
124 | 2704916.6845 | 1254696.0172
125 | 2704931.455 | 1254699.4225
126 | 2704757.2691 | 1254659.8826
127 | 2704022.7218 | 1253791.4038
128 | 2704038.6679 | 1253762.0867
129 | 2704020.2466 | 1253795.4476
130 | 2704040.4189 | 1253757.5935
131 | 2704017.7212 | 1253799.5733
132 | 2704043.6628 | 1253711.1258
133 | 2704108.6769 | 1253777.744
134 | 2704005.229 | 1253784.3319
135 | 2704006.6733 | 1253817.6161
136 | 2704043.8657 | 1253708.2191
137 | 2704150.2213 | 1253780.6566
138 | 2703991.7411 | 1253775.247
139 | 2703981.2209 | 1253859.2141
140 | 2703838.1701 | 1254030.5878
141 | 2703836.8528 | 1254026.8906
142 | 2703853.2688 | 1254043.6075
143 | 2703821.4284 | 1253983.6008
144 | 2703810.3803 | 1253990.9717
145 | 2703827.3637 | 1253981.6477
146 | 2703796.4995 | 1254000.2325
147 | 2703829.8146 | 1253971.6129
148 | 2703843.6948 | 1253996.1454
149 | 2703859.1774 | 1253882.8772
150 | 2703863.1016 | 1253885.7823
151 | 2703874.2457 | 1253894.0321
152 | 2703898.249 | 1253871.3124
153 | 2703866.0216 | 1253904.8764
154 | 2703907.2957 | 1253886.2367
155 | 2703892.4144 | 1253853.7626
156 | 2703919.2185 | 1253860.5504
157 | 2703854.6074 | 1253922.6078
158 | 2703710.5399 | 1253812.9981
159 | 2703663.7025 | 1253772.1359
160 | 2703805.0804 | 1253935.504
161 | 2703629.3522 | 1253737.1222
162 | 2703838.9834 | 1253946.8788
163 | 2703985.078 | 1253782.7607
164 | 2703980.7838 | 1253790.5235
165 | 2704019.205 | 1253481.2409
166 | 2703990.9061 | 1253481.89
167 | 2704027.7982 | 1253482.1046
168 | 2703964.7309 | 1253476.4818
169 | 2703999.7876 | 1253489.8011
170 | 2704031.0852 | 1253482.2958
171 | 2703997.4674 | 1253437.8918
172 | 2703965.0528 | 1253522.9831
173 | 2704003.0767 | 1253498.796
174 | 2704044.7113 | 1253481.7128
175 | 2703925.367 | 1253382.3595
176 | 2703807.1272 | 1253364.0494
177 | 2703998.6193 | 1253449.4467
178 | 2703997.6573 | 1253427.6473
179 | 2703962.31 | 1253549.9107
180 | 2704003.3352 | 1253520.7306
181 | 2704059.6409 | 1253481.0741
182 | 2703870.501 | 1253973.7472
183 | 2703874.0134 | 1253972.7952
184 | 2703898.278 | 1253962.7777
185 | 2703922.4388 | 1253935.1106
186 | 2703834.085 | 1253958.7804
187 | 2703851.7203 | 1254003.27
188 | 2703935.0059 | 1253917.7615
189 | 2703937.9995 | 1253946.6818
190 | 2704122.6413 | 1253638.559
191 | 2704135.7444 | 1253637.3073
192 | 2704111.1922 | 1253638.2954
193 | 2704139.7014 | 1253636.9293
194 | 2704093.6912 | 1253635.9794
195 | 2704166.5546 | 1253632.091
196 | 2704146.6199 | 1253598.6648
197 | 2704086.0829 | 1253633.6005
198 | 2704167.2805 | 1253631.9602
199 | 2704062.8152 | 1253626.3251
200 | 2704003.3426 | 1253528.7351
201 | 2704056.9746 | 1253569.3157
202 | 2704059.7749 | 1253553.0062
203 | 2704054.416 | 1253588.3615
204 | 2704059.7313 | 1253530.0621
205 | 2704073.3183 | 1253599.3767
206 | 2704059.7128 | 1253520.3188
207 | 2704078.7271 | 1253587.0591
208 | 2704066.4256 | 1253617.0675
209 | 2704059.6832 | 1253504.7577
210 | 2704082.143 | 1253579.28
211 | 2703924.4969 | 1253857.0057
212 | 2703939.9474 | 1253855.0975
213 | 2703919.0617 | 1253846.3125
214 | 2703892.371 | 1253851.4242
215 | 2703947.8318 | 1253871.5047
216 | 2703944.5613 | 1253839.9612
217 | 2703951.8316 | 1253930.8555
218 | 2703940.007 | 1253900.9249
219 | 2703893.0217 | 1253835.4065
220 | 2703966.2614 | 1253879.568
221 | 2703998.0219 | 1253864.1111
222 | 2703965.5586 | 1253879.2605
223 | 2703944.9191 | 1253838.7871
224 | 2704019.9107 | 1253870.4855
225 | 2704034.7512 | 1253873.1096
226 | 2704093.0794 | 1253872.912
227 | 2704098.6342 | 1253872.8651
228 | 2704087.4363 | 1253897.5143
229 | 2704114.8568 | 1253876.9365
230 | 2704096.3213 | 1253863.6392
231 | 2704086.9825 | 1253899.493
232 | 2703799.4135 | 1253373.7348
233 | 2703782.0153 | 1253398.1303
234 | 2703771.6557 | 1253401.1468
235 | 2703779.0803 | 1253437.65
236 | 2703738.1751 | 1254048.056
237 | 2703751.797 | 1254033.321
238 | 2703757.2631 | 1254028.8612
239 | 2703764.0588 | 1254023.3165
240 | 2703767.1579 | 1254020.788
241 | 2703939.5954 | 1253947.8686
242 | 2703962.8264 | 1253965.1436
243 | 2703958.2721 | 1253976.9733
244 | 2703973.1649 | 1253956.1066
245 | 2703978.7903 | 1253951.1792
246 | 2703974.9607 | 1253948.292
247 | 2704174.7234 | 1253789.4793
248 | 2704044.9778 | 1253692.2874
249 | 2704171.1795 | 1253631.2577
250 | 2703894.3345 | 1253825.1953
251 | 2703897.0969 | 1253804.6069
252 | 2703902.4513 | 1253764.7555
253 | 2703893.7201 | 1253750.3487
254 | 2703952.7027 | 1253677.6982
255 | 2703956.043 | 1253651.691
256 | 2703952.7054 | 1253679.1568
257 | 2703956.7162 | 1253645.666
258 | 2703954.9713 | 1253700.0246
259 | 2703957.3603 | 1253631.8892
260 | 2703955.8238 | 1253704.8691
261 | 2703965.5516 | 1253693.0781
262 | 2703954.8329 | 1253589.3104
263 | 2703959.1429 | 1253723.7302
264 | 2703978.0719 | 1253675.9105
265 | 2704074.4884 | 1253898.5848
266 | 2704069.8763 | 1253927.3702
267 | 2704037.1599 | 1253915.1032
268 | 2704044.9147 | 1253899.2932
269 | 2704132.21 | 1253884.3289
270 | 2704093.3041 | 1253855.5287
271 | 2704032.4863 | 1253841.8104
272 | 2704107.6031 | 1254141.6514
273 | 2704120.5793 | 1254095.0308
274 | 2704198.8032 | 1254115.8787
275 | 2703902.929 | 1253717.3366
276 | 2703901.6683 | 1253709.9771
277 | 2703893.947 | 1253684.0789
278 | 2703891.8818 | 1253677.3105
279 | 2703850.3557 | 1253929.2125
280 | 2704146.5213 | 1253891.2783
281 | 2704159.7941 | 1253897.7326
282 | 2704161.7741 | 1253898.7311
283 | 2704184.1129 | 1253909.9964
284 | 2704101.8384 | 1253524.205
285 | 2704094.1855 | 1253548.4541
286 | 2704098.2155 | 1253382.972
287 | 2704097.2281 | 1253392.8523
288 | 2704079.2234 | 1253840.9385
289 | 2704092.5736 | 1253854.5813
290 | 2704068.741 | 1253830.5278
291 | 2704090.4186 | 1253445.6162
292 | 2704090.2588 | 1253429.5259
293 | 2704089.6751 | 1253466.5789
294 | 2704093.2756 | 1253413.7841
295 | 2704072.759 | 1253430.5007
296 | 2704093.3492 | 1253413.4002
297 | 2704056.5747 | 1253431.4023
298 | 2704058.9755 | 1253470.2955
299 | 2704055.6377 | 1253415.4241
300 | 2703997.8261 | 1253418.5389
301 | 2703997.9026 | 1253414.4138
302 | 2703999.7005 | 1253460.2933
303 | 2703782.4319 | 1254009.6179
304 | 2703794.2312 | 1254001.7458
305 | 2703964.3969 | 1253765.7543
306 | 2703947.2933 | 1253763.5692
307 | 2703945.2062 | 1253763.3025
308 | 2704021.5972 | 1253687.6619
309 | 2704080.6036 | 1253697.3249
310 | 2704049.4024 | 1253665.966
311 | 2704086.6221 | 1253698.1759
312 | 2704046.2909 | 1253650.7044
313 | 2704268.3504 | 1254143.631
314 | 2704265.8413 | 1254141.5672
315 | 2704427.2612 | 1254070.2538
316 | 2704475.5084 | 1254065.6564
317 | 2703976.3843 | 1253593.9437
318 | 2703959.2824 | 1253565.8641
319 | 2703986.4318 | 1253596.1038
320 | 2703999.0665 | 1253589.1311
321 | 2704045.8819 | 1253629.2634
322 | 2703899.7072 | 1253531.1518
323 | 2703889.1645 | 1253576.5214
324 | 2704054.2054 | 1253390.9988
325 | 2704431.7025 | 1254047.5479
326 | 2704432.8943 | 1254045.6665
327 | 2704450.959 | 1254057.04
328 | 2704564.9259 | 1254133.2891
329 | 2703879.9717 | 1253621.0784
330 | 2703972.7472 | 1253946.6232
331 | 2703933.8197 | 1253761.8479
332 | 2704059.6767 | 1253501.3578
333 | 2704076.3965 | 1253502.0303
334 | 2704091.1091 | 1253502.6221
335 | 2704096.3213 | 1253863.6392

## line_std_types
| c_nf_per_km | r_ohm_per_km | x_ohm_per_km | max_i_ka | type | q_mm2 | alpha | voltage_rating
NAYY 4x50 SE | 210 | 0.642 | 0.083 | 0.142 | cs | 50 | 0.00403 | LV
NAYY 4x120 SE | 264 | 0.225 | 0.08 | 0.242 | cs | 120 | 0.00403 | LV
NAYY 4x150 SE | 261 | 0.208 | 0.08 | 0.27 | cs | 150 | 0.00403 | LV
NA2XS2Y 1x95 RM/25 12/20 kV | 216 | 0.313 | 0.132 | 0.252 | cs | 95 | 0.00403 | MV
NA2XS2Y 1x185 RM/25 12/20 kV | 273 | 0.161 | 0.117 | 0.362 | cs | 185 | 0.00403 | MV
NA2XS2Y 1x240 RM/25 12/20 kV | 304 | 0.122 | 0.112 | 0.421 | cs | 240 | 0.00403 | MV
NA2XS2Y 1x95 RM/25 6/10 kV | 315 | 0.313 | 0.123 | 0.249 | cs | 95 | 0.00403 | MV
NA2XS2Y 1x185 RM/25 6/10 kV | 406 | 0.161 | 0.11 | 0.358 | cs | 185 | 0.00403 | MV
NA2XS2Y 1x240 RM/25 6/10 kV | 456 | 0.122 | 0.105 | 0.416 | cs | 240 | 0.00403 | MV
NA2XS2Y 1x150 RM/25 12/20 kV | 250 | 0.206 | 0.116 | 0.319 | cs | 150 | 0.00403 | MV
NA2XS2Y 1x120 RM/25 12/20 kV | 230 | 0.253 | 0.119 | 0.283 | cs | 120 | 0.00403 | MV
NA2XS2Y 1x70 RM/25 12/20 kV | 190 | 0.443 | 0.132 | 0.22 | cs | 70 | 0.00403 | MV
NA2XS2Y 1x150 RM/25 6/10 kV | 360 | 0.206 | 0.11 | 0.315 | cs | 150 | 0.00403 | MV
NA2XS2Y 1x120 RM/25 6/10 kV | 340 | 0.253 | 0.113 | 0.28 | cs | 120 | 0.00403 | MV
NA2XS2Y 1x70 RM/25 6/10 kV | 280 | 0.443 | 0.123 | 0.217 | cs | 70 | 0.00403 | MV
N2XS(FL)2Y 1x120 RM/35 64/110 kV | 112 | 0.153 | 0.166 | 0.366 | cs | 120 | 0.00393 | HV
N2XS(FL)2Y 1x185 RM/35 64/110 kV | 125 | 0.099 | 0.156 | 0.457 | cs | 185 | 0.00393 | HV
N2XS(FL)2Y 1x240 RM/35 64/110 kV | 135 | 0.075 | 0.149 | 0.526 | cs | 240 | 0.00393 | HV
N2XS(FL)2Y 1x300 RM/35 64/110 kV | 144 | 0.06 | 0.144 | 0.588 | cs | 300 | 0.00393 | HV
15-AL1/3-ST1A 0.4 | 11 | 1.8769 | 0.35 | 0.105 | ol | 16 | 0.00403 | LV
24-AL1/4-ST1A 0.4 | 11.25 | 1.2012 | 0.335 | 0.14 | ol | 24 | 0.00403 | LV
48-AL1/8-ST1A 0.4 | 12.2 | 0.5939 | 0.3 | 0.21 | ol | 48 | 0.00403 | LV
94-AL1/15-ST1A 0.4 | 13.2 | 0.306 | 0.29 | 0.35 | ol | 94 | 0.00403 | LV
34-AL1/6-ST1A 10.0 | 9.7 | 0.8342 | 0.36 | 0.17 | ol | 34 | 0.00403 | MV
48-AL1/8-ST1A 10.0 | 10.1 | 0.5939 | 0.35 | 0.21 | ol | 48 | 0.00403 | MV
70-AL1/11-ST1A 10.0 | 10.4 | 0.4132 | 0.339 | 0.29 | ol | 70 | 0.00403 | MV
94-AL1/15-ST1A 10.0 | 10.75 | 0.306 | 0.33 | 0.35 | ol | 94 | 0.00403 | MV
122-AL1/20-ST1A 10.0 | 11.1 | 0.2376 | 0.323 | 0.41 | ol | 122 | 0.00403 | MV
149-AL1/24-ST1A 10.0 | 11.25 | 0.194 | 0.315 | 0.47 | ol | 149 | 0.00403 | MV
34-AL1/6-ST1A 20.0 | 9.15 | 0.8342 | 0.382 | 0.17 | ol | 34 | 0.00403 | MV
48-AL1/8-ST1A 20.0 | 9.5 | 0.5939 | 0.372 | 0.21 | ol | 48 | 0.00403 | MV
70-AL1/11-ST1A 20.0 | 9.7 | 0.4132 | 0.36 | 0.29 | ol | 70 | 0.00403 | MV
94-AL1/15-ST1A 20.0 | 10 | 0.306 | 0.35 | 0.35 | ol | 94 | 0.00403 | MV
122-AL1/20-ST1A 20.0 | 10.3 | 0.2376 | 0.344 | 0.41 | ol | 122 | 0.00403 | MV
149-AL1/24-ST1A 20.0 | 10.5 | 0.194 | 0.337 | 0.47 | ol | 149 | 0.00403 | MV
184-AL1/30-ST1A 20.0 | 10.75 | 0.1571 | 0.33 | 0.535 | ol | 184 | 0.00403 | MV
243-AL1/39-ST1A 20.0 | 11 | 0.1188 | 0.32 | 0.645 | ol | 243 | 0.00403 | MV
48-AL1/8-ST1A 110.0 | 8 | 0.5939 | 0.46 | 0.21 | ol | 48 | 0.00403 | HV
70-AL1/11-ST1A 110.0 | 8.4 | 0.4132 | 0.45 | 0.29 | ol | 70 | 0.00403 | HV
94-AL1/15-ST1A 110.0 | 8.65 | 0.306 | 0.44 | 0.35 | ol | 94 | 0.00403 | HV
122-AL1/20-ST1A 110.0 | 8.5 | 0.2376 | 0.43 | 0.41 | ol | 122 | 0.00403 | HV
149-AL1/24-ST1A 110.0 | 8.75 | 0.194 | 0.41 | 0.47 | ol | 149 | 0.00403 | HV
184-AL1/30-ST1A 110.0 | 8.8 | 0.1571 | 0.4 | 0.535 | ol | 184 | 0.00403 | HV
243-AL1/39-ST1A 110.0 | 9 | 0.1188 | 0.39 | 0.645 | ol | 243 | 0.00403 | HV
305-AL1/39-ST1A 110.0 | 9.2 | 0.0949 | 0.38 | 0.74 | ol | 305 | 0.00403 | HV
490-AL1/64-ST1A 110.0 | 9.75 | 0.059 | 0.37 | 0.96 | ol | 490 | 0.00403 | HV
679-AL1/86-ST1A 110.0 | 9.95 | 0.042 | 0.36 | 1.15 | ol | 679 | 0.00403 | HV
490-AL1/64-ST1A 220.0 | 10 | 0.059 | 0.285 | 0.96 | ol | 490 | 0.00403 | HV
679-AL1/86-ST1A 220.0 | 11.7 | 0.042 | 0.275 | 1.15 | ol | 679 | 0.00403 | HV
490-AL1/64-ST1A 380.0 | 11 | 0.059 | 0.253 | 0.96 | ol | 490 | 0.00403 | HV
679-AL1/86-ST1A 380.0 | 14.6 | 0.042 | 0.25 | 1.15 | ol | 679 | 0.00403 | HV

## trafo_std_types
| i0_percent | pfe_kw | vkr_percent | sn_mva | vn_lv_kv | vn_hv_kv | vk_percent | shift_degree | vector_group | tap_side | tap_neutral | tap_min | tap_max | tap_step_degree | tap_step_percent | tap_phase_shifter
160 MVA 380/110 kV | 0.06 | 60 | 0.25 | 160 | 110 | 380 | 12.2 | 0 | Yy0 | hv | 0 | -9 | 9 | 0 | 1.5 | FALSE
100 MVA 220/110 kV | 0.06 | 55 | 0.26 | 100 | 110 | 220 | 12 | 0 | Yy0 | hv | 0 | -9 | 9 | 0 | 1.5 | FALSE
63 MVA 110/20 kV | 0.04 | 22 | 0.32 | 63 | 20 | 110 | 18 | 150 | YNd5 | hv | 0 | -9 | 9 | 0 | 1.5 | FALSE
40 MVA 110/20 kV | 0.05 | 18 | 0.34 | 40 | 20 | 110 | 16.2 | 150 | YNd5 | hv | 0 | -9 | 9 | 0 | 1.5 | FALSE
25 MVA 110/20 kV | 0.07 | 14 | 0.41 | 25 | 20 | 110 | 12 | 150 | YNd5 | hv | 0 | -9 | 9 | 0 | 1.5 | FALSE
63 MVA 110/10 kV | 0.04 | 22 | 0.32 | 63 | 10 | 110 | 18 | 150 | YNd5 | hv | 0 | -9 | 9 | 0 | 1.5 | FALSE
40 MVA 110/10 kV | 0.05 | 18 | 0.34 | 40 | 10 | 110 | 16.2 | 150 | YNd5 | hv | 0 | -9 | 9 | 0 | 1.5 | FALSE
25 MVA 110/10 kV | 0.07 | 14 | 0.41 | 25 | 10 | 110 | 12 | 150 | YNd5 | hv | 0 | -9 | 9 | 0 | 1.5 | FALSE
0.25 MVA 20/0.4 kV | 0.32 | 0.8 | 1.44 | 0.25 | 0.4 | 20 | 6 | 150 | Yzn5 | hv | 0 | -2 | 2 | 0 | 2.5 | FALSE
0.4 MVA 20/0.4 kV | 0.3375 | 1.35 | 1.425 | 0.4 | 0.4 | 20 | 6 | 150 | Dyn5 | hv | 0 | -2 | 2 | 0 | 2.5 | FALSE
0.63 MVA 20/0.4 kV | 0.2619 | 1.65 | 1.206 | 0.63 | 0.4 | 20 | 6 | 150 | Dyn5 | hv | 0 | -2 | 2 | 0 | 2.5 | FALSE
0.25 MVA 10/0.4 kV | 0.24 | 0.6 | 1.2 | 0.25 | 0.4 | 10 | 4 | 150 | Dyn5 | hv | 0 | -2 | 2 | 0 | 2.5 | FALSE
0.4 MVA 10/0.4 kV | 0.2375 | 0.95 | 1.325 | 0.4 | 0.4 | 10 | 4 | 150 | Dyn5 | hv | 0 | -2 | 2 | 0 | 2.5 | FALSE
0.63 MVA 10/0.4 kV | 0.1873 | 1.18 | 1.0794 | 0.63 | 0.4 | 10 | 4 | 150 | Dyn5 | hv | 0 | -2 | 2 | 0 | 2.5 | FALSE

## trafo3w_std_types
| sn_hv_mva | sn_mv_mva | sn_lv_mva | vn_hv_kv | vn_mv_kv | vn_lv_kv | vk_hv_percent | vk_mv_percent | vk_lv_percent | vkr_hv_percent | vkr_mv_percent | vkr_lv_percent | pfe_kw | i0_percent | shift_mv_degree | shift_lv_degree | vector_group | tap_side | tap_neutral | tap_min | tap_max | tap_step_percent
63/25/38 MVA 110/20/10 kV | 63 | 25 | 38 | 110 | 20 | 10 | 10.4 | 10.4 | 10.4 | 0.28 | 0.32 | 0.35 | 35 | 0.89 | 0 | 0 | YN0yn0yn0 | hv | 0 | -10 | 10 | 1.2
63/25/38 MVA 110/10/10 kV | 63 | 25 | 38 | 110 | 10 | 10 | 10.4 | 10.4 | 10.4 | 0.28 | 0.32 | 0.35 | 35 | 0.89 | 0 | 0 | YN0yn0yn0 | hv | 0 | -10 | 10 | 1.2

## fuse_std_types
| fuse_type | i_rated_a | t_avg | t_min | t_total | x_avg | x_min | x_total
HV 100A | HV 100A | 100 | 0 | [10.0, 3.64, 0.854, 0.281, 0.1, 0.0531, 0.022, 0.01] | [10.0, 4.267, 1.21, 0.403, 0.1, 0.058, 0.022, 0.01] | 0 | [300.0, 350.0, 450.0, 550.0, 700.0, 850.0, 1200.0, 1752.0] | [600.0, 700.0, 900.0, 1150.0, 1665.0, 2000.0, 3000.0, 4313.0]
HV 10A | HV 10A | 10 | 0 | [10.0, 1675.0, 0.344, 0.156, 0.1, 0.0417, 0.0171, 0.01] | [10.0, 1.3, 0.3, 0.155, 0.1, 0.0555, 0.023, 0.01] | 0 | [30.0, 32.0, 35.0, 37.0, 39.0, 50.0, 70.0, 88.0] | [60.0, 70.0, 80.0, 87.0, 94.0, 110.0, 150.0, 216.0]
HV 125A | HV 125A | 125 | 0 | [10.0, 1.82, 0.344, 0.1, 0.0467, 0.0269, 0.01] | [10.0, 2.478, 0.426, 0.1, 0.0427, 0.0211, 0.01] | 0 | [375.0, 500.0, 700.0, 925.0, 1200.0, 1500.0, 2341.0] | [750.0, 1000.0, 1500.0, 2200.0, 3000.0, 4000.0, 5765.0]
HV 160A | HV 160A | 160 | 0 | [10.0, 4.15, 1.03, 0.198, 0.1, 0.051, 0.0172, 0.01] | [10.0, 2.3, 0.734, 0.274, 0.1, 0.046, 0.0177, 0.01] | 0 | [480.0, 550.0, 700.0, 1000.0, 1260.0, 1600.0, 2500.0, 3227.0] | [960.0, 1300.0, 1700.0, 2200.0, 2996.0, 4000.0, 6000.0, 7946.0]
HV 16A | HV 16A | 16 | 0 | [10.0, 0.352, 0.164, 0.1, 0.0649, 0.0342, 0.01] | [10.0, 2.34, 0.722, 0.181, 0.1, 0.055, 0.0296, 0.01] | 0 | [48.0, 60.0, 65.0, 71.0, 80.0, 100.0, 162.0] | [96.0, 110.0, 125.0, 150.0, 168.0, 200.0, 250.0, 398.0]
HV 200A | HV 200A | 200 | 0 | [10.0, 4.267, 1.21, 0.403, 0.1, 0.058, 0.022, 0.01] | [10.0, 3.73, 1.654, 0.328, 0.1, 0.0531, 0.019, 0.01] | 0 | [600.0, 700.0, 900.0, 1150.0, 1665.0, 2000.0, 3000.0, 4313.0] | [1200.0, 1500.0, 1800.0, 2700.0, 3960.0, 5000.0, 7500.0, 10620.0]
HV 20A | HV 20A | 20 | 0 | [10.0, 1.3, 0.3, 0.155, 0.1, 0.0555, 0.023, 0.01] | [10.0, 1.3, 0.161, 0.1, 0.0611, 0.0399, 0.0141, 0.01] | 0 | [60.0, 70.0, 80.0, 87.0, 94.0, 110.0, 150.0, 216.0] | [120.0, 150.0, 200.0, 223.0, 260.0, 300.0, 450.0, 532.0]
HV 25A | HV 25A | 25 | 0 | [10.0, 2.512, 0.833, 0.299, 0.1, 0.0372, 0.0223, 0.01] | [10.0, 3.125, 0.597, 0.198, 0.1, 0.0378, 0.022, 0.01] | 0 | [75.0, 82.0, 90.0, 100.0, 124.0, 170.0, 200.0, 289.0] | [150.0, 170.0, 210.0, 250.0, 294.0, 400.0, 500.0, 711.0]
HV 31.5A | HV 31.5A | 31.5 | 0 | [10.0, 2.34, 0.722, 0.181, 0.1, 0.055, 0.0296, 0.01] | [10.0, 2.84, 0.368, 0.164, 0.1, 0.0621, 0.0378, 0.0195, 0.01] | 0 | [95.0, 110.0, 125.0, 150.0, 165.0, 200.0, 250.0, 390.0] | [189.0, 220.0, 300.0, 350.0, 393.0, 450.0, 530.0, 700.0, 960.0]
HV 40A | HV 40A | 40 | 0 | [10.0, 1.3, 0.161, 0.1, 0.0611, 0.0399, 0.0141, 0.01] | [10.0, 2.05, 0.369, 0.198, 0.1, 0.051, 0.0298, 0.01] | 0 | [120.0, 150.0, 200.0, 223.0, 260.0, 300.0, 450.0, 532.0] | [240.0, 300.0, 400.0, 450.0, 530.0, 650.0, 800.0, 1311.0]
HV 50A | HV 50A | 50 | 0 | [10.0, 3.215, 0.597, 0.198, 0.1, 0.0378, 0.022, 0.01] | [10.0, 3.64, 0.854, 0.281, 0.1, 0.0531, 0.022, 0.01] | 0 | [150.0, 170.0, 210.0, 250.0, 294.0, 400.0, 500.0, 711.0] | [300.0, 350.0, 450.0, 550.0, 700.0, 850.0, 1200.0, 1752.0]
HV 6.3A | HV 6.3A | 6.3 | 0 | [10.0, 1.39, 0.344, 0.168, 0.1, 0.056, 0.0263, 0.01] | [10.0, 1.711, 0.516, 0.198, 0.1, 0.0634, 0.0303, 0.01] | 0 | [19.0, 19.5, 20.4, 20.8, 22.0, 25.0, 32.0, 48.0] | [38.0, 40.0, 43.0, 48.0, 53.0, 60.0, 75.0, 118.0]
HV 63A | HV 63A | 63 | 0 | [10.0, 2.84, 0.368, 0.164, 0.1, 0.0621, 0.0378, 0.0195, 0.01] | [10.0, 1.82, 0.344, 0.1, 0.0467, 0.0269, 0.01] | 0 | [189.0, 220.0, 300.0, 350.0, 393.0, 450.0, 530.0, 700.0, 961.0] | [378.0, 500.0, 700.0, 934.0, 1200.0, 1500.0, 2366.0]
HV 80A | HV 80A | 80 | 0 | [10.0, 2.05, 0.369, 0.198, 0.1, 0.051, 0.0298, 0.01] | [10.0, 4.15, 1.03, 0.198, 0.1, 0.051, 0.0172, 0.01] | 0 | [240.0, 300.0, 400.0, 450.0, 530.0, 650.0, 800.0, 1311.0] | [480.0, 550.0, 700.0, 1000.0, 1260.0, 1600.0, 2500.0, 3227.0]
Siemens NH-1-100 | Siemens NH-1-100 | 100 | [5400.0, 2000.0, 400.0, 20.0, 1.0, 0.2, 0.012, 0.004] | 0 | 0 | [150.0, 190.0, 250.0, 430.0, 900.0, 1250.0, 2700.0, 3600.0] | 0 | 0
Siemens NH-1-125 | Siemens NH-1-125 | 125 | [4800.0, 120.0, 7.0, 0.1, 0.004] | 0 | 0 | [180.0, 400.0, 740.0, 2000.0, 4250.0] | 0 | 0
Siemens NH-1-16 | Siemens NH-1-16 | 16 | [4000.0, 400.0, 2.0, 0.1, 0.04, 0.01] | 0 | 0 | [26.0, 35.0, 75.0, 150.0, 200.0, 300.0] | 0 | 0
Siemens NH-1-160 | Siemens NH-1-160 | 160 | [4800.0, 120.0, 7.0, 0.1, 0.004] | 0 | 0 | [210.0, 500.0, 900.0, 2300.0, 5000.0] | 0 | 0
Siemens NH-1-25 | Siemens NH-1-25 | 25 | [4000.0, 1000.0, 10.0, 0.2, 0.02, 0.01] | 0 | 0 | [40.0, 50.0, 100.0, 210.0, 400.0, 500.0] | 0 | 0
Siemens NH-1-50 | Siemens NH-1-50 | 50 | [4000.0, 40.0, 4.0, 1.0, 0.02, 0.01] | 0 | 0 | [86.0, 200.0, 300.0, 400.0, 1000.0, 1280.0] | 0 | 0
Siemens NH-1-63 | Siemens NH-1-63 | 63 | [4000.0, 100.0, 10.0, 2.0, 0.04, 0.01] | 0 | 0 | [100.0, 200.0, 300.0, 400.0, 1000.0, 1500.0] | 0 | 0
Siemens NH-1-80 | Siemens NH-1-80 | 80 | [4800.0, 120.0, 7.0, 0.1, 0.01] | 0 | 0 | [150.58, 250.0, 450.0, 1150.0, 2470.0] | 0 | 0
Siemens NH-2-1000 | Siemens NH-2-1000 | 1000 | [4800.0, 120.0, 7.0, 0.1, 0.004] | 0 | 0 | [1900.0, 3500.0, 8400.0, 24000.0, 52000.0] | 0 | 0
Siemens NH-2-200 | Siemens NH-2-200 | 200 | [4800.0, 120.0, 7.0, 0.1, 0.004] | 0 | 0 | [280.0, 650.0, 1200.0, 3000.0, 7000.0] | 0 | 0
Siemens NH-2-224 | Siemens NH-2-224 | 224 | [4800.0, 120.0, 7.0, 0.2, 0.04, 0.004] | 0 | 0 | [400.0, 750.0, 1453.0, 3025.0, 4315.0, 7600.0] | 0 | 0
Siemens NH-2-250 | Siemens NH-2-250 | 250 | [4800.0, 120.0, 7.0, 0.1, 0.004] | 0 | 0 | [450.0, 800.0, 1650.0, 4000.0, 8500.0] | 0 | 0
Siemens NH-2-315 | Siemens NH-2-315 | 315 | [4800.0, 120.0, 7.0, 0.1, 0.004] | 0 | 0 | [550.0, 920.0, 1900.0, 5000.0, 11000.0] | 0 | 0
Siemens NH-2-355 | Siemens NH-2-355 | 355 | [4800.0, 120.0, 6.0, 0.1, 0.004] | 0 | 0 | [650.0, 1116.27, 2350.0, 5840.0, 12790.0] | 0 | 0
Siemens NH-2-400 | Siemens NH-2-400 | 400 | [4800.0, 120.0, 7.0, 0.1, 0.004] | 0 | 0 | [720.0, 1350.0, 2800.0, 6500.0, 15000.0] | 0 | 0
Siemens NH-2-425 | Siemens NH-2-425 | 425 | [4800.0, 120.0, 7.0, 0.1, 0.004] | 0 | 0 | [850.0, 1500.0, 3050.0, 7500.0, 16500.0] | 0 | 0
Siemens NH-2-630 | Siemens NH-2-630 | 630 | [4800.0, 120.0, 7.0, 0.1, 0.004] | 0 | 0 | [1200.0, 2000.0, 4800.0, 12000.0, 26000.0] | 0 | 0

## res_bus
| vm_pu | va_degree | p_mw | q_mvar
0 | 0.97941 | -0.3955 | 0.0025301 | 0.00063411
1 | 0.9792 | -0.39961 | 0.0011979 | 0.00030023
2 | 0.97952 | -0.39329 | 0 | 0
3 | 0.97719 | -0.43922 | 0.00020509 | 5.1399e-05
4 | 0.9793 | -0.3976 | 0 | 0
5 | 0.98167 | -0.35122 | 0.0011187 | 0.00028038
6 | 0.98188 | -0.34712 | 0.0013828 | 0.00034656
7 | 0.97467 | -0.48896 | 0.00022432 | 5.6219e-05
8 | 0.97923 | -0.39903 | 0.0036253 | 0.00090857
9 | 0.99414 | -0.11117 | 0 | 0
10 | 0.99453 | -0.10371 | 0.002254 | 0.00056491
11 | 0.99286 | -0.13579 | 0 | 0
12 | 0.97425 | -0.4974 | 0.0011872 | 0.00029754
13 | 0.97426 | -0.49717 | 0 | 0
14 | 0.97423 | -0.49763 | 0 | 0
15 | 0.97434 | -0.49546 | 0 | 0
16 | 0.97421 | -0.49805 | 0 | 0
17 | 0.97437 | -0.49492 | 0.00072869 | 0.00018263
18 | 0.97433 | -0.49572 | 0.00028891 | 7.2407e-05
19 | 0.97421 | -0.49813 | 0.00034143 | 8.5569e-05
20 | 0.9742 | -0.49826 | 0.00029766 | 7.4602e-05
21 | 0.97432 | -0.49585 | 0.00033438 | 8.3805e-05
22 | 0.97441 | -0.49424 | 0 | 0
23 | 0.97439 | -0.49453 | 0.0012335 | 0.00030916
24 | 0.97462 | -0.49003 | 0.00074863 | 0.00018762
25 | 0.98146 | -0.35626 | 0.00066106 | 0.00016568
26 | 0.98112 | -0.3629 | 0 | 0
27 | 0.98188 | -0.34822 | 0 | 0
28 | 0.98095 | -0.36623 | 0.00021733 | 5.4469e-05
29 | 0.98111 | -0.36313 | 0 | 0
30 | 0.98184 | -0.34887 | 0 | 0
31 | 0.98224 | -0.34111 | 0.00018981 | 4.7571e-05
32 | 0.99105 | -0.17061 | 0 | 0
33 | 0.99084 | -0.17471 | 0.0078363 | 0.001964
34 | 0.98717 | -0.24541 | 0.00017652 | 4.424e-05
35 | 0.99113 | -0.16907 | 0.0013592 | 0.00034065
36 | 0.98087 | -0.36788 | 0.00077282 | 0.00019369
37 | 0.9811 | -0.36329 | 0.0002572 | 6.446e-05
38 | 0.98183 | -0.34904 | 0.0001745 | 4.3735e-05
39 | 0.98183 | -0.34902 | 0.00019365 | 4.8533e-05
40 | 0.98238 | -0.33837 | 0.00017161 | 4.3009e-05
41 | 0.98063 | -0.37254 | 0 | 0
42 | 0.98109 | -0.36344 | 0.00016143 | 4.0458e-05
43 | 0.98183 | -0.34906 | 0.00018874 | 4.7304e-05
44 | 0.98183 | -0.34919 | 0 | 0
45 | 0.98276 | -0.33099 | 0.00022308 | 5.5909e-05
46 | 0.97187 | -0.54452 | 0.0019935 | 0.00049961
47 | 0.97159 | -0.55013 | 0 | 0
48 | 0.9732 | -0.51831 | 0 | 0
49 | 0.97154 | -0.55112 | 0 | 0
50 | 0.97152 | -0.55158 | 0 | 0
51 | 0.97313 | -0.51971 | 0 | 0
52 | 0.97943 | -0.39584 | 0.00021329 | 5.3455e-05
53 | 0.9796 | -0.39264 | 0.00015902 | 3.9855e-05
54 | 0.97154 | -0.55116 | 0.00020725 | 5.1943e-05
55 | 0.97146 | -0.55275 | 0.00071618 | 0.00017949
56 | 0.97142 | -0.55345 | 0.00090072 | 0.00022574
57 | 0.97151 | -0.55182 | 0.00016602 | 4.1609e-05
58 | 0.97312 | -0.51986 | 0.00034375 | 8.6152e-05
59 | 0.97132 | -0.5556 | 0.00047658 | 0.00011944
60 | 0.97137 | -0.55453 | 0 | 0
61 | 0.9715 | -0.55192 | 0.00046673 | 0.00011697
62 | 0.98291 | -0.32804 | 0.00014332 | 3.5919e-05
63 | 0.9833 | -0.32049 | 0 | 0
64 | 0.98326 | -0.32132 | 0 | 0
65 | 0.98348 | -0.31705 | 0 | 0
66 | 0.98324 | -0.32169 | 0.00020027 | 5.0192e-05
67 | 0.98326 | -0.32136 | 0.0001518 | 3.8044e-05
68 | 0.98383 | -0.31025 | 0.00019809 | 4.9645e-05
69 | 0.98059 | -0.37337 | 0 | 0
70 | 0.98018 | -0.38137 | 0.00021524 | 5.3944e-05
71 | 0.98056 | -0.37379 | 0.00023226 | 5.8209e-05
72 | 0.98005 | -0.38384 | 0.00018776 | 4.7057e-05
73 | 0.98055 | -0.37406 | 0.00016823 | 4.2161e-05
74 | 0.97128 | -0.55622 | 0.00031123 | 7.8e-05
75 | 0.97128 | -0.55634 | 0.00028441 | 7.128e-05
76 | 0.98054 | -0.37428 | 0.00017213 | 4.314e-05
77 | 0.98054 | -0.37422 | 0.00018641 | 4.6719e-05
78 | 0.97126 | -0.5567 | 0 | 0
79 | 0.97131 | -0.55577 | 0.00025866 | 6.4827e-05
80 | 0.97131 | -0.55575 | 0.0027289 | 0.00068393
81 | 0.9832 | -0.32237 | 0.00021939 | 5.4984e-05
82 | 0.98318 | -0.32277 | 0.00018872 | 4.7297e-05
83 | 0.9832 | -0.32237 | 0 | 0
84 | 0.98317 | -0.32301 | 0 | 0
85 | 0.98322 | -0.32206 | 0.00015038 | 3.769e-05
86 | 0.98316 | -0.32324 | 0.00017041 | 4.2708e-05
87 | 0.98317 | -0.32305 | 0.00024399 | 6.1149e-05
88 | 0.98324 | -0.32173 | 0.00022705 | 5.6905e-05
89 | 0.98315 | -0.32335 | 0 | 0
90 | 0.98317 | -0.32307 | 0.00015062 | 3.7749e-05
91 | 0.97995 | -0.38587 | 0.00015569 | 3.902e-05
92 | 0.98315 | -0.32347 | 0 | 0
93 | 0.98315 | -0.32341 | 0.00015068 | 3.7763e-05
94 | 0.98317 | -0.32311 | 0.00014539 | 3.6439e-05
95 | 0.98545 | -0.27879 | 0.00015986 | 4.0064e-05
96 | 0.98545 | -0.27873 | 0.00020935 | 5.2467e-05
97 | 0.98545 | -0.27882 | 0 | 0
98 | 0.98545 | -0.27865 | 0 | 0
99 | 0.98543 | -0.27902 | 0.00020912 | 5.241e-05
100 | 0.98599 | -0.26829 | 0.00019893 | 4.9858e-05
101 | 0.98543 | -0.27913 | 0.00017876 | 4.48e-05
102 | 0.98412 | -0.30455 | 0.00018898 | 4.7362e-05
103 | 0.98412 | -0.30448 | 0.00021132 | 5.2961e-05
104 | 0.98644 | -0.25952 | 0 | 0
105 | 0.98526 | -0.2825 | 0.00032869 | 8.2378e-05
106 | 0.98412 | -0.30445 | 0 | 0
107 | 0.98389 | -0.30908 | 0.0002644 | 6.6264e-05
108 | 0.98457 | -0.29579 | 0 | 0
109 | 0.98315 | -0.32351 | 0.00014612 | 3.6622e-05
110 | 0.98456 | -0.29593 | 0.00018993 | 4.7601e-05
111 | 0.98314 | -0.32363 | 0.00026615 | 6.6703e-05
112 | 0.98054 | -0.37419 | 0.00019636 | 4.9212e-05
113 | 0.97122 | -0.55746 | 0.001183 | 0.00029649
114 | 0.97119 | -0.55801 | 0.0017171 | 0.00043035
115 | 0.98106 | -0.36407 | 0.00017289 | 4.333e-05
116 | 0.98106 | -0.36404 | 0 | 0
117 | 0.98456 | -0.29595 | 0.0001449 | 3.6316e-05
118 | 0.98651 | -0.25823 | 0.00017134 | 4.2941e-05
119 | 0.98643 | -0.25964 | 0.00019513 | 4.8905e-05
120 | 0.98643 | -0.25974 | 0.00021114 | 5.2916e-05
121 | 0.98643 | -0.25971 | 0.00029087 | 7.2898e-05
122 | 0.9869 | -0.25073 | 0.00025191 | 6.3135e-05
123 | 0.98109 | -0.36359 | 0.00018584 | 4.6575e-05
124 | 0.98107 | -0.36391 | 0.00019064 | 4.7779e-05
125 | 0.98107 | -0.364 | 0.00016319 | 4.09e-05
126 | 0.98181 | -0.34958 | 0.00066169 | 0.00016584
127 | 0.98554 | -0.27581 | 0.0033151 | 0.00083083
128 | 0.9845 | -0.29587 | 0.00077801 | 0.00019499
129 | 0.98569 | -0.27292 | 0.0082453 | 0.0020665
130 | 0.98435 | -0.29875 | 0 | 0
131 | 0.98585 | -0.26982 | 0 | 0
132 | 0.9831 | -0.32307 | 0.0018527 | 0.00046433
133 | 0.98294 | -0.32628 | 0.0042933 | 0.001076
134 | 0.9856 | -0.27459 | 0.0050277 | 0.0012601
135 | 0.9866 | -0.25533 | 0 | 0
136 | 0.98302 | -0.32457 | 0.0025357 | 0.0006355
137 | 0.98229 | -0.33894 | 0.00056155 | 0.00014074
138 | 0.98548 | -0.27696 | 0.0014624 | 0.0003665
139 | 0.98833 | -0.22199 | 0 | 0
140 | 0.97133 | -0.55335 | 0.0020615 | 0.00051667
141 | 0.97135 | -0.55286 | 0.00093545 | 0.00023445
142 | 0.97124 | -0.55508 | 0.0046833 | 0.0011737
143 | 0.97168 | -0.54634 | 0 | 0
144 | 0.97157 | -0.54858 | 0.00070809 | 0.00017747
145 | 0.97178 | -0.5444 | 0 | 0
146 | 0.97144 | -0.55118 | 0.00078036 | 0.00019558
147 | 0.97201 | -0.53992 | 0.0027905 | 0.00069935
148 | 0.97164 | -0.5471 | 0.0006227 | 0.00015606
149 | 0.97521 | -0.47681 | 0.0010685 | 0.0002678
150 | 0.97521 | -0.47672 | 0.0008238 | 0.00020646
151 | 0.97524 | -0.47624 | 0 | 0
152 | 0.97678 | -0.44601 | 0 | 0
153 | 0.97464 | -0.48802 | 0.0021297 | 0.00053374
154 | 0.97676 | -0.44628 | 0.00084158 | 0.00021092
155 | 0.97612 | -0.45885 | 0.00067686 | 0.00016964
156 | 0.97871 | -0.40824 | 0.0080297 | 0.0020124
157 | 0.97375 | -0.50545 | 0.0015281 | 0.00038298
158 | 0.9716 | -0.54804 | 0 | 0
159 | 0.97126 | -0.55471 | 0.0045233 | 0.0011336
160 | 0.97243 | -0.53157 | 0.0022192 | 0.00055618
161 | 0.9712 | -0.55583 | 0.0012394 | 0.00031062
162 | 0.9727 | -0.5263 | 0 | 0
163 | 0.98542 | -0.27821 | 0.0011804 | 0.00029584
164 | 0.98538 | -0.27905 | 0.0053029 | 0.001329
165 | 0.97743 | -0.4337 | 0.00085753 | 0.00021492
166 | 0.977 | -0.4421 | 0 | 0
167 | 0.97756 | -0.43117 | 0 | 0
168 | 0.97665 | -0.44904 | 0 | 0
169 | 0.97691 | -0.44391 | 0.0014967 | 0.00037511
170 | 0.97761 | -0.43021 | 0 | 0
171 | 0.97587 | -0.46428 | 0 | 0
172 | 0.97614 | -0.45909 | 0.0013848 | 0.00034706
173 | 0.97685 | -0.44509 | 0.001183 | 0.0002965
174 | 0.97781 | -0.42622 | 0.00079115 | 0.00019828
175 | 0.97427 | -0.49591 | 0 | 0
176 | 0.97248 | -0.53115 | 0 | 0
177 | 0.97584 | -0.46501 | 0.00084444 | 0.00021164
178 | 0.97583 | -0.46511 | 0.00086162 | 0.00021594
179 | 0.97556 | -0.47048 | 0.0020424 | 0.00051188
180 | 0.97674 | -0.44729 | 0.0015057 | 0.00037736
181 | 0.97804 | -0.42181 | 0 | 0
182 | 0.98062 | -0.37122 | 0.0046349 | 0.0011616
183 | 0.98064 | -0.37091 | 0.0054544 | 0.001367
184 | 0.98088 | -0.36609 | 0.0022322 | 0.00055945
185 | 0.98131 | -0.35781 | 0 | 0
186 | 0.97234 | -0.53333 | 0.0033504 | 0.0008397
187 | 0.97158 | -0.54831 | 0.0060786 | 0.0015234
188 | 0.98165 | -0.35105 | 0 | 0
189 | 0.98121 | -0.35962 | 0.0017547 | 0.00043977
190 | 0.98005 | -0.38261 | 0.0017589 | 0.00044081
191 | 0.97992 | -0.38515 | 0.0016174 | 0.00040536
192 | 0.98018 | -0.38003 | 0.0023827 | 0.00059716
193 | 0.97989 | -0.38579 | 0 | 0
194 | 0.98042 | -0.3753 | 0.001164 | 0.00029173
195 | 0.97971 | -0.38928 | 0.0015703 | 0.00039355
196 | 0.97982 | -0.38716 | 0.0019331 | 0.00048447
197 | 0.98054 | -0.373 | 0.0020398 | 0.00051121
198 | 0.9797 | -0.38936 | 0.0038553 | 0.00096624
199 | 0.98094 | -0.36508 | 0 | 0
200 | 0.97671 | -0.44788 | 0.0039853 | 0.0009988
201 | 0.97956 | -0.39205 | 0.002617 | 0.00065587
202 | 0.97927 | -0.3978 | 0.0014681 | 0.00036795
203 | 0.97992 | -0.38498 | 0.0037207 | 0.00093251
204 | 0.97887 | -0.40561 | 0.00072635 | 0.00018204
205 | 0.98036 | -0.37653 | 0 | 0
206 | 0.9787 | -0.40891 | 0.0014834 | 0.00037178
207 | 0.98027 | -0.37824 | 0.0018593 | 0.00046597
208 | 0.98074 | -0.36906 | 0.0020722 | 0.00051934
209 | 0.97843 | -0.41409 | 0.00057159 | 0.00014325
210 | 0.98023 | -0.37904 | 0.0019715 | 0.00049409
211 | 0.97928 | -0.39716 | 0 | 0
212 | 0.98069 | -0.36958 | 0 | 0
213 | 0.97926 | -0.39752 | 0.0016582 | 0.00041558
214 | 0.97604 | -0.46045 | 0.0059564 | 0.0014928
215 | 0.9826 | -0.33249 | 0 | 0
216 | 0.98049 | -0.37346 | 0.0023109 | 0.00057916
217 | 0.98159 | -0.35228 | 0.0011078 | 0.00027765
218 | 0.98199 | -0.34445 | 0.00099341 | 0.00024897
219 | 0.97557 | -0.46965 | 0.00095141 | 0.00023845
220 | 0.98509 | -0.28437 | 0.0010103 | 0.00025321
221 | 0.9894 | -0.20145 | 0.0061063 | 0.0015304
222 | 0.98499 | -0.28625 | 0.0042165 | 0.0010568
223 | 0.98048 | -0.37371 | 0.011237 | 0.0028163
224 | 0.99081 | -0.17427 | 0.0094172 | 0.0023602
225 | 0.99178 | -0.15583 | 0 | 0
226 | 0.9955 | -0.085002 | 0 | 0
227 | 0.99587 | -0.077958 | 0 | 0
228 | 0.99511 | -0.092514 | 0.0024391 | 0.00061131
229 | 0.99572 | -0.080997 | 0.00066931 | 0.00016774
230 | 0.9966 | -0.064154 | 0 | 0
231 | 0.99509 | -0.093031 | 0 | 0
232 | 0.97229 | -0.53495 | 0.0073695 | 0.001847
233 | 0.97202 | -0.54032 | 0.00084128 | 0.00021084
234 | 0.97194 | -0.54187 | 0.0013413 | 0.00033617
235 | 0.97171 | -0.54631 | 0.0064546 | 0.0016177
236 | 0.97115 | -0.55696 | 0.0013716 | 0.00034375
237 | 0.97117 | -0.55645 | 0.00050898 | 0.00012756
238 | 0.97118 | -0.55621 | 0.001216 | 0.00030476
239 | 0.97121 | -0.55571 | 0.00063137 | 0.00015824
240 | 0.97122 | -0.55543 | 0.0025018 | 0.00062702
241 | 0.98121 | -0.35974 | 0.0033913 | 0.00084994
242 | 0.98152 | -0.35361 | 0 | 0
243 | 0.98152 | -0.35373 | 0.00054386 | 0.0001363
244 | 0.98153 | -0.35347 | 0 | 0
245 | 0.98153 | -0.3534 | 0 | 0
246 | 0.98153 | -0.35335 | 0.0011379 | 0.00028518
247 | 0.9819 | -0.34657 | 0.00070231 | 0.00017602
248 | 0.98261 | -0.33267 | 0 | 0
249 | 0.9797 | -0.38947 | 0.001621 | 0.00040626
250 | 0.97528 | -0.47537 | 0 | 0
251 | 0.9747 | -0.48692 | 0.010985 | 0.0027531
252 | 0.97397 | -0.5012 | 0 | 0
253 | 0.97362 | -0.50821 | 0.0052373 | 0.0013126
254 | 0.97255 | -0.52984 | 0.0012544 | 0.00031437
255 | 0.97299 | -0.52115 | 0.00096683 | 0.00024231
256 | 0.97252 | -0.53029 | 0.0021354 | 0.00053519
257 | 0.97309 | -0.51904 | 0.001865 | 0.00046742
258 | 0.97224 | -0.53595 | 0 | 0
259 | 0.97336 | -0.51376 | 0.0018492 | 0.00046344
260 | 0.97218 | -0.53706 | 0.00077986 | 0.00019545
261 | 0.97221 | -0.53649 | 0.0011883 | 0.00029781
262 | 0.97426 | -0.49601 | 0 | 0
263 | 0.97198 | -0.5411 | 0.0017512 | 0.00043889
264 | 0.97219 | -0.53696 | 0.0011534 | 0.00028907
265 | 0.99493 | -0.096055 | 0.0062021 | 0.0015544
266 | 0.99506 | -0.093574 | 0.00076109 | 0.00019075
267 | 0.99471 | -0.10039 | 0.00073388 | 0.00018393
268 | 0.99472 | -0.10009 | 0.0067738 | 0.0016977
269 | 0.99554 | -0.084378 | 0.00071902 | 0.0001802
270 | 0.99728 | -0.051338 | 0.00022895 | 5.738e-05
271 | 0.99642 | -0.067605 | 0.0028169 | 0.00070597
272 | 0.98972 | -0.19669 | 0.004049 | 0.0010148
273 | 0.98992 | -0.19287 | 0 | 0
274 | 0.99031 | -0.18518 | 0 | 0
275 | 0.97314 | -0.51766 | 0 | 0
276 | 0.97304 | -0.5196 | 0.0016798 | 0.00042099
277 | 0.97273 | -0.52578 | 0.0013549 | 0.00033958
278 | 0.97265 | -0.52723 | 0 | 0
279 | 0.97343 | -0.51173 | 0.0058242 | 0.0014597
280 | 0.99539 | -0.087185 | 0.0011328 | 0.0002839
281 | 0.99526 | -0.089731 | 0.00059372 | 0.0001488
282 | 0.99524 | -0.090109 | 0.00054134 | 0.00013567
283 | 0.99502 | -0.094326 | 0.00067959 | 0.00017032
284 | 0.98009 | -0.38171 | 0.001634 | 0.00040952
285 | 0.98013 | -0.38096 | 0.0015563 | 0.00039003
286 | 0.97743 | -0.43384 | 0.00094323 | 0.0002364
287 | 0.97744 | -0.43367 | 0.00073171 | 0.00018338
288 | 0.99885 | -0.021725 | 0.0044648 | 0.001119
289 | 0.99737 | -0.049592 | 0.00056834 | 0.00014244
290 | 1 | 0 | -0.43052 | -0.11041
291 | 0.9775 | -0.4324 | 0.00075071 | 0.00018814
292 | 0.97752 | -0.43202 | 0 | 0
293 | 0.97749 | -0.43262 | 0.00056283 | 0.00014106
294 | 0.97747 | -0.43302 | 0.00098555 | 0.000247
295 | 0.9776 | -0.4305 | 0.001185 | 0.00029699
296 | 0.97747 | -0.43303 | 0.00075368 | 0.00018889
297 | 0.97769 | -0.42876 | 0 | 0
298 | 0.97796 | -0.42344 | 0.00081491 | 0.00020424
299 | 0.97766 | -0.42921 | 0.00096293 | 0.00024133
300 | 0.9758 | -0.46571 | 0.0026691 | 0.00066895
301 | 0.9758 | -0.46578 | 0.00091022 | 0.00022812
302 | 0.97581 | -0.46552 | 0.0025719 | 0.00064457
303 | 0.97133 | -0.55325 | 0.00020036 | 5.0215e-05
304 | 0.97142 | -0.55156 | 0.0012212 | 0.00030606
305 | 0.97159 | -0.54869 | 0 | 0
306 | 0.97144 | -0.55178 | 0.0013548 | 0.00033955
307 | 0.97142 | -0.5521 | 0.0042129 | 0.0010559
308 | 0.98254 | -0.33397 | 0.0030136 | 0.00075527
309 | 0.98249 | -0.33505 | 0.0018053 | 0.00045245
310 | 0.98194 | -0.34561 | 0 | 0
311 | 0.98248 | -0.33526 | 0.00186 | 0.00046617
312 | 0.98185 | -0.34737 | 0.001142 | 0.00028621
313 | 0.99059 | -0.17969 | 0.0021977 | 0.00055079
314 | 0.99058 | -0.17995 | 0.00043736 | 0.00010961
315 | 0.99167 | -0.1589 | 0.00098491 | 0.00024684
316 | 0.99214 | -0.14968 | 0 | 0
317 | 0.97414 | -0.49837 | 0.00097661 | 0.00024476
318 | 0.9749 | -0.48353 | 0.015369 | 0.0038519
319 | 0.9741 | -0.49929 | 0.0025773 | 0.00064594
320 | 0.97406 | -0.49992 | 0.0022884 | 0.00057352
321 | 0.98176 | -0.3492 | 0.0041747 | 0.0010463
322 | 0.97144 | -0.55117 | 0.0032297 | 0.00080945
323 | 0.97158 | -0.54839 | 0.007835 | 0.0019636
324 | 0.97765 | -0.42948 | 0.00059786 | 0.00014984
325 | 0.99251 | -0.14256 | 0.00086017 | 0.00021558
326 | 0.99251 | -0.14252 | 0 | 0
327 | 0.99234 | -0.14585 | 0.002457 | 0.00061579
328 | 0.9913 | -0.16588 | 0 | 0
329 | 0.97205 | -0.5391 | 0 | 0
330 | 0.98154 | -0.35327 | 0.00040351 | 0.00010113
331 | 0.97138 | -0.55297 | 0.0041196 | 0.0010325
332 | 0.97838 | -0.41521 | 0 | 0
333 | 0.97835 | -0.41569 | 0.00077802 | 0.00019499
334 | 0.97834 | -0.4159 | 0.00079412 | 0.00019903
335 | 0.99998 | 149.9956 | 0 | 0

## res_line
| p_from_mw | q_from_mvar | p_to_mw | q_to_mvar | pl_mw | ql_mvar | i_from_ka | i_to_ka | i_ka | vm_from_pu | va_from_degree | vm_to_pu | va_to_degree | loading_percent
0 | 0.006814 | 0.0017025 | -0.0068126 | -0.0017021 | 1.3316e-06 | 4.3522e-07 | 0.010351 | 0.010351 | 0.010351 | 0.97941 | -0.3955 | 0.9792 | -0.39961 | 2.8436
1 | -0.0093441 | -0.0023366 | 0.0093451 | 0.0023371 | 9.7939e-07 | 4.6367e-07 | 0.014195 | 0.014195 | 0.014195 | 0.97941 | -0.3955 | 0.97952 | -0.39329 | 3.8996
2 | 0.0056147 | 0.0014019 | -0.0056041 | -0.0014 | 1.0558e-05 | 1.9008e-06 | 0.0085303 | 0.008532 | 0.008532 | 0.9792 | -0.39961 | 0.97719 | -0.43922 | 2.344
3 | 0.0036262 | 0.00090811 | -0.0036255 | -0.00090846 | 7.4292e-07 | -3.4615e-07 | 0.0055085 | 0.0055088 | 0.0055088 | 0.97952 | -0.39329 | 0.9793 | -0.3976 | 1.5134
4 | -0.012971 | -0.0032452 | 0.012997 | 0.0032596 | 2.6014e-05 | 1.4395e-05 | 0.019703 | 0.019702 | 0.019703 | 0.97952 | -0.39329 | 0.98167 | -0.35122 | 5.4129
5 | 0.005399 | 0.0013486 | -0.0053863 | -0.0013467 | 1.275e-05 | 1.8738e-06 | 0.0082197 | 0.008222 | 0.008222 | 0.97719 | -0.43922 | 0.97467 | -0.48896 | 2.2588
6 | 0.0036255 | 0.00090846 | -0.0036253 | -0.00090857 | 2.474e-07 | -1.1517e-07 | 0.0055088 | 0.0055089 | 0.0055089 | 0.9793 | -0.3976 | 0.97923 | -0.39903 | 1.5134
7 | -0.014116 | -0.00354 | 0.014119 | 0.0035416 | 2.7615e-06 | 1.564e-06 | 0.021398 | 0.021398 | 0.021398 | 0.98167 | -0.35122 | 0.98188 | -0.34712 | 5.8786
8 | -0.015502 | -0.0038881 | 0.015502 | 0.0038883 | 4.0199e-07 | 2.3271e-07 | 0.023494 | 0.023494 | 0.023494 | 0.98188 | -0.34712 | 0.9819 | -0.34657 | 6.4543
9 | 0.005162 | 0.0012905 | -0.0051617 | -0.0012904 | 2.6126e-07 | 2.7363e-08 | 0.0078795 | 0.0078796 | 0.0078796 | 0.97467 | -0.48896 | 0.97462 | -0.49003 | 2.1647
10 | -0.045188 | -0.011427 | 0.045204 | 0.011434 | 1.6187e-05 | 7.3029e-06 | 0.067673 | 0.067671 | 0.067673 | 0.99414 | -0.11117 | 0.99453 | -0.10371 | 3.7183
11 | 0.045188 | 0.011427 | -0.045135 | -0.011402 | 5.3301e-05 | 2.4066e-05 | 0.067673 | 0.067676 | 0.067676 | 0.99414 | -0.11117 | 0.99286 | -0.13579 | 3.7185
12 | -0.047458 | -0.011999 | 0.04748 | 0.012009 | 2.1359e-05 | 1.0007e-05 | 0.071044 | 0.071043 | 0.071044 | 0.99453 | -0.10371 | 0.99502 | -0.094326 | 3.9035
13 | 0.045135 | 0.011402 | -0.04512 | -0.011396 | 1.457e-05 | 6.5832e-06 | 0.067676 | 0.067677 | 0.067677 | 0.99286 | -0.13579 | 0.99251 | -0.14252 | 3.7185
14 | -0.0018263 | -0.00045638 | 0.0018263 | 0.00045631 | 2.0446e-08 | -7.4204e-08 | 0.0027889 | 0.0027889 | 0.0027889 | 0.97425 | -0.4974 | 0.97426 | -0.49717 | 0.76619
15 | 0.00063911 | 0.00015884 | -0.00063911 | -0.00015908 | 6.9388e-09 | -2.3758e-07 | 0.00097567 | 0.00097576 | 0.00097576 | 0.97425 | -0.4974 | 0.97423 | -0.49763 | 0.26807
16 | -0.0018263 | -0.00045631 | 0.0018265 | 0.00045577 | 1.4793e-07 | -5.3699e-07 | 0.0027889 | 0.0027887 | 0.0027889 | 0.97426 | -0.49717 | 0.97434 | -0.49546 | 0.76618
17 | 0.00063911 | 0.00015908 | -0.00063909 | -0.00015951 | 1.2527e-08 | -4.2878e-07 | 0.00097576 | 0.00097591 | 0.00097591 | 0.97423 | -0.49763 | 0.97421 | -0.49805 | 0.26811
18 | -0.0024498 | -0.00061145 | 0.0024498 | 0.00061134 | 6.3469e-08 | -1.1006e-07 | 0.0037404 | 0.0037403 | 0.0037404 | 0.97434 | -0.49546 | 0.97437 | -0.49492 | 1.0276
19 | 0.0006233 | 0.00015568 | -0.00062329 | -0.00015595 | 7.569e-09 | -2.7267e-07 | 0.00095171 | 0.00095181 | 0.00095181 | 0.97434 | -0.49546 | 0.97433 | -0.49572 | 0.26149
20 | 0.00034143 | 8.5399e-05 | -0.00034143 | -8.5569e-05 | 1.3989e-09 | -1.6991e-07 | 0.00052143 | 0.0005215 | 0.0005215 | 0.97421 | -0.49805 | 0.97421 | -0.49813 | 0.14327
21 | 0.00029767 | 7.4108e-05 | -0.00029766 | -7.4602e-05 | 3.0825e-09 | -4.9334e-07 | 0.00045448 | 0.00045466 | 0.00045466 | 0.97421 | -0.49805 | 0.9742 | -0.49826 | 0.12491
22 | -0.0031785 | -0.00079397 | 0.0031786 | 0.00079389 | 1.0318e-07 | -7.9477e-08 | 0.0048532 | 0.0048531 | 0.0048532 | 0.97437 | -0.49492 | 0.97441 | -0.49424 | 1.3333
23 | 0.00033439 | 8.3547e-05 | -0.00033438 | -8.3805e-05 | 2.0305e-09 | -2.5733e-07 | 0.00051059 | 0.00051068 | 0.00051068 | 0.97433 | -0.49572 | 0.97432 | -0.49585 | 0.1403
24 | 0.0012336 | 0.000309 | -0.0012335 | -0.00030916 | 1.7607e-08 | -1.5354e-07 | 0.0018837 | 0.0018838 | 0.0018838 | 0.97441 | -0.49424 | 0.97439 | -0.49453 | 0.51752
25 | -0.0044122 | -0.0011029 | 0.0044131 | 0.0011028 | 8.8238e-07 | -8.1246e-08 | 0.0067368 | 0.0067366 | 0.0067368 | 0.97441 | -0.49424 | 0.97462 | -0.49003 | 1.8508
26 | 0.015876 | 0.004003 | -0.015871 | -0.0040001 | 5.0495e-06 | 2.9383e-06 | 0.024078 | 0.024078 | 0.024078 | 0.98146 | -0.35626 | 0.98112 | -0.3629 | 6.6149
27 | -0.016537 | -0.0041687 | 0.016543 | 0.0041724 | 6.3585e-06 | 3.7286e-06 | 0.02508 | 0.02508 | 0.02508 | 0.98146 | -0.35626 | 0.98188 | -0.34822 | 6.8902
28 | 0.014739 | 0.0037179 | -0.014737 | -0.0037166 | 2.3447e-06 | 1.3427e-06 | 0.022363 | 0.022363 | 0.022363 | 0.98112 | -0.3629 | 0.98095 | -0.36623 | 6.1437
29 | 0.0011312 | 0.00028213 | -0.0011312 | -0.00028226 | 1.2127e-08 | -1.3105e-07 | 0.0017152 | 0.0017152 | 0.0017152 | 0.98112 | -0.3629 | 0.98111 | -0.36313 | 0.47122
30 | 0.0012187 | 0.00030397 | -0.0012186 | -0.00030432 | 3.76e-08 | -3.4791e-07 | 0.0018463 | 0.0018465 | 0.0018465 | 0.98188 | -0.34822 | 0.98184 | -0.34887 | 0.50727
31 | -0.017762 | -0.0044764 | 0.017768 | 0.00448 | 6.0504e-06 | 3.5907e-06 | 0.026927 | 0.026926 | 0.026927 | 0.98188 | -0.34822 | 0.98224 | -0.34111 | 7.3974
32 | 0.01452 | 0.0036621 | -0.014519 | -0.0036615 | 1.1502e-06 | 6.5637e-07 | 0.022033 | 0.022033 | 0.022033 | 0.98095 | -0.36623 | 0.98087 | -0.36788 | 6.0531
33 | 0.0011312 | 0.00028226 | -0.0011312 | -0.00028236 | 8.7322e-09 | -9.4362e-08 | 0.0017152 | 0.0017153 | 0.0017153 | 0.98111 | -0.36313 | 0.9811 | -0.36329 | 0.47123
34 | 0.00036325 | 9.0643e-05 | -0.00036325 | -9.0969e-05 | 2.9429e-09 | -3.257e-07 | 0.00055038 | 0.00055049 | 0.00055049 | 0.98184 | -0.34887 | 0.98183 | -0.34904 | 0.15123
35 | 0.00085536 | 0.00021368 | -0.00085536 | -0.00021379 | 5.9104e-09 | -1.1487e-07 | 0.0012961 | 0.0012961 | 0.0012961 | 0.98184 | -0.34887 | 0.98183 | -0.34902 | 0.35608
36 | -0.017958 | -0.0045276 | 0.01796 | 0.004529 | 2.3521e-06 | 1.3982e-06 | 0.027214 | 0.027214 | 0.027214 | 0.98224 | -0.34111 | 0.98238 | -0.33837 | 7.4764
37 | 0.0078379 | 0.0019646 | -0.0078363 | -0.001964 | 1.5299e-06 | 5.9963e-07 | 0.011768 | 0.011768 | 0.011768 | 0.99105 | -0.17061 | 0.99084 | -0.17471 | 3.2331
38 | 0.024875 | 0.006318 | -0.024786 | -0.0062696 | 8.9259e-05 | 4.8379e-05 | 0.037378 | 0.037381 | 0.037381 | 0.99105 | -0.17061 | 0.98717 | -0.24541 | 5.1348
39 | -0.032713 | -0.0082826 | 0.032715 | 0.0082833 | 2.4162e-06 | 6.8694e-07 | 0.049146 | 0.049146 | 0.049146 | 0.99105 | -0.17061 | 0.99113 | -0.16907 | 2.7003
40 | 0.024609 | 0.0062254 | -0.024603 | -0.0062215 | 6.2823e-06 | 3.8652e-06 | 0.037115 | 0.037115 | 0.037115 | 0.98717 | -0.24541 | 0.9869 | -0.25073 | 10.1965
41 | -0.034074 | -0.0086239 | 0.03408 | 0.0086255 | 5.2139e-06 | 1.6268e-06 | 0.051187 | 0.051186 | 0.051187 | 0.99113 | -0.16907 | 0.9913 | -0.16588 | 2.8125
42 | 0.013746 | 0.0034678 | -0.013743 | -0.0034661 | 3.0671e-06 | 1.7258e-06 | 0.020861 | 0.020861 | 0.020861 | 0.98087 | -0.36788 | 0.98063 | -0.37254 | 5.7311
43 | 0.00087401 | 0.0002179 | -0.000874 | -0.00021801 | 6.246e-09 | -1.1577e-07 | 0.0013252 | 0.0013252 | 0.0013252 | 0.9811 | -0.36329 | 0.98109 | -0.36344 | 0.36407
44 | 0.00018874 | 4.7234e-05 | -0.00018874 | -4.7304e-05 | 1.688e-10 | -6.9478e-08 | 0.00028603 | 0.00028605 | 0.00028605 | 0.98183 | -0.34904 | 0.98183 | -0.34906 | 0.078585
45 | 0.00066171 | 0.00016526 | -0.0006617 | -0.00016543 | 5.3899e-09 | -1.7736e-07 | 0.0010026 | 0.0010027 | 0.0010027 | 0.98183 | -0.34902 | 0.98183 | -0.34919 | 0.27547
46 | -0.018132 | -0.004572 | 0.018138 | 0.0045758 | 6.4034e-06 | 3.8117e-06 | 0.027474 | 0.027474 | 0.027474 | 0.98238 | -0.33837 | 0.98276 | -0.33099 | 7.5478
47 | 0.013743 | 0.0034661 | -0.013742 | -0.0034658 | 5.4621e-07 | 3.0735e-07 | 0.020861 | 0.020861 | 0.020861 | 0.98063 | -0.37254 | 0.98059 | -0.37337 | 5.7311
48 | 0.00071257 | 0.00017756 | -0.00071257 | -0.0001777 | 4.9987e-09 | -1.4101e-07 | 0.0010804 | 0.0010804 | 0.0010804 | 0.98109 | -0.36344 | 0.98109 | -0.36359 | 0.29682
49 | 0.0006617 | 0.00016543 | -0.00066169 | -0.00016584 | 1.2192e-08 | -4.0107e-07 | 0.0010027 | 0.0010029 | 0.0010029 | 0.98183 | -0.34919 | 0.98181 | -0.34958 | 0.27551
50 | -0.018361 | -0.0046317 | 0.018364 | 0.0046332 | 2.5936e-06 | 1.5466e-06 | 0.027812 | 0.027812 | 0.027812 | 0.98276 | -0.33099 | 0.98291 | -0.32804 | 7.6405
51 | 0.0094218 | 0.0023592 | -0.0094193 | -0.002358 | 2.5137e-06 | 1.2097e-06 | 0.014425 | 0.014425 | 0.014425 | 0.97187 | -0.54452 | 0.97159 | -0.55013 | 3.9629
52 | -0.011415 | -0.0028588 | 0.011429 | 0.0028664 | 1.426e-05 | 7.5818e-06 | 0.017477 | 0.017476 | 0.017477 | 0.97187 | -0.54452 | 0.9732 | -0.51831 | 4.8013
53 | 0.0048972 | 0.0012258 | -0.004897 | -0.0012258 | 2.3125e-07 | 1.2224e-08 | 0.0074996 | 0.0074997 | 0.0074997 | 0.97159 | -0.55013 | 0.97154 | -0.55112 | 2.0604
54 | 0.0045221 | 0.0011322 | -0.0045217 | -0.0011322 | 3.1355e-07 | -1.5226e-08 | 0.0069252 | 0.0069253 | 0.0069253 | 0.97159 | -0.55013 | 0.97152 | -0.55158 | 1.9026
55 | 0.00034377 | 8.3172e-05 | -0.00034375 | -8.5863e-05 | 2.2512e-08 | -2.6913e-06 | 0.00052457 | 0.00052553 | 0.00052553 | 0.9732 | -0.51831 | 0.97313 | -0.51971 | 0.14438
56 | -0.011773 | -0.0029496 | 0.011842 | 0.0029867 | 6.9052e-05 | 3.7086e-05 | 0.018001 | 0.017998 | 0.018001 | 0.9732 | -0.51831 | 0.97943 | -0.39584 | 4.9453
57 | 0.00020725 | 5.1825e-05 | -0.00020725 | -5.1943e-05 | 3.5853e-10 | -1.1729e-07 | 0.00031739 | 0.00031743 | 0.00031743 | 0.97154 | -0.55112 | 0.97154 | -0.55116 | 0.087206
58 | 0.0046897 | 0.001174 | -0.0046894 | -0.001174 | 3.6348e-07 | -2.7965e-11 | 0.0071823 | 0.0071824 | 0.0071824 | 0.97154 | -0.55112 | 0.97146 | -0.55275 | 1.9732
59 | 0.003889 | 0.00097403 | -0.0038886 | -0.00097413 | 3.448e-07 | -1.0021e-07 | 0.0059563 | 0.0059564 | 0.0059564 | 0.97152 | -0.55158 | 0.97142 | -0.55345 | 1.6364
60 | 0.00063276 | 0.0001582 | -0.00063275 | -0.00015844 | 7.1057e-09 | -2.453e-07 | 0.00096902 | 0.00096911 | 0.00096911 | 0.97152 | -0.55158 | 0.97151 | -0.55182 | 0.26624
61 | 0.00034375 | 8.5863e-05 | -0.00034375 | -8.6152e-05 | 2.4193e-09 | -2.8861e-07 | 0.00052553 | 0.00052563 | 0.00052563 | 0.97313 | -0.51971 | 0.97312 | -0.51986 | 0.1444
62 | -0.012056 | -0.0030401 | 0.012057 | 0.0030411 | 1.8431e-06 | 9.9531e-07 | 0.018322 | 0.018322 | 0.018322 | 0.97943 | -0.39584 | 0.9796 | -0.39264 | 5.0336
63 | -0.012216 | -0.003081 | 0.01222 | 0.0030831 | 3.9612e-06 | 2.1492e-06 | 0.018564 | 0.018564 | 0.018564 | 0.9796 | -0.39264 | 0.97995 | -0.38587 | 5.1
64 | 0.0039732 | 0.00099446 | -0.0039727 | -0.0009946 | 5.4022e-07 | -1.3581e-07 | 0.0060854 | 0.0060856 | 0.0060856 | 0.97146 | -0.55275 | 0.97132 | -0.5556 | 1.6719
65 | 0.0029879 | 0.00074838 | -0.0029878 | -0.00074853 | 1.5434e-07 | -1.4446e-07 | 0.0045767 | 0.0045768 | 0.0045768 | 0.97142 | -0.55345 | 0.97137 | -0.55453 | 1.2574
66 | 0.00046673 | 0.00011684 | -0.00046673 | -0.00011697 | 2.1354e-09 | -1.3662e-07 | 0.00071482 | 0.00071487 | 0.00071487 | 0.97151 | -0.55182 | 0.9715 | -0.55192 | 0.19639
67 | 0.0034961 | 0.00087516 | -0.003496 | -0.00087521 | 1.0321e-07 | -5.2714e-08 | 0.0053555 | 0.0053555 | 0.0053555 | 0.97132 | -0.5556 | 0.97128 | -0.55622 | 1.4713
68 | 0.0029878 | 0.00074853 | -0.0029876 | -0.00074869 | 1.7298e-07 | -1.6187e-07 | 0.0045768 | 0.0045769 | 0.0045769 | 0.97137 | -0.55453 | 0.97131 | -0.55575 | 1.2574
69 | -0.018507 | -0.0046692 | 0.018514 | 0.0046731 | 6.6964e-06 | 3.9975e-06 | 0.028028 | 0.028028 | 0.028028 | 0.98291 | -0.32804 | 0.9833 | -0.32049 | 7.7001
70 | 0.0024112 | 0.00060153 | -0.0024111 | -0.00060171 | 9.4595e-08 | -1.799e-07 | 0.0036479 | 0.003648 | 0.003648 | 0.9833 | -0.32049 | 0.98326 | -0.32132 | 1.0022
71 | -0.020925 | -0.0052747 | 0.020928 | 0.0052768 | 3.4406e-06 | 2.086e-06 | 0.031676 | 0.031676 | 0.031676 | 0.9833 | -0.32049 | 0.98348 | -0.31705 | 8.7023
72 | 0.0022593 | 0.00056388 | -0.0022593 | -0.00056397 | 3.9879e-08 | -8.9908e-08 | 0.0034183 | 0.0034184 | 0.0034184 | 0.98326 | -0.32132 | 0.98324 | -0.32169 | 0.93911
73 | 0.0001518 | 3.7834e-05 | -0.0001518 | -3.8044e-05 | 3.279e-10 | -2.1001e-07 | 0.00022965 | 0.00022972 | 0.00022972 | 0.98326 | -0.32132 | 0.98326 | -0.32136 | 0.063111
74 | -0.020928 | -0.0052768 | 0.020935 | 0.0052809 | 6.8167e-06 | 4.1327e-06 | 0.031676 | 0.031676 | 0.031676 | 0.98348 | -0.31705 | 0.98383 | -0.31025 | 8.7023
75 | 0.002059 | 0.00051378 | -0.002059 | -0.00051379 | 3.7321e-09 | -1.0617e-08 | 0.0031153 | 0.0031153 | 0.0031153 | 0.98324 | -0.32169 | 0.98324 | -0.32173 | 0.85584
76 | -0.021133 | -0.0053305 | 0.021134 | 0.0053313 | 1.1825e-06 | 7.1762e-07 | 0.031976 | 0.031976 | 0.031976 | 0.98383 | -0.31025 | 0.98389 | -0.30908 | 8.7845
77 | 0.012787 | 0.0032273 | -0.012782 | -0.0032246 | 4.8975e-06 | 2.6974e-06 | 0.019412 | 0.019412 | 0.019412 | 0.98059 | -0.37337 | 0.98018 | -0.38137 | 5.3329
78 | 0.00095541 | 0.00023846 | -0.0009554 | -0.00023876 | 1.9064e-08 | -2.9301e-07 | 0.0014495 | 0.0014496 | 0.0014496 | 0.98059 | -0.37337 | 0.98056 | -0.37379 | 0.39824
79 | 0.012567 | 0.0031707 | -0.012565 | -0.0031698 | 1.4826e-06 | 8.1209e-07 | 0.019085 | 0.019085 | 0.019085 | 0.98018 | -0.38137 | 0.98005 | -0.38384 | 5.2432
80 | 0.00072314 | 0.00018055 | -0.00072313 | -0.0001808 | 9.2331e-09 | -2.5209e-07 | 0.0010971 | 0.0010972 | 0.0010972 | 0.98056 | -0.37379 | 0.98055 | -0.37406 | 0.30143
81 | 0.012377 | 0.0031228 | -0.012376 | -0.0031221 | 1.2043e-06 | 6.5626e-07 | 0.0188 | 0.0188 | 0.0188 | 0.98005 | -0.38384 | 0.97995 | -0.38587 | 5.1649
82 | 0.0005549 | 0.00013864 | -0.0005549 | -0.0001388 | 3.4255e-09 | -1.6035e-07 | 0.00084193 | 0.00084199 | 0.00084199 | 0.98055 | -0.37406 | 0.98054 | -0.37419 | 0.23132
83 | 0.0031847 | 0.00079721 | -0.0031847 | -0.00079722 | 1.7824e-08 | -1.3308e-08 | 0.0048787 | 0.0048787 | 0.0048787 | 0.97128 | -0.55622 | 0.97128 | -0.55634 | 1.3403
84 | 0.0029003 | 0.00072594 | -0.0029003 | -0.00072599 | 4.9332e-08 | -5.0904e-08 | 0.004443 | 0.004443 | 0.004443 | 0.97128 | -0.55634 | 0.97126 | -0.5567 | 1.2206
85 | -0.00017213 | -4.314e-05 | 0.00017213 | 4.2927e-05 | 4.3111e-10 | -2.1231e-07 | 0.00026121 | 0.00026114 | 0.00026121 | 0.98054 | -0.37428 | 0.98054 | -0.37422 | 0.071762
86 | -0.00035854 | -8.9647e-05 | 0.00035854 | 8.9586e-05 | 5.4111e-10 | -6.115e-08 | 0.00054403 | 0.00054401 | 0.00054403 | 0.98054 | -0.37422 | 0.98054 | -0.37419 | 0.14946
87 | 0.001183 | 0.00029608 | -0.001183 | -0.00029649 | 4.2918e-08 | -4.0372e-07 | 0.0018123 | 0.0018125 | 0.0018125 | 0.97126 | -0.5567 | 0.97122 | -0.55746 | 0.49793
88 | 0.0017172 | 0.00042991 | -0.0017171 | -0.00043035 | 1.071e-07 | -4.4213e-07 | 0.0026307 | 0.0026309 | 0.0026309 | 0.97126 | -0.5567 | 0.97119 | -0.55801 | 0.72277
89 | -0.00025866 | -6.4827e-05 | 0.00025866 | 6.4757e-05 | 3.32e-10 | -6.9576e-08 | 0.00039626 | 0.00039624 | 0.00039626 | 0.97131 | -0.55577 | 0.97131 | -0.55575 | 0.10886
90 | 0.0014621 | 0.00036443 | -0.0014621 | -0.0003646 | 2.7376e-08 | -1.7167e-07 | 0.0022121 | 0.0022122 | 0.0022122 | 0.9832 | -0.32237 | 0.98318 | -0.32277 | 0.60775
91 | -0.0016815 | -0.00041942 | 0.0016815 | 0.00041942 | 3.6771e-10 | -1.6863e-09 | 0.0025442 | 0.0025442 | 0.0025442 | 0.9832 | -0.32237 | 0.9832 | -0.32237 | 0.69894
92 | 0.0012734 | 0.00031731 | -0.0012734 | -0.00031743 | 1.4808e-08 | -1.2544e-07 | 0.0019266 | 0.0019266 | 0.0019266 | 0.98318 | -0.32277 | 0.98317 | -0.32301 | 0.52929
93 | -0.0016815 | -0.00041942 | 0.0016815 | 0.0004193 | 2.4936e-08 | -1.1433e-07 | 0.0025442 | 0.0025441 | 0.0025442 | 0.9832 | -0.32237 | 0.98322 | -0.32206 | 0.69894
94 | 0.00073337 | 0.00018237 | -0.00073336 | -0.00018258 | 7.8552e-09 | -2.1078e-07 | 0.0011094 | 0.0011095 | 0.0011095 | 0.98317 | -0.32301 | 0.98316 | -0.32324 | 0.30481
95 | 0.00054001 | 0.00013507 | -0.00054001 | -0.00013512 | 9.8583e-10 | -4.929e-08 | 0.0008172 | 0.00081721 | 0.00081721 | 0.98317 | -0.32301 | 0.98317 | -0.32305 | 0.22451
96 | -0.0018319 | -0.00045699 | 0.001832 | 0.00045688 | 2.8738e-08 | -1.0813e-07 | 0.0027717 | 0.0027717 | 0.0027717 | 0.98322 | -0.32206 | 0.98324 | -0.32173 | 0.76146
97 | 0.00056295 | 0.00013987 | -0.00056295 | -0.00014 | 2.8383e-09 | -1.3052e-07 | 0.0008516 | 0.00085164 | 0.00085164 | 0.98316 | -0.32324 | 0.98315 | -0.32335 | 0.23397
98 | 0.00029602 | 7.3967e-05 | -0.00029602 | -7.4015e-05 | 2.8459e-10 | -4.7782e-08 | 0.00044794 | 0.00044796 | 0.00044796 | 0.98317 | -0.32305 | 0.98317 | -0.32307 | 0.12306
99 | 0.00041227 | 0.00010253 | -0.00041227 | -0.00010274 | 2.4345e-09 | -2.1005e-07 | 0.0006237 | 0.00062378 | 0.00062378 | 0.98315 | -0.32335 | 0.98315 | -0.32347 | 0.17137
100 | 0.00015068 | 3.7465e-05 | -0.00015068 | -3.7763e-05 | 4.5779e-10 | -2.9751e-07 | 0.00022794 | 0.00022805 | 0.00022805 | 0.98315 | -0.32335 | 0.98315 | -0.32341 | 0.062651
101 | 0.00014539 | 3.6266e-05 | -0.00014539 | -3.6439e-05 | 2.4816e-10 | -1.732e-07 | 0.00021999 | 0.00022005 | 0.00022005 | 0.98317 | -0.32307 | 0.98317 | -0.32311 | 0.060454
102 | 0.00026615 | 6.6293e-05 | -0.00026615 | -6.6703e-05 | 1.9714e-09 | -4.0971e-07 | 0.00040268 | 0.00040282 | 0.00040282 | 0.98315 | -0.32347 | 0.98314 | -0.32363 | 0.11067
103 | 0.00014612 | 3.6451e-05 | -0.00014612 | -3.6622e-05 | 2.4672e-10 | -1.7047e-07 | 0.0002211 | 0.00022116 | 0.00022116 | 0.98315 | -0.32347 | 0.98315 | -0.32351 | 0.060758
104 | -0.00036898 | -9.1705e-05 | 0.00036898 | 9.1581e-05 | 1.1375e-09 | -1.2389e-07 | 0.00055688 | 0.00055683 | 0.00055688 | 0.98545 | -0.27879 | 0.98545 | -0.27873 | 0.15299
105 | 0.00020912 | 5.1641e-05 | -0.00020912 | -5.1726e-05 | 2.5065e-10 | -8.5382e-08 | 0.0003155 | 0.00031553 | 0.00031553 | 0.98545 | -0.27879 | 0.98545 | -0.27882 | 0.086683
106 | -0.00057833 | -0.00014405 | 0.00057833 | 0.00014395 | 2.1554e-09 | -9.4718e-08 | 0.00087295 | 0.00087291 | 0.00087295 | 0.98545 | -0.27873 | 0.98545 | -0.27865 | 0.23982
107 | 0.00020912 | 5.1726e-05 | -0.00020912 | -5.241e-05 | 2.0083e-09 | -6.8352e-07 | 0.00031553 | 0.00031577 | 0.00031577 | 0.98545 | -0.27882 | 0.98543 | -0.27902 | 0.08675
108 | -0.023252 | -0.0058718 | 0.023263 | 0.0058788 | 1.1543e-05 | 7.0693e-06 | 0.035126 | 0.035125 | 0.035126 | 0.98545 | -0.27865 | 0.98599 | -0.26829 | 9.6499
109 | 0.022673 | 0.0057278 | -0.022673 | -0.0057275 | 5.2428e-07 | 3.2036e-07 | 0.034253 | 0.034253 | 0.034253 | 0.98545 | -0.27865 | 0.98543 | -0.27913 | 9.4101
110 | -0.023462 | -0.0059287 | 0.023472 | 0.0059348 | 9.876e-06 | 6.0528e-06 | 0.035426 | 0.035426 | 0.035426 | 0.98599 | -0.26829 | 0.98644 | -0.25952 | 9.7323
111 | 0.022494 | 0.0056827 | -0.022491 | -0.0056805 | 3.6355e-06 | 2.2198e-06 | 0.033983 | 0.033983 | 0.033983 | 0.98543 | -0.27913 | 0.98526 | -0.2825 | 9.3359
112 | -0.00018898 | -4.7362e-05 | 0.00018898 | 4.7135e-05 | 5.4833e-10 | -2.2727e-07 | 0.00028574 | 0.00028566 | 0.00028574 | 0.98412 | -0.30455 | 0.98412 | -0.30448 | 0.0785
113 | -0.0004003 | -0.0001001 | 0.0004003 | 0.00010004 | 6.1973e-10 | -5.6939e-08 | 0.00060518 | 0.00060516 | 0.00060518 | 0.98412 | -0.30448 | 0.98412 | -0.30445 | 0.16626
114 | -0.024169 | -0.0061092 | 0.024171 | 0.0061101 | 1.4858e-06 | 9.1289e-07 | 0.036477 | 0.036477 | 0.036477 | 0.98644 | -0.25952 | 0.98651 | -0.25823 | 10.0212
115 | 0.00069715 | 0.00017439 | -0.00069714 | -0.00017452 | 4.2407e-09 | -1.2785e-07 | 0.0010515 | 0.0010516 | 0.0010516 | 0.98644 | -0.25952 | 0.98643 | -0.25964 | 0.28889
116 | 0.022162 | 0.0055981 | -0.022148 | -0.0055895 | 1.411e-05 | 8.6031e-06 | 0.033486 | 0.033486 | 0.033486 | 0.98526 | -0.2825 | 0.98457 | -0.29579 | 9.1996
117 | -0.021804 | -0.0055004 | 0.021813 | 0.005506 | 9.0414e-06 | 5.5047e-06 | 0.032981 | 0.032981 | 0.032981 | 0.98412 | -0.30445 | 0.98457 | -0.29579 | 9.0606
118 | 0.021404 | 0.0054004 | -0.021399 | -0.0053975 | 4.745e-06 | 2.8834e-06 | 0.032376 | 0.032376 | 0.032376 | 0.98412 | -0.30445 | 0.98389 | -0.30908 | 8.8944
119 | 0.00033483 | 8.3547e-05 | -0.00033483 | -8.3823e-05 | 2.093e-09 | -2.7593e-07 | 0.00050591 | 0.00050601 | 0.00050601 | 0.98457 | -0.29579 | 0.98456 | -0.29593 | 0.13901
120 | 0.0001449 | 3.6222e-05 | -0.0001449 | -3.6316e-05 | 1.3206e-10 | -9.331e-08 | 0.00021896 | 0.000219 | 0.000219 | 0.98456 | -0.29593 | 0.98456 | -0.29595 | 0.060164
121 | -0.00017289 | -4.333e-05 | 0.00017289 | 4.3193e-05 | 2.7955e-10 | -1.3674e-07 | 0.00026223 | 0.00026218 | 0.00026223 | 0.98106 | -0.36407 | 0.98106 | -0.36404 | 0.07204
122 | -0.00017289 | -4.3193e-05 | 0.00017289 | 4.3045e-05 | 3.024e-10 | -1.4797e-07 | 0.00026218 | 0.00026212 | 0.00026218 | 0.98106 | -0.36404 | 0.98107 | -0.364 | 0.072026
123 | -0.024342 | -0.006153 | 0.024351 | 0.0061584 | 8.7566e-06 | 5.3832e-06 | 0.036735 | 0.036735 | 0.036735 | 0.98651 | -0.25823 | 0.9869 | -0.25073 | 10.0922
124 | 0.00050201 | 0.00012562 | -0.00050201 | -0.00012571 | 1.5445e-09 | -9.071e-08 | 0.0007572 | 0.00075723 | 0.00075723 | 0.98643 | -0.25964 | 0.98643 | -0.25971 | 0.20803
125 | -0.00021114 | -5.2916e-05 | 0.00021114 | 5.2808e-05 | 3.2246e-10 | -1.0801e-07 | 0.0003185 | 0.00031846 | 0.0003185 | 0.98643 | -0.25974 | 0.98643 | -0.25971 | 0.0875
126 | 0.00052673 | 0.00013112 | -0.00052672 | -0.00013153 | 7.8771e-09 | -4.1081e-07 | 0.00079858 | 0.00079872 | 0.00079872 | 0.98109 | -0.36359 | 0.98107 | -0.36391 | 0.21943
127 | 0.00033608 | 8.3755e-05 | -0.00033608 | -8.3945e-05 | 1.4762e-09 | -1.9046e-07 | 0.00050958 | 0.00050965 | 0.00050965 | 0.98107 | -0.36391 | 0.98107 | -0.364 | 0.14001
128 | 0.16793 | 0.042537 | -0.16777 | -0.042436 | 0.00016163 | 0.00010131 | 0.25371 | 0.25371 | 0.25371 | 0.98554 | -0.27581 | 0.9845 | -0.29587 | 13.9404
129 | -0.17125 | -0.043368 | 0.17127 | 0.043383 | 2.3802e-05 | 1.4931e-05 | 0.25872 | 0.25872 | 0.25872 | 0.98554 | -0.27581 | 0.98569 | -0.27292 | 14.2153
130 | 0.16699 | 0.042241 | -0.16697 | -0.042227 | 2.3066e-05 | 1.4456e-05 | 0.25254 | 0.25254 | 0.25254 | 0.9845 | -0.29587 | 0.98435 | -0.29875 | 13.8758
131 | -0.17952 | -0.04545 | 0.17954 | 0.045466 | 2.6676e-05 | 1.6764e-05 | 0.27117 | 0.27117 | 0.27117 | 0.98569 | -0.27292 | 0.98585 | -0.26982 | 14.8993
132 | 0.14587 | 0.036919 | -0.1457 | -0.036813 | 0.00017006 | 0.00010588 | 0.22063 | 0.22063 | 0.22063 | 0.98435 | -0.29875 | 0.9831 | -0.32307 | 12.1227
133 | 0.021103 | 0.0053073 | -0.021075 | -0.0052905 | 2.771e-05 | 1.6813e-05 | 0.031907 | 0.031907 | 0.031907 | 0.98435 | -0.29875 | 0.98294 | -0.32628 | 8.7658
134 | 0.012978 | 0.0032536 | -0.012975 | -0.0032519 | 2.9485e-06 | 1.6258e-06 | 0.019589 | 0.019589 | 0.019589 | 0.98585 | -0.26982 | 0.9856 | -0.27459 | 5.3816
135 | -0.19252 | -0.04872 | 0.19266 | 0.048804 | 0.00013405 | 8.4442e-05 | 0.29076 | 0.29075 | 0.29076 | 0.98585 | -0.26982 | 0.9866 | -0.25533 | 15.9756
136 | 0.14384 | 0.036349 | -0.14383 | -0.036343 | 1.0369e-05 | 6.4514e-06 | 0.21783 | 0.21783 | 0.21783 | 0.9831 | -0.32307 | 0.98302 | -0.32457 | 11.9686
137 | 0.016782 | 0.0042145 | -0.016772 | -0.0042085 | 1.0136e-05 | 5.9569e-06 | 0.025408 | 0.025408 | 0.025408 | 0.98294 | -0.32628 | 0.98229 | -0.33894 | 6.9803
138 | 0.0079472 | 0.0019919 | -0.0079463 | -0.0019915 | 8.9742e-07 | 3.6252e-07 | 0.011998 | 0.011998 | 0.011998 | 0.9856 | -0.27459 | 0.98548 | -0.27696 | 3.2963
139 | -0.19266 | -0.048804 | 0.19296 | 0.048999 | 0.00030898 | 0.00019463 | 0.29075 | 0.29075 | 0.29075 | 0.9866 | -0.25533 | 0.98833 | -0.22199 | 15.9755
140 | 0.1413 | 0.035707 | -0.14124 | -0.035673 | 5.4849e-05 | 3.4092e-05 | 0.21399 | 0.21399 | 0.21399 | 0.98302 | -0.32457 | 0.98261 | -0.33267 | 11.7577
141 | 0.01621 | 0.0040678 | -0.016204 | -0.0040644 | 5.8954e-06 | 3.4432e-06 | 0.024558 | 0.024558 | 0.024558 | 0.98229 | -0.33894 | 0.9819 | -0.34657 | 6.7467
142 | 0.0064839 | 0.001625 | -0.0064835 | -0.0016249 | 3.8482e-07 | 1.0988e-07 | 0.0097903 | 0.0097903 | 0.0097903 | 0.98548 | -0.27696 | 0.98542 | -0.27821 | 2.6897
143 | 0.13951 | 0.03558 | -0.13909 | -0.035312 | 0.00041879 | 0.00026771 | 0.21027 | 0.21027 | 0.21027 | 0.98833 | -0.22199 | 0.98509 | -0.28437 | 57.7652
144 | -0.33247 | -0.084579 | 0.3328 | 0.084789 | 0.00032947 | 0.00020974 | 0.50102 | 0.50102 | 0.50102 | 0.98833 | -0.22199 | 0.9894 | -0.20145 | 27.5285
145 | -0.0067452 | -0.0016904 | 0.0067454 | 0.0016905 | 1.5715e-07 | 5.1996e-08 | 0.010333 | 0.010333 | 0.010333 | 0.97133 | -0.55335 | 0.97135 | -0.55286 | 2.8388
146 | 0.0046837 | 0.0011737 | -0.0046833 | -0.0011737 | 3.8671e-07 | -4.2099e-10 | 0.007175 | 0.0071751 | 0.0071751 | 0.97133 | -0.55335 | 0.97124 | -0.55508 | 1.9712
147 | -0.0076808 | -0.0019249 | 0.0076832 | 0.0019259 | 2.3858e-06 | 9.5787e-07 | 0.011766 | 0.011766 | 0.011766 | 0.97135 | -0.55286 | 0.97168 | -0.54634 | 3.2325
148 | 0.0091433 | 0.0022916 | -0.0091423 | -0.0022911 | 9.7644e-07 | 4.6043e-07 | 0.014002 | 0.014002 | 0.014002 | 0.97168 | -0.54634 | 0.97157 | -0.54858 | 3.8467
149 | -0.016826 | -0.0042174 | 0.016828 | 0.0042184 | 1.5517e-06 | 9.159e-07 | 0.025768 | 0.025768 | 0.025768 | 0.97168 | -0.54634 | 0.97178 | -0.5444 | 7.0791
150 | 0.0084342 | 0.0021137 | -0.0084332 | -0.0021132 | 1.0441e-06 | 4.6162e-07 | 0.012917 | 0.012918 | 0.012918 | 0.97157 | -0.54858 | 0.97144 | -0.55118 | 3.5488
151 | -0.023531 | -0.0058982 | 0.023536 | 0.0059013 | 5.0289e-06 | 3.0905e-06 | 0.036031 | 0.036031 | 0.036031 | 0.97178 | -0.5444 | 0.97201 | -0.53992 | 9.8986
152 | 0.0067025 | 0.0016799 | -0.0067016 | -0.0016796 | 8.6257e-07 | 2.8153e-07 | 0.010263 | 0.010263 | 0.010263 | 0.97178 | -0.5444 | 0.97164 | -0.5471 | 2.8195
153 | 0.0076528 | 0.0019176 | -0.0076527 | -0.0019176 | 1.405e-07 | 5.6165e-08 | 0.011722 | 0.011722 | 0.011722 | 0.97144 | -0.55118 | 0.97142 | -0.55156 | 3.2204
154 | -0.026326 | -0.0066007 | 0.026334 | 0.0066058 | 8.2612e-06 | 5.119e-06 | 0.040303 | 0.040303 | 0.040303 | 0.97201 | -0.53992 | 0.97234 | -0.53333 | 11.0722
155 | 0.0060789 | 0.0015235 | -0.0060786 | -0.0015234 | 3.4878e-07 | 9.0308e-08 | 0.0093095 | 0.0093095 | 0.0093095 | 0.97164 | -0.5471 | 0.97158 | -0.54831 | 2.5576
156 | -0.0010685 | -0.0002678 | 0.0010685 | 0.00026774 | 4.8671e-09 | -5.7803e-08 | 0.0016304 | 0.0016304 | 0.0016304 | 0.97521 | -0.47681 | 0.97521 | -0.47672 | 0.44792
157 | -0.0018923 | -0.00047421 | 0.0018924 | 0.00047406 | 4.3347e-08 | -1.4526e-07 | 0.0028874 | 0.0028873 | 0.0028874 | 0.97521 | -0.47672 | 0.97524 | -0.47624 | 0.79324
158 | -0.049163 | -0.01237 | 0.049234 | 0.012415 | 7.1102e-05 | 4.5084e-05 | 0.07503 | 0.07503 | 0.07503 | 0.97524 | -0.47624 | 0.97678 | -0.44601 | 20.6126
159 | 0.04727 | 0.011896 | -0.047244 | -0.011879 | 2.6599e-05 | 1.6853e-05 | 0.072142 | 0.072142 | 0.072142 | 0.97524 | -0.47624 | 0.97464 | -0.48802 | 19.8194
160 | 0.00084159 | 0.00021071 | -0.00084158 | -0.00021092 | 1.0764e-08 | -2.1171e-07 | 0.001282 | 0.0012821 | 0.0012821 | 0.97678 | -0.44601 | 0.97676 | -0.44628 | 0.35222
161 | 0.038015 | 0.0095652 | -0.037992 | -0.0095505 | 2.3304e-05 | 1.4683e-05 | 0.057925 | 0.057925 | 0.057925 | 0.97678 | -0.44601 | 0.97612 | -0.45885 | 15.9135
162 | -0.08809 | -0.022191 | 0.08825 | 0.022292 | 0.00015948 | 0.00010177 | 0.13424 | 0.13424 | 0.13424 | 0.97678 | -0.44601 | 0.97871 | -0.40824 | 36.8782
163 | 0.045114 | 0.011345 | -0.045076 | -0.011321 | 3.753e-05 | 2.3757e-05 | 0.068891 | 0.068891 | 0.068891 | 0.97464 | -0.48802 | 0.97375 | -0.50545 | 18.9261
164 | 0.037315 | 0.0093808 | -0.037312 | -0.0093791 | 2.8388e-06 | 1.7876e-06 | 0.056893 | 0.056893 | 0.056893 | 0.97612 | -0.45885 | 0.97604 | -0.46045 | 15.63
165 | -0.096279 | -0.024305 | 0.096331 | 0.024337 | 5.1134e-05 | 3.2646e-05 | 0.14644 | 0.14644 | 0.14644 | 0.97871 | -0.40824 | 0.97928 | -0.39716 | 40.2321
166 | 0.043548 | 0.010938 | -0.043535 | -0.01093 | 1.3048e-05 | 8.2531e-06 | 0.066556 | 0.066556 | 0.066556 | 0.97375 | -0.50545 | 0.97343 | -0.51173 | 18.2846
167 | 0.0057646 | 0.0014441 | -0.0057628 | -0.0014437 | 1.8302e-06 | 3.9611e-07 | 0.0088283 | 0.0088286 | 0.0088286 | 0.9716 | -0.54804 | 0.97126 | -0.55471 | 2.4254
168 | -0.0057646 | -0.0014441 | 0.0057691 | 0.0014451 | 4.5224e-06 | 9.7624e-07 | 0.0088283 | 0.0088276 | 0.0088283 | 0.9716 | -0.54804 | 0.97243 | -0.53157 | 2.4254
169 | 0.0012395 | 0.00031005 | -0.0012394 | -0.00031062 | 6.6343e-08 | -5.6479e-07 | 0.0018987 | 0.0018989 | 0.0018989 | 0.97126 | -0.55471 | 0.9712 | -0.55583 | 0.52168
170 | -0.0079883 | -0.0020013 | 0.0079903 | 0.0020021 | 2.008e-06 | 8.404e-07 | 0.012223 | 0.012223 | 0.012223 | 0.97243 | -0.53157 | 0.9727 | -0.5263 | 3.3581
171 | -0.037685 | -0.0094538 | 0.037711 | 0.0094703 | 2.6188e-05 | 1.6499e-05 | 0.057653 | 0.057653 | 0.057653 | 0.9727 | -0.5263 | 0.97343 | -0.51173 | 15.8388
172 | 0.029695 | 0.0074517 | -0.029685 | -0.0074455 | 9.9609e-06 | 6.2153e-06 | 0.04543 | 0.04543 | 0.04543 | 0.9727 | -0.5263 | 0.97234 | -0.53333 | 12.4807
173 | 0.0053031 | 0.0013291 | -0.0053029 | -0.001329 | 2.1333e-07 | 2.3522e-08 | 0.0080079 | 0.0080079 | 0.0080079 | 0.98542 | -0.27821 | 0.98538 | -0.27905 | 2.2
174 | 0.079577 | 0.020033 | -0.079545 | -0.020014 | 3.194e-05 | 1.8625e-05 | 0.12118 | 0.12118 | 0.12118 | 0.97743 | -0.4337 | 0.977 | -0.4421 | 6.6582
175 | -0.080435 | -0.020247 | 0.080444 | 0.020253 | 9.7175e-06 | 5.6779e-06 | 0.12248 | 0.12248 | 0.12248 | 0.97743 | -0.4337 | 0.97756 | -0.43117 | 6.7298
176 | 0.071373 | 0.017966 | -0.071349 | -0.017952 | 2.367e-05 | 1.3478e-05 | 0.10873 | 0.10873 | 0.10873 | 0.977 | -0.4421 | 0.97665 | -0.44904 | 5.9743
177 | 0.0081725 | 0.0020483 | -0.0081718 | -0.002048 | 7.0415e-07 | 2.9889e-07 | 0.012447 | 0.012447 | 0.012447 | 0.977 | -0.4421 | 0.97691 | -0.44391 | 3.4195
178 | -0.080444 | -0.020253 | 0.080448 | 0.020255 | 3.6939e-06 | 2.1583e-06 | 0.12248 | 0.12248 | 0.12248 | 0.97756 | -0.43117 | 0.97761 | -0.43021 | 6.7298
179 | 0.02394 | 0.0060233 | -0.023923 | -0.0060139 | 1.7421e-05 | 9.4038e-06 | 0.036483 | 0.036484 | 0.036484 | 0.97665 | -0.44904 | 0.97587 | -0.46428 | 5.0115
180 | 0.047409 | 0.011929 | -0.047386 | -0.011917 | 2.2757e-05 | 1.2238e-05 | 0.072249 | 0.07225 | 0.07225 | 0.97665 | -0.44904 | 0.97614 | -0.45909 | 4.9622
181 | 0.006675 | 0.0016728 | -0.0066747 | -0.0016727 | 3.7534e-07 | 1.19e-07 | 0.010167 | 0.010167 | 0.010167 | 0.97691 | -0.44391 | 0.97685 | -0.44509 | 2.7932
182 | -0.080448 | -0.020255 | 0.080463 | 0.020264 | 1.5345e-05 | 8.9659e-06 | 0.12248 | 0.12248 | 0.12248 | 0.97761 | -0.43021 | 0.97781 | -0.42622 | 6.7298
183 | 0.0034165 | 0.00085604 | -0.0034164 | -0.00085611 | 1.1817e-07 | -6.9444e-08 | 0.0052094 | 0.0052094 | 0.0052094 | 0.97587 | -0.46428 | 0.97584 | -0.46501 | 1.4312
184 | 0.0044413 | 0.0011129 | -0.0044411 | -0.0011129 | 1.7621e-07 | -1.5236e-08 | 0.006772 | 0.006772 | 0.006772 | 0.97587 | -0.46428 | 0.97583 | -0.46511 | 1.8604
185 | 0.016065 | 0.0040449 | -0.016041 | -0.0040308 | 2.4252e-05 | 1.4178e-05 | 0.024503 | 0.024503 | 0.024503 | 0.97587 | -0.46428 | 0.97427 | -0.49591 | 6.7316
186 | 0.046001 | 0.01157 | -0.045976 | -0.011554 | 2.5018e-05 | 1.5334e-05 | 0.070139 | 0.070139 | 0.070139 | 0.97614 | -0.45909 | 0.97556 | -0.47048 | 9.6345
187 | 0.0054916 | 0.0013762 | -0.0054911 | -0.0013761 | 5.7637e-07 | 9.3944e-08 | 0.0083653 | 0.0083654 | 0.0083654 | 0.97685 | -0.44509 | 0.97674 | -0.44729 | 2.2982
188 | -0.081254 | -0.020463 | 0.081272 | 0.020473 | 1.7145e-05 | 1.0036e-05 | 0.12369 | 0.12369 | 0.12369 | 0.97781 | -0.42622 | 0.97804 | -0.42181 | 6.796
189 | 0.016041 | 0.0040308 | -0.016014 | -0.004015 | 2.694e-05 | 1.5754e-05 | 0.024503 | 0.024504 | 0.024504 | 0.97427 | -0.49591 | 0.97248 | -0.53115 | 6.7318
190 | 0.016014 | 0.004015 | -0.016011 | -0.0040133 | 2.9028e-06 | 1.6979e-06 | 0.024504 | 0.024504 | 0.024504 | 0.97248 | -0.53115 | 0.97229 | -0.53495 | 6.7318
191 | 0.0025719 | 0.00064447 | -0.0025719 | -0.00064457 | 6.287e-08 | -9.5937e-08 | 0.0039218 | 0.0039218 | 0.0039218 | 0.97584 | -0.46501 | 0.97581 | -0.46552 | 1.0774
192 | 0.0035795 | 0.00089697 | -0.0035794 | -0.00089702 | 1.0178e-07 | -4.8669e-08 | 0.0054582 | 0.0054582 | 0.0054582 | 0.97583 | -0.46511 | 0.9758 | -0.46571 | 1.4995
193 | 0.043934 | 0.011042 | -0.043907 | -0.011025 | 2.7354e-05 | 1.7304e-05 | 0.067024 | 0.067024 | 0.067024 | 0.97556 | -0.47048 | 0.9749 | -0.48353 | 18.4131
194 | 0.0039854 | 0.00099878 | -0.0039853 | -0.0009988 | 1.1065e-07 | -2.9364e-08 | 0.0060715 | 0.0060716 | 0.0060716 | 0.97674 | -0.44729 | 0.97671 | -0.44788 | 1.668
195 | -0.089564 | -0.02255 | 0.089592 | 0.022566 | 2.8266e-05 | 1.6817e-05 | 0.1363 | 0.1363 | 0.1363 | 0.97804 | -0.42181 | 0.97838 | -0.41521 | 7.4891
196 | 0.0082921 | 0.002077 | -0.0082914 | -0.0020767 | 6.4449e-07 | 2.7697e-07 | 0.012615 | 0.012615 | 0.012615 | 0.97804 | -0.42181 | 0.97796 | -0.42344 | 3.4658
197 | -0.0046349 | -0.0011616 | 0.0046349 | 0.0011616 | 6.7503e-08 | -2.7099e-09 | 0.0070331 | 0.007033 | 0.0070331 | 0.98062 | -0.37122 | 0.98064 | -0.37091 | 1.9322
198 | -0.010089 | -0.0025286 | 0.010092 | 0.0025298 | 2.3206e-06 | 1.152e-06 | 0.015309 | 0.015309 | 0.015309 | 0.98064 | -0.37091 | 0.98088 | -0.36609 | 4.2059
199 | -0.012324 | -0.0030892 | 0.012329 | 0.0030918 | 4.8591e-06 | 2.6417e-06 | 0.018696 | 0.018696 | 0.018696 | 0.98088 | -0.36609 | 0.98131 | -0.35781 | 5.1362
200 | -0.017475 | -0.0043816 | 0.017481 | 0.0043849 | 5.6374e-06 | 3.3374e-06 | 0.026499 | 0.026499 | 0.026499 | 0.98131 | -0.35781 | 0.98165 | -0.35105 | 7.2801
201 | 0.0051465 | 0.0012897 | -0.005146 | -0.0012897 | 4.4286e-07 | 3.8473e-08 | 0.0078039 | 0.0078039 | 0.0078039 | 0.98131 | -0.35781 | 0.98121 | -0.35962 | 2.1439
202 | 0.0031934 | 0.00079934 | -0.0031932 | -0.00079949 | 1.8735e-07 | -1.4966e-07 | 0.0048403 | 0.0048404 | 0.0048404 | 0.98165 | -0.35105 | 0.98159 | -0.35228 | 1.3298
203 | -0.020674 | -0.0051843 | 0.020681 | 0.0051882 | 6.5e-06 | 3.9368e-06 | 0.03134 | 0.03134 | 0.03134 | 0.98165 | -0.35105 | 0.98199 | -0.34445 | 8.6098
204 | 0.0033913 | 0.00084993 | -0.0033913 | -0.00084994 | 1.9726e-08 | -1.2495e-08 | 0.005143 | 0.005143 | 0.005143 | 0.98121 | -0.35962 | 0.98121 | -0.35974 | 1.4129
205 | 0.0106 | 0.0026566 | -0.010599 | -0.002656 | 1.2785e-06 | 6.5241e-07 | 0.016094 | 0.016094 | 0.016094 | 0.98005 | -0.38261 | 0.97992 | -0.38515 | 4.4214
206 | -0.012359 | -0.0030974 | 0.01236 | 0.0030983 | 1.5202e-06 | 8.2785e-07 | 0.018764 | 0.018764 | 0.018764 | 0.98005 | -0.38261 | 0.98018 | -0.38003 | 5.1551
207 | 0.0089813 | 0.0022506 | -0.008981 | -0.0022505 | 2.7725e-07 | 1.2737e-07 | 0.013638 | 0.013638 | 0.013638 | 0.97992 | -0.38515 | 0.97989 | -0.38579 | 3.7467
208 | -0.014743 | -0.0036954 | 0.014746 | 0.0036973 | 3.3215e-06 | 1.9028e-06 | 0.022382 | 0.022382 | 0.022382 | 0.98018 | -0.38003 | 0.98042 | -0.3753 | 6.1488
209 | 0.0070478 | 0.0017664 | -0.0070466 | -0.001766 | 1.172e-06 | 4.0646e-07 | 0.010703 | 0.010703 | 0.010703 | 0.97989 | -0.38579 | 0.97971 | -0.38928 | 2.9403
210 | 0.0019332 | 0.00048406 | -0.0019331 | -0.00048447 | 1.2566e-07 | -4.0937e-07 | 0.0029355 | 0.0029357 | 0.0029357 | 0.97989 | -0.38579 | 0.97982 | -0.38716 | 0.8065
211 | -0.01591 | -0.003989 | 0.015912 | 0.0039901 | 1.7432e-06 | 1.0151e-06 | 0.024148 | 0.024148 | 0.024148 | 0.98042 | -0.3753 | 0.98054 | -0.373 | 6.6341
212 | 0.0054763 | 0.0013725 | -0.0054763 | -0.0013724 | 1.9136e-08 | 2.959e-09 | 0.0083176 | 0.0083176 | 0.0083176 | 0.97971 | -0.38928 | 0.9797 | -0.38936 | 2.2851
213 | -0.017952 | -0.0045013 | 0.017959 | 0.0045053 | 6.7853e-06 | 4.0349e-06 | 0.027244 | 0.027243 | 0.027244 | 0.98054 | -0.373 | 0.98094 | -0.36508 | 7.4845
214 | 0.001621 | 0.00040621 | -0.001621 | -0.00040626 | 9.0054e-09 | -4.4123e-08 | 0.002462 | 0.002462 | 0.002462 | 0.9797 | -0.38936 | 0.9797 | -0.38947 | 0.67638
215 | 0.11108 | 0.028036 | -0.11106 | -0.028023 | 2.1179e-05 | 1.2927e-05 | 0.16858 | 0.16858 | 0.16858 | 0.98094 | -0.36508 | 0.98074 | -0.36906 | 9.2624
216 | -0.12904 | -0.032541 | 0.12916 | 0.032615 | 0.00012033 | 7.4367e-05 | 0.19582 | 0.19582 | 0.19582 | 0.98094 | -0.36508 | 0.98194 | -0.34561 | 10.7593
217 | 0.095517 | 0.024087 | -0.095491 | -0.024071 | 2.6283e-05 | 1.5775e-05 | 0.14515 | 0.14515 | 0.14515 | 0.97956 | -0.39205 | 0.97927 | -0.3978 | 7.9753
218 | -0.098134 | -0.024743 | 0.098167 | 0.024763 | 3.318e-05 | 1.9983e-05 | 0.14913 | 0.14913 | 0.14913 | 0.97956 | -0.39205 | 0.97992 | -0.38498 | 8.1937
219 | 0.094023 | 0.023703 | -0.093988 | -0.023682 | 3.515e-05 | 2.1053e-05 | 0.14292 | 0.14292 | 0.14292 | 0.97927 | -0.3978 | 0.97887 | -0.40561 | 7.8528
220 | -0.10189 | -0.025696 | 0.10193 | 0.02572 | 4.1261e-05 | 2.496e-05 | 0.15478 | 0.15477 | 0.15478 | 0.97992 | -0.38498 | 0.98036 | -0.37653 | 8.5041
221 | 0.093261 | 0.0235 | -0.093247 | -0.023492 | 1.4697e-05 | 8.7936e-06 | 0.14182 | 0.14182 | 0.14182 | 0.97887 | -0.40561 | 0.9787 | -0.40891 | 7.7921
222 | 0.0070221 | 0.0017593 | -0.0070215 | -0.0017591 | 5.7307e-07 | 1.9716e-07 | 0.010658 | 0.010658 | 0.010658 | 0.98036 | -0.37653 | 0.98027 | -0.37824 | 2.9281
223 | -0.10895 | -0.02748 | 0.10899 | 0.027504 | 3.8971e-05 | 2.3744e-05 | 0.16543 | 0.16543 | 0.16543 | 0.98036 | -0.37653 | 0.98074 | -0.36906 | 9.0897
224 | 0.091763 | 0.02312 | -0.091741 | -0.023106 | 2.2732e-05 | 1.3571e-05 | 0.13956 | 0.13956 | 0.13956 | 0.9787 | -0.40891 | 0.97843 | -0.41409 | 7.6682
225 | 0.0051623 | 0.0012932 | -0.0051621 | -0.0012931 | 1.9563e-07 | 1.8099e-08 | 0.0078359 | 0.007836 | 0.007836 | 0.98027 | -0.37824 | 0.98023 | -0.37904 | 2.1527
226 | 0.091169 | 0.022963 | -0.091164 | -0.02296 | 4.9049e-06 | 2.9257e-06 | 0.13869 | 0.13869 | 0.13869 | 0.97843 | -0.41409 | 0.97838 | -0.41521 | 7.6204
227 | 0.0031906 | 0.00079904 | -0.0031903 | -0.00079927 | 2.9152e-07 | -2.3114e-07 | 0.0048432 | 0.0048434 | 0.0048434 | 0.98023 | -0.37904 | 0.98013 | -0.38096 | 1.3306
228 | -0.097989 | -0.024753 | 0.098118 | 0.024836 | 0.0001297 | 8.281e-05 | 0.14896 | 0.14896 | 0.14896 | 0.97928 | -0.39716 | 0.98069 | -0.36958 | 40.9243
229 | 0.0016582 | 0.00041545 | -0.0016582 | -0.00041558 | 2.8557e-08 | -1.3263e-07 | 0.0025196 | 0.0025197 | 0.0025197 | 0.97928 | -0.39716 | 0.97926 | -0.39752 | 0.69221
230 | -0.11167 | -0.028233 | 0.11187 | 0.02836 | 0.00019901 | 0.00012713 | 0.16953 | 0.16952 | 0.16953 | 0.98069 | -0.36958 | 0.9826 | -0.33249 | 46.5728
231 | 0.013551 | 0.0033969 | -0.013548 | -0.0033955 | 2.5085e-06 | 1.4059e-06 | 0.020561 | 0.020561 | 0.020561 | 0.98069 | -0.36958 | 0.98049 | -0.37346 | 5.6486
232 | 0.031355 | 0.0078862 | -0.031342 | -0.0078776 | 1.3778e-05 | 8.6174e-06 | 0.047813 | 0.047813 | 0.047813 | 0.97604 | -0.46045 | 0.97557 | -0.46965 | 13.1353
233 | 0.021687 | 0.0054447 | -0.021674 | -0.0054372 | 1.2365e-05 | 7.5266e-06 | 0.032845 | 0.032845 | 0.032845 | 0.9826 | -0.33249 | 0.98199 | -0.34445 | 9.0233
234 | -0.13355 | -0.033804 | 0.13385 | 0.033994 | 0.00029716 | 0.00018993 | 0.20237 | 0.20237 | 0.20237 | 0.9826 | -0.33249 | 0.98499 | -0.28625 | 55.596
235 | 0.011237 | 0.0028163 | -0.011237 | -0.0028163 | 1.3387e-07 | 7.0194e-08 | 0.017054 | 0.017054 | 0.017054 | 0.98049 | -0.37346 | 0.98048 | -0.37371 | 4.6851
236 | 0.0020854 | 0.00052184 | -0.0020853 | -0.0005221 | 9.8148e-08 | -2.6827e-07 | 0.003161 | 0.0031611 | 0.0031611 | 0.98159 | -0.35228 | 0.98154 | -0.35327 | 0.86844
237 | 0.03039 | 0.0076392 | -0.030382 | -0.007634 | 8.2981e-06 | 5.1823e-06 | 0.046361 | 0.046361 | 0.046361 | 0.97557 | -0.46965 | 0.97528 | -0.47537 | 12.7367
238 | 0.13808 | 0.035059 | -0.13807 | -0.035051 | 1.2534e-05 | 8.012e-06 | 0.20874 | 0.20874 | 0.20874 | 0.98509 | -0.28437 | 0.98499 | -0.28625 | 57.346
239 | -0.33891 | -0.086319 | 0.33936 | 0.086603 | 0.00044509 | 0.00028339 | 0.5102 | 0.5102 | 0.5102 | 0.9894 | -0.20145 | 0.99081 | -0.17427 | 28.0331
240 | -0.34877 | -0.088963 | 0.34908 | 0.089161 | 0.00031087 | 0.00019798 | 0.52434 | 0.52434 | 0.52434 | 0.99081 | -0.17427 | 0.99178 | -0.15583 | 28.8101
241 | -0.34908 | -0.089161 | 0.35028 | 0.089925 | 0.0011997 | 0.00076401 | 0.52434 | 0.52434 | 0.52434 | 0.99178 | -0.15583 | 0.9955 | -0.085002 | 28.8101
242 | -0.3672 | -0.094167 | 0.36733 | 0.094247 | 0.0001255 | 7.9959e-05 | 0.54963 | 0.54963 | 0.54963 | 0.9955 | -0.085002 | 0.99587 | -0.077958 | 30.1996
243 | 0.01692 | 0.0042426 | -0.016914 | -0.0042391 | 6.0547e-06 | 3.547e-06 | 0.025292 | 0.025292 | 0.025292 | 0.9955 | -0.085002 | 0.99511 | -0.092514 | 6.9483
244 | 0.051855 | 0.013114 | -0.051847 | -0.013111 | 7.5609e-06 | 3.7478e-06 | 0.077522 | 0.077523 | 0.077523 | 0.99587 | -0.077958 | 0.99572 | -0.080997 | 4.2595
245 | -0.41918 | -0.10736 | 0.41946 | 0.10754 | 0.00028054 | 0.00017893 | 0.62716 | 0.62715 | 0.62716 | 0.99587 | -0.077958 | 0.9966 | -0.064154 | 34.4591
246 | 0.014475 | 0.0036278 | -0.014474 | -0.0036276 | 3.5665e-07 | 2.0188e-07 | 0.021644 | 0.021644 | 0.021644 | 0.99511 | -0.092514 | 0.99509 | -0.093031 | 5.9463
247 | 0.051178 | 0.012943 | -0.051169 | -0.012939 | 8.2991e-06 | 4.0827e-06 | 0.076522 | 0.076523 | 0.076523 | 0.99572 | -0.080997 | 0.99554 | -0.084378 | 4.2045
248 | -0.42228 | -0.10825 | 0.42254 | 0.10841 | 0.00026256 | 0.00016746 | 0.63136 | 0.63136 | 0.63136 | 0.9966 | -0.064154 | 0.99728 | -0.051338 | 34.6902
249 | 0.0028173 | 0.00070536 | -0.0028169 | -0.00070597 | 4.6295e-07 | -6.127e-07 | 0.0042063 | 0.0042066 | 0.0042066 | 0.9966 | -0.064154 | 0.99642 | -0.067605 | 1.1557
250 | 0.013713 | 0.0034373 | -0.013711 | -0.0034362 | 1.9754e-06 | 1.1016e-06 | 0.020506 | 0.020506 | 0.020506 | 0.99509 | -0.093031 | 0.99493 | -0.096055 | 5.6336
251 | 0.0007611 | 0.00019023 | -0.00076109 | -0.00019075 | 1.9651e-08 | -5.1302e-07 | 0.0011379 | 0.0011381 | 0.0011381 | 0.99509 | -0.093031 | 0.99506 | -0.093574 | 0.31267
252 | 0.0086414 | 0.0021663 | -0.0086391 | -0.0021653 | 2.2077e-06 | 9.9559e-07 | 0.013225 | 0.013225 | 0.013225 | 0.97229 | -0.53495 | 0.97202 | -0.54032 | 3.6333
253 | 0.0077979 | 0.0019545 | -0.0077973 | -0.0019543 | 5.766e-07 | 2.3529e-07 | 0.011937 | 0.011938 | 0.011938 | 0.97202 | -0.54032 | 0.97194 | -0.54187 | 3.2795
254 | 0.006456 | 0.0016181 | -0.0064546 | -0.0016177 | 1.3647e-06 | 4.1185e-07 | 0.009884 | 0.0098841 | 0.0098841 | 0.97194 | -0.54187 | 0.97171 | -0.54631 | 2.7154
255 | -0.0013716 | -0.00034375 | 0.0013716 | 0.00034353 | 3.3239e-08 | -2.2706e-07 | 0.0021016 | 0.0021015 | 0.0021016 | 0.97115 | -0.55696 | 0.97117 | -0.55645 | 0.57736
256 | -0.0018806 | -0.00047109 | 0.0018806 | 0.00047101 | 2.1963e-08 | -7.3238e-08 | 0.0028813 | 0.0028813 | 0.0028813 | 0.97117 | -0.55645 | 0.97118 | -0.55621 | 0.79158
257 | -0.0030966 | -0.00077578 | 0.0030967 | 0.00077572 | 7.4035e-08 | -6.115e-08 | 0.0047445 | 0.0047444 | 0.0047445 | 0.97118 | -0.55621 | 0.97121 | -0.55571 | 1.3034
258 | -0.0037281 | -0.00093395 | 0.0037281 | 0.00093394 | 4.8933e-08 | -1.8179e-08 | 0.0057118 | 0.0057118 | 0.0057118 | 0.97121 | -0.55571 | 0.97122 | -0.55543 | 1.5692
259 | -0.00623 | -0.001561 | 0.0062306 | 0.0015611 | 6.472e-07 | 1.7974e-07 | 0.0095448 | 0.0095447 | 0.0095448 | 0.97122 | -0.55543 | 0.97133 | -0.55325 | 2.6222
260 | 0.00054387 | 0.00013615 | -0.00054386 | -0.0001363 | 3.2313e-09 | -1.5814e-07 | 0.00082446 | 0.00082452 | 0.00082452 | 0.98152 | -0.35361 | 0.98152 | -0.35373 | 0.22652
261 | -0.00054387 | -0.00013615 | 0.00054387 | 0.00013598 | 3.4944e-09 | -1.7104e-07 | 0.00082446 | 0.0008244 | 0.00082446 | 0.98152 | -0.35361 | 0.98153 | -0.35347 | 0.2265
262 | -0.00054387 | -0.00013598 | 0.00054387 | 0.00013588 | 1.9027e-09 | -9.3146e-08 | 0.0008244 | 0.00082436 | 0.0008244 | 0.98153 | -0.35347 | 0.98153 | -0.3534 | 0.22648
263 | -0.00054387 | -0.00013588 | 0.00054387 | 0.00013582 | 1.2222e-09 | -5.9835e-08 | 0.00082436 | 0.00082434 | 0.00082436 | 0.98153 | -0.3534 | 0.98153 | -0.35335 | 0.22647
264 | -0.0016818 | -0.00042101 | 0.0016818 | 0.00042098 | 6.7563e-09 | -3.0713e-08 | 0.0025494 | 0.0025494 | 0.0025494 | 0.98153 | -0.35335 | 0.98154 | -0.35327 | 0.70039
265 | 0.0030138 | 0.00075509 | -0.0030136 | -0.00075527 | 1.8563e-07 | -1.8221e-07 | 0.0045638 | 0.0045639 | 0.0045639 | 0.98261 | -0.33267 | 0.98254 | -0.33397 | 1.2538
266 | 0.0036658 | 0.00091836 | -0.0036653 | -0.00091855 | 4.1579e-07 | -1.896e-07 | 0.0055511 | 0.0055513 | 0.0055513 | 0.98261 | -0.33267 | 0.98249 | -0.33505 | 1.5251
267 | 0.13456 | 0.034 | -0.13448 | -0.033948 | 8.3428e-05 | 5.17e-05 | 0.20388 | 0.20388 | 0.20388 | 0.98261 | -0.33267 | 0.98194 | -0.34561 | 11.202
268 | 0.030382 | 0.007634 | -0.030365 | -0.0076235 | 1.6743e-05 | 1.0457e-05 | 0.046361 | 0.046362 | 0.046362 | 0.97528 | -0.47537 | 0.9747 | -0.48692 | 12.7367
269 | 0.01938 | 0.0048704 | -0.019367 | -0.0048625 | 1.3204e-05 | 7.9495e-06 | 0.029591 | 0.029591 | 0.029591 | 0.9747 | -0.48692 | 0.97397 | -0.5012 | 8.1295
270 | 0.019367 | 0.0048625 | -0.01936 | -0.0048586 | 6.4669e-06 | 3.8938e-06 | 0.029591 | 0.029592 | 0.029592 | 0.97397 | -0.5012 | 0.97362 | -0.50821 | 8.1295
271 | 0.014123 | 0.003546 | -0.014117 | -0.0035424 | 6.3673e-06 | 3.6222e-06 | 0.021587 | 0.021587 | 0.021587 | 0.97362 | -0.50821 | 0.97314 | -0.51766 | 5.9306
272 | -0.017962 | -0.0045047 | 0.01797 | 0.0045092 | 7.4414e-06 | 4.4363e-06 | 0.027484 | 0.027484 | 0.027484 | 0.97255 | -0.52984 | 0.97299 | -0.52115 | 7.5505
273 | 0.016708 | 0.0041904 | -0.016708 | -0.0041901 | 3.5749e-07 | 2.1069e-07 | 0.025565 | 0.025565 | 0.025565 | 0.97255 | -0.52984 | 0.97252 | -0.53029 | 7.0232
274 | -0.018937 | -0.0047515 | 0.018939 | 0.0047526 | 1.9098e-06 | 1.1469e-06 | 0.028962 | 0.028962 | 0.028962 | 0.97299 | -0.52115 | 0.97309 | -0.51904 | 7.9567
275 | 0.014572 | 0.0036549 | -0.014568 | -0.0036527 | 3.9273e-06 | 2.2521e-06 | 0.022297 | 0.022297 | 0.022297 | 0.97252 | -0.53029 | 0.97224 | -0.53595 | 6.1257
276 | -0.020804 | -0.00522 | 0.020809 | 0.0052232 | 5.2348e-06 | 3.1789e-06 | 0.031814 | 0.031814 | 0.031814 | 0.97309 | -0.51904 | 0.97336 | -0.51376 | 8.7402
277 | 0.012226 | 0.0030662 | -0.012226 | -0.0030658 | 6.4597e-07 | 3.5243e-07 | 0.018713 | 0.018713 | 0.018713 | 0.97224 | -0.53595 | 0.97218 | -0.53706 | 5.1411
278 | 0.0023418 | 0.00058651 | -0.0023417 | -0.00058663 | 6.0966e-08 | -1.1793e-07 | 0.0035839 | 0.003584 | 0.003584 | 0.97224 | -0.53595 | 0.97221 | -0.53649 | 0.98462
279 | -0.022658 | -0.0056867 | 0.022677 | 0.0056984 | 1.9206e-05 | 1.1761e-05 | 0.034641 | 0.034641 | 0.034641 | 0.97336 | -0.51376 | 0.97426 | -0.49601 | 9.5168
280 | 0.011446 | 0.0028704 | -0.011444 | -0.0028692 | 2.2043e-06 | 1.1734e-06 | 0.01752 | 0.01752 | 0.01752 | 0.97218 | -0.53706 | 0.97198 | -0.5411 | 4.8132
281 | 0.0011534 | 0.00028882 | -0.0011534 | -0.00028907 | 2.5388e-08 | -2.5313e-07 | 0.0017653 | 0.0017654 | 0.0017654 | 0.97221 | -0.53649 | 0.97219 | -0.53696 | 0.485
282 | 0.0058432 | 0.0014642 | -0.0058426 | -0.0014641 | 6.5839e-07 | 1.469e-07 | 0.0089245 | 0.0089246 | 0.0089246 | 0.97426 | -0.49601 | 0.97414 | -0.49837 | 2.4518
283 | -0.02852 | -0.0071627 | 0.028537 | 0.0071732 | 1.6985e-05 | 1.0573e-05 | 0.043565 | 0.043565 | 0.043565 | 0.97426 | -0.49601 | 0.9749 | -0.48353 | 11.9685
284 | 0.0096926 | 0.0024303 | -0.0096891 | -0.0024286 | 3.5066e-06 | 1.7181e-06 | 0.014839 | 0.014839 | 0.014839 | 0.97198 | -0.5411 | 0.97159 | -0.54869 | 4.0767
285 | 0.0075092 | 0.0018818 | -0.0075077 | -0.0018813 | 1.4421e-06 | 5.2708e-07 | 0.011231 | 0.011231 | 0.011231 | 0.99493 | -0.096055 | 0.99472 | -0.10009 | 3.0854
286 | -0.00073388 | -0.00018393 | 0.00073389 | 0.00018363 | 1.076e-08 | -3.0217e-07 | 0.0010978 | 0.0010977 | 0.0010978 | 0.99471 | -0.10039 | 0.99472 | -0.10009 | 0.30161
287 | 0.05045 | 0.012759 | -0.050444 | -0.012755 | 6.7922e-06 | 3.3129e-06 | 0.075448 | 0.075448 | 0.075448 | 0.99554 | -0.084378 | 0.99539 | -0.087185 | 4.1455
288 | -0.42277 | -0.10847 | 0.42281 | 0.10849 | 3.5804e-05 | 2.2836e-05 | 0.6317 | 0.6317 | 0.6317 | 0.99728 | -0.051338 | 0.99737 | -0.049592 | 34.7089
289 | -0.004049 | -0.0010148 | 0.0040497 | 0.0010146 | 7.3558e-07 | -2.0962e-07 | 0.0060875 | 0.0060873 | 0.0060875 | 0.98972 | -0.19669 | 0.98992 | -0.19287 | 1.6724
290 | -0.0040497 | -0.0010146 | 0.0040512 | 0.0010141 | 1.4844e-06 | -4.2399e-07 | 0.0060873 | 0.0060868 | 0.0060873 | 0.98992 | -0.19287 | 0.99031 | -0.18518 | 1.6723
291 | -0.0040512 | -0.0010141 | 0.0040522 | 0.0010138 | 1.0079e-06 | -2.8865e-07 | 0.0060868 | 0.0060864 | 0.0060868 | 0.99031 | -0.18518 | 0.99058 | -0.17995 | 1.6722
292 | 0.014117 | 0.0035424 | -0.014115 | -0.0035416 | 1.3049e-06 | 7.4235e-07 | 0.021587 | 0.021587 | 0.021587 | 0.97314 | -0.51766 | 0.97304 | -0.5196 | 5.9306
293 | 0.012436 | 0.0031206 | -0.012432 | -0.0031186 | 3.6671e-06 | 2.0112e-06 | 0.019019 | 0.019019 | 0.019019 | 0.97304 | -0.5196 | 0.97273 | -0.52578 | 5.2249
294 | 0.011077 | 0.002779 | -0.011076 | -0.0027786 | 7.6205e-07 | 3.9988e-07 | 0.016946 | 0.016946 | 0.016946 | 0.97273 | -0.52578 | 0.97265 | -0.52723 | 4.6555
295 | 0.011076 | 0.0027786 | -0.01107 | -0.0027754 | 6.2649e-06 | 3.2879e-06 | 0.016946 | 0.016946 | 0.016946 | 0.97265 | -0.52723 | 0.97205 | -0.5391 | 4.6556
296 | 0.049311 | 0.012471 | -0.049305 | -0.012469 | 6.0215e-06 | 2.8946e-06 | 0.073755 | 0.073755 | 0.073755 | 0.99539 | -0.087185 | 0.99526 | -0.089731 | 4.0525
297 | 0.048711 | 0.01232 | -0.04871 | -0.012319 | 8.8307e-07 | 4.2108e-07 | 0.072868 | 0.072868 | 0.072868 | 0.99526 | -0.089731 | 0.99524 | -0.090109 | 4.0037
298 | 0.048169 | 0.012184 | -0.048159 | -0.012179 | 9.7431e-06 | 4.6104e-06 | 0.072058 | 0.072059 | 0.072059 | 0.99524 | -0.090109 | 0.99502 | -0.094326 | 3.9593
299 | -0.001634 | -0.00040952 | 0.0016341 | 0.00040924 | 5.8683e-08 | -2.829e-07 | 0.0024808 | 0.0024807 | 0.0024808 | 0.98009 | -0.38171 | 0.98013 | -0.38096 | 0.68154
300 | -0.00094323 | -0.0002364 | 0.00094324 | 0.00023628 | 7.6777e-09 | -1.1954e-07 | 0.001436 | 0.0014359 | 0.001436 | 0.97743 | -0.43384 | 0.97744 | -0.43367 | 0.39449
301 | -0.0016749 | -0.00041966 | 0.001675 | 0.00041943 | 5.0988e-08 | -2.295e-07 | 0.0025498 | 0.0025497 | 0.0025498 | 0.97744 | -0.43367 | 0.97747 | -0.43303 | 0.70051
302 | 0.42395 | 0.109 | -0.42338 | -0.10864 | 0.0005733 | 0.00036566 | 0.63255 | 0.63255 | 0.63255 | 0.99885 | -0.021725 | 0.99737 | -0.049592 | 34.7555
303 | -0.42841 | -0.11012 | 0.42887 | 0.11041 | 0.00045272 | 0.00028877 | 0.6392 | 0.6392 | 0.6392 | 0.99885 | -0.021725 | 1 | 0 | 35.1209
304 | -0.0013135 | -0.00032894 | 0.0013136 | 0.00032876 | 2.4123e-08 | -1.8628e-07 | 0.0019995 | 0.0019994 | 0.0019995 | 0.9775 | -0.4324 | 0.97752 | -0.43202 | 0.5493
305 | 0.00056283 | 0.0001408 | -0.00056283 | -0.00014106 | 5.7773e-09 | -2.5941e-07 | 0.00085669 | 0.00085678 | 0.00085678 | 0.9775 | -0.4324 | 0.97749 | -0.43262 | 0.23538
306 | 0.0034144 | 0.00085522 | -0.0034142 | -0.00085532 | 1.6236e-07 | -9.701e-08 | 0.0051973 | 0.0051974 | 0.0051974 | 0.97752 | -0.43202 | 0.97747 | -0.43302 | 1.4279
307 | -0.004728 | -0.001184 | 0.0047283 | 0.001184 | 3.4041e-07 | -1.8747e-09 | 0.0071967 | 0.0071966 | 0.0071967 | 0.97752 | -0.43202 | 0.9776 | -0.4305 | 1.9771
308 | 0.0024287 | 0.00060832 | -0.0024287 | -0.00060832 | 2.0035e-09 | -3.6173e-09 | 0.0036971 | 0.0036971 | 0.0036971 | 0.97747 | -0.43302 | 0.97747 | -0.43303 | 1.0157
309 | -0.0059133 | -0.001481 | 0.0059138 | 0.0014811 | 4.9239e-07 | 1.1188e-07 | 0.0090003 | 0.0090003 | 0.0090003 | 0.9776 | -0.4305 | 0.97769 | -0.42876 | 2.4726
310 | -0.0074746 | -0.0018718 | 0.0074765 | 0.0018725 | 1.8909e-06 | 7.214e-07 | 0.011376 | 0.011375 | 0.011376 | 0.97769 | -0.42876 | 0.97796 | -0.42344 | 3.1252
311 | 0.0015608 | 0.00039069 | -0.0015608 | -0.00039087 | 3.3868e-08 | -1.7904e-07 | 0.0023754 | 0.0023755 | 0.0023755 | 0.97769 | -0.42876 | 0.97766 | -0.42921 | 0.6526
312 | 0.00059787 | 0.00014954 | -0.00059786 | -0.00014984 | 7.5965e-09 | -3.0195e-07 | 0.00090986 | 0.00090997 | 0.00090997 | 0.97766 | -0.42921 | 0.97765 | -0.42948 | 0.24999
313 | 0.00091022 | 0.00022807 | -0.00091022 | -0.00022812 | 2.9807e-09 | -4.9632e-08 | 0.001388 | 0.001388 | 0.001388 | 0.9758 | -0.46571 | 0.9758 | -0.46578 | 0.38132
314 | -0.006431 | -0.0016113 | 0.0064315 | 0.0016115 | 5.1624e-07 | 1.5481e-07 | 0.0098517 | 0.0098516 | 0.0098517 | 0.97133 | -0.55325 | 0.97142 | -0.55156 | 2.7065
315 | 0.0096891 | 0.0024286 | -0.0096877 | -0.0024279 | 1.4238e-06 | 6.9774e-07 | 0.014839 | 0.014839 | 0.014839 | 0.97159 | -0.54869 | 0.97144 | -0.55178 | 4.0767
316 | 0.0083329 | 0.0020884 | -0.0083327 | -0.0020883 | 1.2855e-07 | 5.6221e-08 | 0.012764 | 0.012764 | 0.012764 | 0.97144 | -0.55178 | 0.97142 | -0.5521 | 3.5066
317 | 0.0041198 | 0.0010324 | -0.0041196 | -0.0010325 | 1.7143e-07 | -3.239e-08 | 0.0063106 | 0.0063107 | 0.0063107 | 0.97142 | -0.5521 | 0.97138 | -0.55297 | 1.7337
318 | 0.0018601 | 0.0004661 | -0.00186 | -0.00046617 | 1.809e-08 | -6.5397e-08 | 0.0028171 | 0.0028171 | 0.0028171 | 0.98249 | -0.33505 | 0.98248 | -0.33526 | 0.77394
319 | 0.0053175 | 0.0013325 | -0.005317 | -0.0013324 | 4.4591e-07 | 5.3746e-08 | 0.0080579 | 0.008058 | 0.008058 | 0.98194 | -0.34561 | 0.98185 | -0.34737 | 2.2137
320 | 0.004175 | 0.0010462 | -0.0041747 | -0.0010463 | 3.6329e-07 | -7.3509e-08 | 0.0063273 | 0.0063274 | 0.0063274 | 0.98185 | -0.34737 | 0.98176 | -0.3492 | 1.7383
321 | 0.0044896 | 0.0011234 | -0.0044896 | -0.0011235 | 5.5402e-08 | -6.3672e-09 | 0.0067434 | 0.0067434 | 0.0067434 | 0.99059 | -0.17969 | 0.99058 | -0.17995 | 1.8526
322 | -0.0066873 | -0.0016742 | 0.0066939 | 0.0016762 | 6.622e-06 | 1.9823e-06 | 0.010045 | 0.010044 | 0.010045 | 0.99059 | -0.17969 | 0.99167 | -0.1589 | 2.7595
323 | -0.0076788 | -0.0019231 | 0.0076822 | 0.0019243 | 3.3702e-06 | 1.2831e-06 | 0.011522 | 0.011521 | 0.011522 | 0.99167 | -0.1589 | 0.99214 | -0.14968 | 3.1653
324 | 0.034106 | 0.0086338 | -0.03408 | -0.0086255 | 2.6511e-05 | 8.2624e-06 | 0.051183 | 0.051186 | 0.051186 | 0.99214 | -0.14968 | 0.9913 | -0.16588 | 2.8124
325 | -0.041788 | -0.010558 | 0.041796 | 0.010561 | 7.6804e-06 | 3.2334e-06 | 0.062704 | 0.062704 | 0.062704 | 0.99214 | -0.14968 | 0.99234 | -0.14585 | 3.4453
326 | 0.004866 | 0.0012193 | -0.0048658 | -0.0012193 | 2.1292e-07 | 8.3261e-09 | 0.0074328 | 0.0074328 | 0.0074328 | 0.97414 | -0.49837 | 0.9741 | -0.49929 | 2.042
327 | 0.0022884 | 0.00057337 | -0.0022884 | -0.00057352 | 6.905e-08 | -1.4337e-07 | 0.0034957 | 0.0034958 | 0.0034958 | 0.9741 | -0.49929 | 0.97406 | -0.49992 | 0.96038
328 | -0.0032297 | -0.00080945 | 0.0032302 | 0.00080914 | 4.2748e-07 | -3.0317e-07 | 0.0049472 | 0.004947 | 0.0049472 | 0.97144 | -0.55117 | 0.97158 | -0.54839 | 1.3591
329 | -0.011065 | -0.0027728 | 0.01107 | 0.0027754 | 4.8996e-06 | 2.572e-06 | 0.016947 | 0.016946 | 0.016947 | 0.97158 | -0.54839 | 0.97205 | -0.5391 | 4.6556
330 | -0.00086017 | -0.00021558 | 0.00086017 | 0.00021555 | 1.3889e-09 | -2.7892e-08 | 0.0012896 | 0.0012896 | 0.0012896 | 0.99251 | -0.14256 | 0.99251 | -0.14252 | 0.35429
331 | 0.04426 | 0.01118 | -0.044253 | -0.011177 | 7.0562e-06 | 3.1368e-06 | 0.066388 | 0.066388 | 0.066388 | 0.99251 | -0.14252 | 0.99234 | -0.14585 | 3.6477
332 | 0.0015722 | 0.00039365 | -0.0015722 | -0.00039384 | 3.5875e-08 | -1.8717e-07 | 0.002391 | 0.0023911 | 0.0023911 | 0.97838 | -0.41521 | 0.97835 | -0.41569 | 0.65689
333 | 0.00079413 | 0.00019885 | -0.00079412 | -0.00019903 | 8.0548e-09 | -1.7974e-07 | 0.0012078 | 0.0012078 | 0.0012078 | 0.97835 | -0.41569 | 0.97834 | -0.4159 | 0.33182

## res_trafo
| p_hv_mw | q_hv_mvar | p_lv_mw | q_lv_mvar | pl_mw | ql_mvar | i_hv_ka | i_lv_ka | vm_hv_pu | va_hv_degree | vm_lv_pu | va_lv_degree | loading_percent
0 | -1.2729e-15 | -1.3162e-15 | 0.00165 | 1.2699e-07 | 0.00165 | 1.2699e-07 | 5.2857e-17 | 0.0023815 | 0.99998 | 149.9956 | 1 | 0 | 0.2619

## res_ext_grid
| p_mw | q_mvar
0 | 0.43755 | 0.11217

## res_load
| p_mw | q_mvar
0 | 0.0025301 | 0.00063411
1 | 0.0011979 | 0.00030023
2 | 0.00020509 | 5.1399e-05
3 | 0.0011187 | 0.00028038
4 | 0.0013828 | 0.00034656
5 | 0.00022432 | 5.6219e-05
6 | 0.0036253 | 0.00090857
7 | 0.002254 | 0.00056491
8 | 0.0011872 | 0.00029754
9 | 0.00072869 | 0.00018263
10 | 0.00028891 | 7.2407e-05
11 | 0.00034143 | 8.5569e-05
12 | 0.00029766 | 7.4602e-05
13 | 0.00033438 | 8.3805e-05
14 | 0.0012335 | 0.00030916
15 | 0.00074863 | 0.00018762
16 | 0.00066106 | 0.00016568
17 | 0.00021733 | 5.4469e-05
18 | 0.00018981 | 4.7571e-05
19 | 0.0078363 | 0.001964
20 | 0.00017652 | 4.424e-05
21 | 0.0013592 | 0.00034065
22 | 0.00077282 | 0.00019369
23 | 0.0002572 | 6.446e-05
24 | 0.0001745 | 4.3735e-05
25 | 0.00019365 | 4.8533e-05
26 | 0.00017161 | 4.3009e-05
27 | 0.00016143 | 4.0458e-05
28 | 0.00018874 | 4.7304e-05
29 | 0.00022308 | 5.5909e-05
30 | 0.0019935 | 0.00049961
31 | 0.00021329 | 5.3455e-05
32 | 0.00015902 | 3.9855e-05
33 | 0.00020725 | 5.1943e-05
34 | 0.00071618 | 0.00017949
35 | 0.00090072 | 0.00022574
36 | 0.00016602 | 4.1609e-05
37 | 0.00034375 | 8.6152e-05
38 | 0.00047658 | 0.00011944
39 | 0.00046673 | 0.00011697
40 | 0.00014332 | 3.5919e-05
41 | 0.00020027 | 5.0192e-05
42 | 0.0001518 | 3.8044e-05
43 | 0.00019809 | 4.9645e-05
44 | 0.00021524 | 5.3944e-05
45 | 0.00023226 | 5.8209e-05
46 | 0.00018776 | 4.7057e-05
47 | 0.00016823 | 4.2161e-05
48 | 0.00031123 | 7.8e-05
49 | 0.00028441 | 7.128e-05
50 | 0.00017213 | 4.314e-05
51 | 0.00018641 | 4.6719e-05
52 | 0.00025866 | 6.4827e-05
53 | 0.0027289 | 0.00068393
54 | 0.00021939 | 5.4984e-05
55 | 0.00018872 | 4.7297e-05
56 | 0.00015038 | 3.769e-05
57 | 0.00017041 | 4.2708e-05
58 | 0.00024399 | 6.1149e-05
59 | 0.00022705 | 5.6905e-05
60 | 0.00015062 | 3.7749e-05
61 | 0.00015569 | 3.902e-05
62 | 0.00015068 | 3.7763e-05
63 | 0.00014539 | 3.6439e-05
64 | 0.00015986 | 4.0064e-05
65 | 0.00020935 | 5.2467e-05
66 | 0.00020912 | 5.241e-05
67 | 0.00019893 | 4.9858e-05
68 | 0.00017876 | 4.48e-05
69 | 0.00018898 | 4.7362e-05
70 | 0.00021132 | 5.2961e-05
71 | 0.00032869 | 8.2378e-05
72 | 0.0002644 | 6.6264e-05
73 | 0.00014612 | 3.6622e-05
74 | 0.00018993 | 4.7601e-05
75 | 0.00026615 | 6.6703e-05
76 | 0.00019636 | 4.9212e-05
77 | 0.001183 | 0.00029649
78 | 0.0017171 | 0.00043035
79 | 0.00017289 | 4.333e-05
80 | 0.0001449 | 3.6316e-05
81 | 0.00017134 | 4.2941e-05
82 | 0.00019513 | 4.8905e-05
83 | 0.00021114 | 5.2916e-05
84 | 0.00029087 | 7.2898e-05
85 | 0.00025191 | 6.3135e-05
86 | 0.00018584 | 4.6575e-05
87 | 0.00019064 | 4.7779e-05
88 | 0.00016319 | 4.09e-05
89 | 0.00066169 | 0.00016584
90 | 0.0033151 | 0.00083083
91 | 0.00077801 | 0.00019499
92 | 0.0082453 | 0.0020665
93 | 0.0018527 | 0.00046433
94 | 0.0042933 | 0.001076
95 | 0.0050277 | 0.0012601
96 | 0.0025357 | 0.0006355
97 | 0.00056155 | 0.00014074
98 | 0.0014624 | 0.0003665
99 | 0.0020615 | 0.00051667
100 | 0.00093545 | 0.00023445
101 | 0.0046833 | 0.0011737
102 | 0.00070809 | 0.00017747
103 | 0.00078036 | 0.00019558
104 | 0.0027905 | 0.00069935
105 | 0.0006227 | 0.00015606
106 | 0.0010685 | 0.0002678
107 | 0.0008238 | 0.00020646
108 | 0.0021297 | 0.00053374
109 | 0.00084158 | 0.00021092
110 | 0.00067686 | 0.00016964
111 | 0.0080297 | 0.0020124
112 | 0.0015281 | 0.00038298
113 | 0.0045233 | 0.0011336
114 | 0.0022192 | 0.00055618
115 | 0.0012394 | 0.00031062
116 | 0.0011804 | 0.00029584
117 | 0.0053029 | 0.001329
118 | 0.00085753 | 0.00021492
119 | 0.0014967 | 0.00037511
120 | 0.0013848 | 0.00034706
121 | 0.001183 | 0.0002965
122 | 0.00079115 | 0.00019828
123 | 0.00084444 | 0.00021164
124 | 0.00086162 | 0.00021594
125 | 0.0020424 | 0.00051188
126 | 0.0015057 | 0.00037736
127 | 0.0046349 | 0.0011616
128 | 0.0054544 | 0.001367
129 | 0.0022322 | 0.00055945
130 | 0.0033504 | 0.0008397
131 | 0.0060786 | 0.0015234
132 | 0.0017547 | 0.00043977
133 | 0.0017589 | 0.00044081
134 | 0.0016174 | 0.00040536
135 | 0.0023827 | 0.00059716
136 | 0.001164 | 0.00029173
137 | 0.0015703 | 0.00039355
138 | 0.0019331 | 0.00048447
139 | 0.0020398 | 0.00051121
140 | 0.0038553 | 0.00096624
141 | 0.0039853 | 0.0009988
142 | 0.002617 | 0.00065587
143 | 0.0014681 | 0.00036795
144 | 0.0037207 | 0.00093251
145 | 0.00072635 | 0.00018204
146 | 0.0014834 | 0.00037178
147 | 0.0018593 | 0.00046597
148 | 0.0020722 | 0.00051934
149 | 0.00057159 | 0.00014325
150 | 0.0019715 | 0.00049409
151 | 0.0016582 | 0.00041558
152 | 0.0059564 | 0.0014928
153 | 0.0023109 | 0.00057916
154 | 0.0011078 | 0.00027765
155 | 0.00099341 | 0.00024897
156 | 0.00095141 | 0.00023845
157 | 0.0010103 | 0.00025321
158 | 0.0061063 | 0.0015304
159 | 0.0042165 | 0.0010568
160 | 0.011237 | 0.0028163
161 | 0.0094172 | 0.0023602
162 | 0.0024391 | 0.00061131
163 | 0.00066931 | 0.00016774
164 | 0.0073695 | 0.001847
165 | 0.00084128 | 0.00021084
166 | 0.0013413 | 0.00033617
167 | 0.0064546 | 0.0016177
168 | 0.0013716 | 0.00034375
169 | 0.00050898 | 0.00012756
170 | 0.001216 | 0.00030476
171 | 0.00063137 | 0.00015824
172 | 0.0025018 | 0.00062702
173 | 0.0033913 | 0.00084994
174 | 0.00054386 | 0.0001363
175 | 0.0011379 | 0.00028518
176 | 0.00070231 | 0.00017602
177 | 0.001621 | 0.00040626
178 | 0.010985 | 0.0027531
179 | 0.0052373 | 0.0013126
180 | 0.0012544 | 0.00031437
181 | 0.00096683 | 0.00024231
182 | 0.0021354 | 0.00053519
183 | 0.001865 | 0.00046742
184 | 0.0018492 | 0.00046344
185 | 0.00077986 | 0.00019545
186 | 0.0011883 | 0.00029781
187 | 0.0017512 | 0.00043889
188 | 0.0011534 | 0.00028907
189 | 0.0062021 | 0.0015544
190 | 0.00076109 | 0.00019075
191 | 0.00073388 | 0.00018393
192 | 0.0067738 | 0.0016977
193 | 0.00071902 | 0.0001802
194 | 0.00022895 | 5.738e-05
195 | 0.0028169 | 0.00070597
196 | 0.004049 | 0.0010148
197 | 0.0016798 | 0.00042099
198 | 0.0013549 | 0.00033958
199 | 0.0058242 | 0.0014597
200 | 0.0011328 | 0.0002839
201 | 0.00059372 | 0.0001488
202 | 0.00054134 | 0.00013567
203 | 0.00067959 | 0.00017032
204 | 0.001634 | 0.00040952
205 | 0.0015563 | 0.00039003
206 | 0.00094323 | 0.0002364
207 | 0.00073171 | 0.00018338
208 | 0.0044648 | 0.001119
209 | 0.00056834 | 0.00014244
210 | 0.0070372 | 0.0017637
211 | 0.00075071 | 0.00018814
212 | 0.00056283 | 0.00014106
213 | 0.00098555 | 0.000247
214 | 0.001185 | 0.00029699
215 | 0.00075368 | 0.00018889
216 | 0.00081491 | 0.00020424
217 | 0.00096293 | 0.00024133
218 | 0.0026691 | 0.00066895
219 | 0.00091022 | 0.00022812
220 | 0.0025719 | 0.00064457
221 | 0.00020036 | 5.0215e-05
222 | 0.0012212 | 0.00030606
223 | 0.0013548 | 0.00033955
224 | 0.0042129 | 0.0010559
225 | 0.0030136 | 0.00075527
226 | 0.0018053 | 0.00045245
227 | 0.00186 | 0.00046617
228 | 0.001142 | 0.00028621
229 | 0.0021977 | 0.00055079
230 | 0.00043736 | 0.00010961
231 | 0.00098491 | 0.00024684
232 | 0.00097661 | 0.00024476
233 | 0.015369 | 0.0038519
234 | 0.0025773 | 0.00064594
235 | 0.0022884 | 0.00057352
236 | 0.0041747 | 0.0010463
237 | 0.0032297 | 0.00080945
238 | 0.007835 | 0.0019636
239 | 0.00059786 | 0.00014984
240 | 0.00086017 | 0.00021558
241 | 0.002457 | 0.00061579
242 | 0.00040351 | 0.00010113
243 | 0.0041196 | 0.0010325
244 | 0.00077802 | 0.00019499
245 | 0.00079412 | 0.00019903

## dtypes
| element | column | dtype
0 | bus | name | object
1 | bus | vn_kv | float64
2 | bus | type | object
3 | bus | zone | object
4 | bus | in_service | bool
5 | load | name | object
6 | load | bus | uint32
7 | load | p_mw | float64
8 | load | q_mvar | float64
9 | load | const_z_percent | float64
10 | load | const_i_percent | float64
11 | load | sn_mva | float64
12 | load | scaling | float64
13 | load | in_service | bool
14 | load | type | object
15 | ext_grid | name | object
16 | ext_grid | bus | uint32
17 | ext_grid | vm_pu | float64
18 | ext_grid | va_degree | float64
19 | ext_grid | slack_weight | float64
20 | ext_grid | in_service | bool
21 | line | name | object
22 | line | std_type | object
23 | line | from_bus | uint32
24 | line | to_bus | uint32
25 | line | length_km | float64
26 | line | r_ohm_per_km | float64
27 | line | x_ohm_per_km | float64
28 | line | c_nf_per_km | float64
29 | line | g_us_per_km | float64
30 | line | max_i_ka | float64
31 | line | df | float64
32 | line | parallel | uint32
33 | line | type | object
34 | line | in_service | bool
35 | trafo | name | object
36 | trafo | std_type | object
37 | trafo | hv_bus | uint32
38 | trafo | lv_bus | uint32
39 | trafo | sn_mva | float64
40 | trafo | vn_hv_kv | float64
41 | trafo | vn_lv_kv | float64
42 | trafo | vk_percent | float64
43 | trafo | vkr_percent | float64
44 | trafo | pfe_kw | float64
45 | trafo | i0_percent | float64
46 | trafo | shift_degree | float64
47 | trafo | tap_side | object
48 | trafo | tap_neutral | int32
49 | trafo | tap_min | int32
50 | trafo | tap_max | int32
51 | trafo | tap_step_percent | float64
52 | trafo | tap_step_degree | float64
53 | trafo | tap_pos | int32
54 | trafo | tap_phase_shifter | bool
55 | trafo | parallel | uint32
56 | trafo | df | float64
57 | trafo | in_service | bool
58 | line_geodata | coords | object
59 | bus_geodata | x | float64
60 | bus_geodata | y | float64
61 | bus_geodata | coords | object
62 | res_bus | vm_pu | float64
63 | res_bus | va_degree | float64
64 | res_bus | p_mw | float64
65 | res_bus | q_mvar | float64
66 | res_line | p_from_mw | float64
67 | res_line | q_from_mvar | float64
68 | res_line | p_to_mw | float64
69 | res_line | q_to_mvar | float64
70 | res_line | pl_mw | float64
71 | res_line | ql_mvar | float64
72 | res_line | i_from_ka | float64
73 | res_line | i_to_ka | float64
74 | res_line | i_ka | float64
75 | res_line | vm_from_pu | float64
76 | res_line | va_from_degree | float64
77 | res_line | vm_to_pu | float64
78 | res_line | va_to_degree | float64
79 | res_line | loading_percent | float64
80 | res_trafo | p_hv_mw | float64
81 | res_trafo | q_hv_mvar | float64
82 | res_trafo | p_lv_mw | float64
83 | res_trafo | q_lv_mvar | float64
84 | res_trafo | pl_mw | float64
85 | res_trafo | ql_mvar | float64
86 | res_trafo | i_hv_ka | float64
87 | res_trafo | i_lv_ka | float64
88 | res_trafo | vm_hv_pu | float64
89 | res_trafo | va_hv_degree | float64
90 | res_trafo | vm_lv_pu | float64
91 | res_trafo | va_lv_degree | float64
92 | res_trafo | loading_percent | float64
93 | res_ext_grid | p_mw | float64
94 | res_ext_grid | q_mvar | float64
95 | res_load | p_mw | float64
96 | res_load | q_mvar | float64

## parameters
| version | format_version | converged | OPF_converged | name | f_hz | sn_mva
0 | 2.14.6 | 2.14.0 | TRUE | FALSE |  | 50 | 1