## bus
| name | vn_kv | type | zone | in_service
0 | bus_LV_2122-3_0_5_node_0 | 0.4 | n |  | TRUE
1 | bus_LV_2122-3_0_5_node_1 | 0.4 | n |  | TRUE
2 | bus_LV_2122-3_0_5_node_2 | 0.4 | n |  | TRUE
3 | bus_LV_2122-3_0_5_node_3 | 0.4 | n |  | TRUE
4 | bus_LV_2122-3_0_5_node_4 | 0.4 | n |  | TRUE
5 | bus_LV_2122-3_0_5_node_5 | 0.4 | n |  | TRUE
6 | bus_LV_2122-3_0_5_node_55 | 0.4 | n |  | TRUE
7 | bus_LV_2122-3_0_5_node_6 | 0.4 | n |  | TRUE
8 | bus_LV_2122-3_0_5_node_78 | 0.4 | n |  | TRUE
9 | bus_LV_2122-3_0_5_node_35 | 0.4 | n |  | TRUE
10 | bus_LV_2122-3_0_5_node_33 | 0.4 | n |  | TRUE
11 | bus_LV_2122-3_0_5_node_42 | 0.4 | n |  | TRUE
12 | bus_LV_2122-3_0_5_node_7 | 0.4 | n |  | TRUE
13 | bus_LV_2122-3_0_5_node_36 | 0.4 | n |  | TRUE
14 | bus_LV_2122-3_0_5_node_56 | 0.4 | n |  | TRUE
15 | bus_LV_2122-3_0_5_node_52 | 0.4 | n |  | TRUE
16 | bus_LV_2122-3_0_5_node_40 | 0.4 | n |  | TRUE
17 | bus_LV_2122-3_0_5_node_34 | 0.4 | n |  | TRUE
18 | bus_LV_2122-3_0_5_node_32 | 0.4 | n |  | TRUE
19 | bus_LV_2122-3_0_5_node_8 | 0.4 | n |  | TRUE
20 | bus_LV_2122-3_0_5_node_10 | 0.4 | n |  | TRUE
21 | bus_LV_2122-3_0_5_node_46 | 0.4 | n |  | TRUE
22 | bus_LV_2122-3_0_5_node_126 | 0.4 | n |  | TRUE
23 | bus_LV_2122-3_0_5_node_109 | 0.4 | n |  | TRUE
24 | bus_LV_2122-3_0_5_node_125 | 0.4 | n |  | TRUE
25 | bus_LV_2122-3_0_5_node_31 | 0.4 | n |  | TRUE
26 | bus_LV_2122-3_0_5_node_19 | 0.4 | n |  | TRUE
27 | bus_LV_2122-3_0_5_node_22 | 0.4 | n |  | TRUE
28 | bus_LV_2122-3_0_5_node_45 | 0.4 | n |  | TRUE
29 | bus_LV_2122-3_0_5_node_11 | 0.4 | n |  | TRUE
30 | bus_LV_2122-3_0_5_node_12 | 0.4 | n |  | TRUE
31 | bus_LV_2122-3_0_5_node_13 | 0.4 | n |  | TRUE
32 | bus_LV_2122-3_0_5_node_14 | 0.4 | n |  | TRUE
33 | bus_LV_2122-3_0_5_node_15 | 0.4 | n |  | TRUE
34 | bus_LV_2122-3_0_5_node_20 | 0.4 | n |  | TRUE
35 | bus_LV_2122-3_0_5_node_21 | 0.4 | n |  | TRUE
36 | bus_LV_2122-3_0_5_node_25 | 0.4 | n |  | TRUE
37 | bus_LV_2122-3_0_5_node_30 | 0.4 | n |  | TRUE
38 | bus_LV_2122-3_0_5_node_41 | 0.4 | n |  | TRUE
39 | bus_LV_2122-3_0_5_node_16 | 0.4 | n |  | TRUE
40 | bus_LV_2122-3_0_5_node_17 | 0.4 | n |  | TRUE
41 | bus_LV_2122-3_0_5_node_18 | 0.4 | n |  | TRUE
42 | bus_LV_2122-3_0_5_node_39 | 0.4 | n |  | TRUE
43 | bus_LV_2122-3_0_5_node_38 | 0.4 | n |  | TRUE
44 | bus_LV_2122-3_0_5_node_47 | 0.4 | n |  | TRUE
45 | bus_LV_2122-3_0_5_node_28 | 0.4 | n |  | TRUE
46 | bus_LV_2122-3_0_5_node_23 | 0.4 | n |  | TRUE
47 | bus_LV_2122-3_0_5_node_43 | 0.4 | n |  | TRUE
48 | bus_LV_2122-3_0_5_node_26 | 0.4 | n |  | TRUE
49 | bus_LV_2122-3_0_5_node_27 | 0.4 | n |  | TRUE
50 | bus_LV_2122-3_0_5_node_29 | 0.4 | n |  | TRUE
51 | bus_LV_2122-3_0_5_node_139 | 0.4 | n |  | TRUE
52 | bus_LV_2122-3_0_5_node_37 | 0.4 | n |  | TRUE
53 | bus_LV_2122-3_0_5_node_140 | 0.4 | n |  | TRUE
54 | bus_LV_2122-3_0_5_node_48 | 0.4 | n |  | TRUE
55 | bus_LV_2122-3_0_5_node_49 | 0.4 | n |  | TRUE
56 | bus_LV_2122-3_0_5_node_50 | 0.4 | n |  | TRUE
57 | bus_LV_2122-3_0_5_node_51 | 0.4 | n |  | TRUE
58 | bus_LV_2122-3_0_5_node_53 | 0.4 | n |  | TRUE
59 | bus_LV_2122-3_0_5_node_54 | 0.4 | n |  | TRUE
60 | bus_LV_2122-3_0_5_node_77 | 0.4 | n |  | TRUE
61 | bus_LV_2122-3_0_5_node_117 | 0.4 | n |  | TRUE
62 | bus_LV_2122-3_0_5_node_146 | 0.4 | n |  | TRUE
63 | bus_LV_2122-3_0_5_node_118 | 0.4 | n |  | TRUE
64 | bus_LV_2122-3_0_5_node_97 | 0.4 | n |  | TRUE
65 | bus_LV_2122-3_0_5_node_145 | 0.4 | n |  | TRUE
66 | bus_LV_2122-3_0_5_node_57 | 0.4 | n |  | TRUE
67 | bus_LV_2122-3_0_5_node_59 | 0.4 | n |  | TRUE
68 | bus_LV_2122-3_0_5_node_60 | 0.4 | n |  | TRUE
69 | bus_LV_2122-3_0_5_node_58 | 0.4 | n |  | TRUE
70 | bus_LV_2122-3_0_5_node_75 | 0.4 | n |  | TRUE
71 | bus_LV_2122-3_0_5_node_76 | 0.4 | n |  | TRUE
72 | bus_LV_2122-3_0_5_node_61 | 0.4 | n |  | TRUE
73 | bus_LV_2122-3_0_5_node_62 | 0.4 | n |  | TRUE
74 | bus_LV_2122-3_0_5_node_63 | 0.4 | n |  | TRUE
75 | bus_LV_2122-3_0_5_node_64 | 0.4 | n |  | TRUE
76 | bus_LV_2122-3_0_5_node_124 | 0.4 | n |  | TRUE
77 | bus_LV_2122-3_0_5_node_132 | 0.4 | n |  | TRUE
78 | bus_LV_2122-3_0_5_node_92 | 0.4 | n |  | TRUE
79 | bus_LV_2122-3_0_5_node_65 | 0.4 | n |  | TRUE
80 | bus_LV_2122-3_0_5_node_110 | 0.4 | n |  | TRUE
81 | bus_LV_2122-3_0_5_node_111 | 0.4 | n |  | TRUE
82 | bus_LV_2122-3_0_5_node_112 | 0.4 | n |  | TRUE
83 | bus_LV_2122-3_0_5_node_66 | 0.4 | n |  | TRUE
84 | bus_LV_2122-3_0_5_node_67 | 0.4 | n |  | TRUE
85 | bus_LV_2122-3_0_5_node_68 | 0.4 | n |  | TRUE
86 | bus_LV_2122-3_0_5_node_69 | 0.4 | n |  | TRUE
87 | bus_LV_2122-3_0_5_node_70 | 0.4 | n |  | TRUE
88 | bus_LV_2122-3_0_5_node_73 | 0.4 | n |  | TRUE
89 | bus_LV_2122-3_0_5_node_74 | 0.4 | n |  | TRUE
90 | bus_LV_2122-3_0_5_node_71 | 0.4 | n |  | TRUE
91 | bus_LV_2122-3_0_5_node_72 | 0.4 | n |  | TRUE
92 | bus_LV_2122-3_0_5_node_79 | 0.4 | n |  | TRUE
93 | bus_LV_2122-3_0_5_node_80 | 0.4 | n |  | TRUE
94 | bus_LV_2122-3_0_5_node_81 | 0.4 | n |  | TRUE
95 | bus_LV_2122-3_0_5_node_82 | 0.4 | n |  | TRUE
96 | bus_LV_2122-3_0_5_node_83 | 0.4 | n |  | TRUE
97 | bus_LV_2122-3_0_5_node_84 | 0.4 | n |  | TRUE
98 | bus_LV_2122-3_0_5_node_85 | 0.4 | n |  | TRUE
99 | bus_LV_2122-3_0_5_node_91 | 0.4 | n |  | TRUE
100 | bus_LV_2122-3_0_5_node_122 | 0.4 | n |  | TRUE
101 | bus_LV_2122-3_0_5_node_135 | 0.4 | n |  | TRUE
102 | bus_LV_2122-3_0_5_node_96 | 0.4 | n |  | TRUE
103 | bus_LV_2122-3_0_5_node_133 | 0.4 | n |  | TRUE
104 | bus_LV_2122-3_0_5_node_86 | 0.4 | n |  | TRUE
105 | bus_LV_2122-3_0_5_node_87 | 0.4 | n |  | TRUE
106 | bus_LV_2122-3_0_5_node_88 | 0.4 | n |  | TRUE
107 | bus_LV_2122-3_0_5_node_89 | 0.4 | n |  | TRUE
108 | bus_LV_2122-3_0_5_node_90 | 0.4 | n |  | TRUE
109 | bus_LV_2122-3_0_5_node_93 | 0.4 | n |  | TRUE
110 | bus_LV_2122-3_0_5_node_94 | 0.4 | n |  | TRUE
111 | bus_LV_2122-3_0_5_node_95 | 0.4 | n |  | TRUE
112 | bus_LV_2122-3_0_5_node_104 | 0.4 | n |  | TRUE
113 | bus_LV_2122-3_0_5_node_99 | 0.4 | n |  | TRUE
114 | bus_LV_2122-3_0_5_node_102 | 0.4 | n |  | TRUE
115 | bus_LV_2122-3_0_5_node_98 | 0.4 | n |  | TRUE
116 | bus_LV_2122-3_0_5_node_100 | 0.4 | n |  | TRUE
117 | bus_LV_2122-3_0_5_node_101 | 0.4 | n |  | TRUE
118 | bus_LV_2122-3_0_5_node_103 | 0.4 | n |  | TRUE
119 | bus_LV_2122-3_0_5_node_119 | 0.4 | n |  | TRUE
120 | bus_LV_2122-3_0_5_node_120 | 0.4 | n |  | TRUE
121 | bus_LV_2122-3_0_5_node_105 | 0.4 | n |  | TRUE
122 | bus_LV_2122-3_0_5_node_106 | 0.4 | n |  | TRUE
123 | bus_LV_2122-3_0_5_node_107 | 0.4 | n |  | TRUE
124 | bus_LV_2122-3_0_5_node_108 | 0.4 | n |  | TRUE
125 | bus_LV_2122-3_0_5_node_123 | 0.4 | n |  | TRUE
126 | bus_LV_2122-3_0_5_node_115 | 0.4 | n |  | TRUE
127 | bus_LV_2122-3_0_5_node_128 | 0.4 | n |  | TRUE
128 | bus_LV_2122-3_0_5_node_113 | 0.4 | n |  | TRUE
129 | bus_LV_2122-3_0_5_node_127 | 0.4 | n |  | TRUE
130 | bus_LV_2122-3_0_5_node_114 | 0.4 | n |  | TRUE
131 | bus_LV_2122-3_0_5_node_116 | 0.4 | n |  | TRUE
132 | bus_LV_2122-3_0_5_node_131 | 0.4 | n |  | TRUE
133 | bus_LV_2122-3_0_5_node_129 | 0.4 | n |  | TRUE
134 | bus_LV_2122-3_0_5_node_121 | 0.4 | n |  | TRUE
135 | bus_LV_2122-3_0_5_node_130 | 0.4 | n |  | TRUE
136 | bus_LV_2122-3_0_5_node_134 | 0.4 | n |  | TRUE
137 | bus_LV_2122-3_0_5_node_136 | 0.4 | n |  | TRUE
138 | bus_LV_2122-3_0_5_node_137 | 0.4 | n |  | TRUE
139 | bus_LV_2122-3_0_5_node_138 | 0.4 | n |  | TRUE
140 | bus_LV_2122-3_0_5_node_141 | 0.4 | n |  | TRUE
141 | bus_LV_2122-3_0_5_node_143 | 0.4 | n |  | TRUE
142 | bus_LV_2122-3_0_5_node_142 | 0.4 | n |  | TRUE
143 | bus_LV_2122-3_0_5_node_144 | 0.4 | n |  | TRUE
144 | bus_MV_27_0_node_219 | 20 | n |  | TRUE

## load
| name | bus | p_mw | q_mvar | const_z_percent | const_i_percent | sn_mva | scaling | in_service | type
0 | LV_2122-3_0_5_load_0 | 0 | 0.055261 | 0.01385 | 0 | 0 |  | 1 | TRUE | wye
1 | LV_2122-3_0_5_load_3 | 3 | 0.010263 | 0.0025723 | 0 | 0 |  | 1 | TRUE | wye
2 | LV_2122-3_0_5_load_55 | 6 | 0.0060006 | 0.0015039 | 0 | 0 |  | 1 | TRUE | wye
3 | LV_2122-3_0_5_load_78 | 8 | 0.0014779 | 0.00037039 | 0 | 0 |  | 1 | TRUE | wye
4 | LV_2122-3_0_5_load_35 | 9 | 0.029806 | 0.0074701 | 0 | 0 |  | 1 | TRUE | wye
5 | LV_2122-3_0_5_load_33 | 10 | 0.012625 | 0.003164 | 0 | 0 |  | 1 | TRUE | wye
6 | LV_2122-3_0_5_load_42 | 11 | 0.04062 | 0.01018 | 0 | 0 |  | 1 | TRUE | wye
7 | LV_2122-3_0_5_load_36 | 13 | 0.064102 | 0.016065 | 0 | 0 |  | 1 | TRUE | wye
8 | LV_2122-3_0_5_load_56 | 14 | 0.00095567 | 0.00023951 | 0 | 0 |  | 1 | TRUE | wye
9 | LV_2122-3_0_5_load_52 | 15 | 0.0060523 | 0.0015168 | 0 | 0 |  | 1 | TRUE | wye
10 | LV_2122-3_0_5_load_40 | 16 | 0.028595 | 0.0071667 | 0 | 0 |  | 1 | TRUE | wye
11 | LV_2122-3_0_5_load_34 | 17 | 0.011864 | 0.0029734 | 0 | 0 |  | 1 | TRUE | wye
12 | LV_2122-3_0_5_load_32 | 18 | 0.0047494 | 0.0011903 | 0 | 0 |  | 1 | TRUE | wye
13 | LV_2122-3_0_5_load_8 | 19 | 0.0020666 | 0.00051795 | 0 | 0 |  | 1 | TRUE | wye
14 | LV_2122-3_0_5_load_10 | 20 | 0.00029128 | 7.3003e-05 | 0 | 0 |  | 1 | TRUE | wye
15 | LV_2122-3_0_5_load_46 | 21 | 0.00035321 | 8.8523e-05 | 0 | 0 |  | 1 | TRUE | wye
16 | LV_2122-3_0_5_load_126 | 22 | 0.0010356 | 0.00025954 | 0 | 0 |  | 1 | TRUE | wye
17 | LV_2122-3_0_5_load_125 | 24 | 0.00090258 | 0.00022621 | 0 | 0 |  | 1 | TRUE | wye
18 | LV_2122-3_0_5_load_31 | 25 | 0.0013085 | 0.00032795 | 0 | 0 |  | 1 | TRUE | wye
19 | LV_2122-3_0_5_load_19 | 26 | 0.00042893 | 0.0001075 | 0 | 0 |  | 1 | TRUE | wye
20 | LV_2122-3_0_5_load_22 | 27 | 0.0050203 | 0.0012582 | 0 | 0 |  | 1 | TRUE | wye
21 | LV_2122-3_0_5_load_45 | 28 | 0.00011585 | 2.9036e-05 | 0 | 0 |  | 1 | TRUE | wye
22 | LV_2122-3_0_5_load_11 | 29 | 0.0003967 | 9.9422e-05 | 0 | 0 |  | 1 | TRUE | wye
23 | LV_2122-3_0_5_load_12 | 30 | 0.00078544 | 0.00019685 | 0 | 0 |  | 1 | TRUE | wye
24 | LV_2122-3_0_5_load_13 | 31 | 0.00034067 | 8.5379e-05 | 0 | 0 |  | 1 | TRUE | wye
25 | LV_2122-3_0_5_load_15 | 33 | 0.00018352 | 4.5994e-05 | 0 | 0 |  | 1 | TRUE | wye
26 | LV_2122-3_0_5_load_20 | 34 | 0.0032421 | 0.00081254 | 0 | 0 |  | 1 | TRUE | wye
27 | LV_2122-3_0_5_load_21 | 35 | 0.004123 | 0.0010333 | 0 | 0 |  | 1 | TRUE | wye
28 | LV_2122-3_0_5_load_16 | 39 | 0.0029832 | 0.00074766 | 0 | 0 |  | 1 | TRUE | wye
29 | LV_2122-3_0_5_load_17 | 40 | 0.0022162 | 0.00055543 | 0 | 0 |  | 1 | TRUE | wye
30 | LV_2122-3_0_5_load_38 | 43 | 0.00099196 | 0.00024861 | 0 | 0 |  | 1 | TRUE | wye
31 | LV_2122-3_0_5_load_47 | 44 | 0.0032103 | 0.00080457 | 0 | 0 |  | 1 | TRUE | wye
32 | LV_2122-3_0_5_load_43 | 47 | 0.00028296 | 7.0917e-05 | 0 | 0 |  | 1 | TRUE | wye
33 | LV_2122-3_0_5_load_26 | 48 | 0.0015639 | 0.00039195 | 0 | 0 |  | 1 | TRUE | wye
34 | LV_2122-3_0_5_load_27 | 49 | 0.010736 | 0.0026906 | 0 | 0 |  | 1 | TRUE | wye
35 | LV_2122-3_0_5_load_29 | 50 | 0.013945 | 0.0034949 | 0 | 0 |  | 1 | TRUE | wye
36 | LV_2122-3_0_5_load_139 | 51 | 0.0050567 | 0.0012673 | 0 | 0 |  | 1 | TRUE | wye
37 | LV_2122-3_0_5_load_37 | 52 | 0.0004767 | 0.00011947 | 0 | 0 |  | 1 | TRUE | wye
38 | LV_2122-3_0_5_load_140 | 53 | 0.0047807 | 0.0011982 | 0 | 0 |  | 1 | TRUE | wye
39 | LV_2122-3_0_5_load_48 | 54 | 0.0044146 | 0.0011064 | 0 | 0 |  | 1 | TRUE | wye
40 | LV_2122-3_0_5_load_51 | 57 | 0.00055082 | 0.00013805 | 0 | 0 |  | 1 | TRUE | wye
41 | LV_2122-3_0_5_load_53 | 58 | 0.0032189 | 0.00080673 | 0 | 0 |  | 1 | TRUE | wye
42 | LV_2122-3_0_5_load_54 | 59 | 0.0017873 | 0.00044794 | 0 | 0 |  | 1 | TRUE | wye
43 | LV_2122-3_0_5_load_77 | 60 | 0.0016344 | 0.00040962 | 0 | 0 |  | 1 | TRUE | wye
44 | LV_2122-3_0_5_load_146 | 62 | 0.000844 | 0.00021153 | 0 | 0 |  | 1 | TRUE | wye
45 | LV_2122-3_0_5_load_118 | 63 | 0.0019044 | 0.0004773 | 0 | 0 |  | 1 | TRUE | wye
46 | LV_2122-3_0_5_load_97 | 64 | 0.0032965 | 0.00082618 | 0 | 0 |  | 1 | TRUE | wye
47 | LV_2122-3_0_5_load_145 | 65 | 0.00084316 | 0.00021132 | 0 | 0 |  | 1 | TRUE | wye
48 | LV_2122-3_0_5_load_57 | 66 | 0.0014994 | 0.0003758 | 0 | 0 |  | 1 | TRUE | wye
49 | LV_2122-3_0_5_load_60 | 68 | 0.0025221 | 0.0006321 | 0 | 0 |  | 1 | TRUE | wye
50 | LV_2122-3_0_5_load_58 | 69 | 0.0064149 | 0.0016077 | 0 | 0 |  | 1 | TRUE | wye
51 | LV_2122-3_0_5_load_75 | 70 | 0.0075703 | 0.0018973 | 0 | 0 |  | 1 | TRUE | wye
52 | LV_2122-3_0_5_load_61 | 72 | 0.0014744 | 0.00036952 | 0 | 0 |  | 1 | TRUE | wye
53 | LV_2122-3_0_5_load_62 | 73 | 0.0071097 | 0.0017819 | 0 | 0 |  | 1 | TRUE | wye
54 | LV_2122-3_0_5_load_63 | 74 | 0.0027708 | 0.00069444 | 0 | 0 |  | 1 | TRUE | wye
55 | LV_2122-3_0_5_load_64 | 75 | 0.0011618 | 0.00029118 | 0 | 0 |  | 1 | TRUE | wye
56 | LV_2122-3_0_5_load_124 | 76 | 0.0021037 | 0.00052724 | 0 | 0 |  | 1 | TRUE | wye
57 | LV_2122-3_0_5_load_132 | 77 | 0.0016917 | 0.00042398 | 0 | 0 |  | 1 | TRUE | wye
58 | LV_2122-3_0_5_load_92 | 78 | 0.002329 | 0.0005837 | 0 | 0 |  | 1 | TRUE | wye
59 | LV_2122-3_0_5_load_65 | 79 | 0.0023694 | 0.00059384 | 0 | 0 |  | 1 | TRUE | wye
60 | LV_2122-3_0_5_load_111 | 81 | 0.0004663 | 0.00011687 | 0 | 0 |  | 1 | TRUE | wye
61 | LV_2122-3_0_5_load_112 | 82 | 0.0023303 | 0.00058403 | 0 | 0 |  | 1 | TRUE | wye
62 | LV_2122-3_0_5_load_66 | 83 | 0.00095336 | 0.00023894 | 0 | 0 |  | 1 | TRUE | wye
63 | LV_2122-3_0_5_load_67 | 84 | 0.0082555 | 0.002069 | 0 | 0 |  | 1 | TRUE | wye
64 | LV_2122-3_0_5_load_68 | 85 | 0.0012643 | 0.00031686 | 0 | 0 |  | 1 | TRUE | wye
65 | LV_2122-3_0_5_load_70 | 87 | 0.0022972 | 0.00057572 | 0 | 0 |  | 1 | TRUE | wye
66 | LV_2122-3_0_5_load_74 | 89 | 0.0037625 | 0.00094297 | 0 | 0 |  | 1 | TRUE | wye
67 | LV_2122-3_0_5_load_71 | 90 | 0.0010882 | 0.00027272 | 0 | 0 |  | 1 | TRUE | wye
68 | LV_2122-3_0_5_load_79 | 92 | 0.0064852 | 0.0016253 | 0 | 0 |  | 1 | TRUE | wye
69 | LV_2122-3_0_5_load_80 | 93 | 0.0032798 | 0.000822 | 0 | 0 |  | 1 | TRUE | wye
70 | LV_2122-3_0_5_load_81 | 94 | 0.0026989 | 0.0006764 | 0 | 0 |  | 1 | TRUE | wye
71 | LV_2122-3_0_5_load_83 | 96 | 0.0034919 | 0.00087516 | 0 | 0 |  | 1 | TRUE | wye
72 | LV_2122-3_0_5_load_84 | 97 | 0.004184 | 0.0010486 | 0 | 0 |  | 1 | TRUE | wye
73 | LV_2122-3_0_5_load_85 | 98 | 0.0028054 | 0.00070311 | 0 | 0 |  | 1 | TRUE | wye
74 | LV_2122-3_0_5_load_91 | 99 | 0.0015847 | 0.00039715 | 0 | 0 |  | 1 | TRUE | wye
75 | LV_2122-3_0_5_load_122 | 100 | 0.001852 | 0.00046416 | 0 | 0 |  | 1 | TRUE | wye
76 | LV_2122-3_0_5_load_135 | 101 | 0.0066165 | 0.0016583 | 0 | 0 |  | 1 | TRUE | wye
77 | LV_2122-3_0_5_load_133 | 103 | 0.0016058 | 0.00040246 | 0 | 0 |  | 1 | TRUE | wye
78 | LV_2122-3_0_5_load_86 | 104 | 0.0021346 | 0.00053497 | 0 | 0 |  | 1 | TRUE | wye
79 | LV_2122-3_0_5_load_87 | 105 | 0.0042833 | 0.0010735 | 0 | 0 |  | 1 | TRUE | wye
80 | LV_2122-3_0_5_load_88 | 106 | 0.0024499 | 0.00061401 | 0 | 0 |  | 1 | TRUE | wye
81 | LV_2122-3_0_5_load_89 | 107 | 0.002789 | 0.00069898 | 0 | 0 |  | 1 | TRUE | wye
82 | LV_2122-3_0_5_load_90 | 108 | 0.0017889 | 0.00044834 | 0 | 0 |  | 1 | TRUE | wye
83 | LV_2122-3_0_5_load_93 | 109 | 0.0045431 | 0.0011386 | 0 | 0 |  | 1 | TRUE | wye
84 | LV_2122-3_0_5_load_94 | 110 | 0.0013773 | 0.00034518 | 0 | 0 |  | 1 | TRUE | wye
85 | LV_2122-3_0_5_load_95 | 111 | 0.0019036 | 0.0004771 | 0 | 0 |  | 1 | TRUE | wye
86 | LV_2122-3_0_5_load_104 | 112 | 0.0036221 | 0.00090779 | 0 | 0 |  | 1 | TRUE | wye
87 | LV_2122-3_0_5_load_99 | 113 | 0.0019416 | 0.00048662 | 0 | 0 |  | 1 | TRUE | wye
88 | LV_2122-3_0_5_load_102 | 114 | 0.0023758 | 0.00059543 | 0 | 0 |  | 1 | TRUE | wye
89 | LV_2122-3_0_5_load_98 | 115 | 0.0031592 | 0.00079177 | 0 | 0 |  | 1 | TRUE | wye
90 | LV_2122-3_0_5_load_100 | 116 | 0.0028116 | 0.00070466 | 0 | 0 |  | 1 | TRUE | wye
91 | LV_2122-3_0_5_load_101 | 117 | 0.00196 | 0.00049121 | 0 | 0 |  | 1 | TRUE | wye
92 | LV_2122-3_0_5_load_103 | 118 | 0.002787 | 0.0006985 | 0 | 0 |  | 1 | TRUE | wye
93 | LV_2122-3_0_5_load_119 | 119 | 0.0044445 | 0.0011139 | 0 | 0 |  | 1 | TRUE | wye
94 | LV_2122-3_0_5_load_120 | 120 | 0.0021748 | 0.00054506 | 0 | 0 |  | 1 | TRUE | wye
95 | LV_2122-3_0_5_load_105 | 121 | 0.0017403 | 0.00043615 | 0 | 0 |  | 1 | TRUE | wye
96 | LV_2122-3_0_5_load_106 | 122 | 0.0030812 | 0.00077222 | 0 | 0 |  | 1 | TRUE | wye
97 | LV_2122-3_0_5_load_107 | 123 | 0.0010515 | 0.00026354 | 0 | 0 |  | 1 | TRUE | wye
98 | LV_2122-3_0_5_load_108 | 124 | 0.0014341 | 0.00035942 | 0 | 0 |  | 1 | TRUE | wye
99 | LV_2122-3_0_5_load_123 | 125 | 0.00046081 | 0.00011549 | 0 | 0 |  | 1 | TRUE | wye
100 | LV_2122-3_0_5_load_115 | 126 | 0.00078919 | 0.00019779 | 0 | 0 |  | 1 | TRUE | wye
101 | LV_2122-3_0_5_load_113 | 128 | 0.00086414 | 0.00021657 | 0 | 0 |  | 1 | TRUE | wye
102 | LV_2122-3_0_5_load_114 | 130 | 0.00077671 | 0.00019466 | 0 | 0 |  | 1 | TRUE | wye
103 | LV_2122-3_0_5_load_116 | 131 | 0.00030532 | 7.652e-05 | 0 | 0 |  | 1 | TRUE | wye
104 | LV_2122-3_0_5_load_131 | 132 | 0.00066915 | 0.00016771 | 0 | 0 |  | 1 | TRUE | wye
105 | LV_2122-3_0_5_load_129 | 133 | 0.00096138 | 0.00024095 | 0 | 0 |  | 1 | TRUE | wye
106 | LV_2122-3_0_5_load_121 | 134 | 0.0043715 | 0.0010956 | 0 | 0 |  | 1 | TRUE | wye
107 | LV_2122-3_0_5_load_130 | 135 | 0.00053899 | 0.00013508 | 0 | 0 |  | 1 | TRUE | wye
108 | LV_2122-3_0_5_load_134 | 136 | 0.0026505 | 0.00066427 | 0 | 0 |  | 1 | TRUE | wye
109 | LV_2122-3_0_5_load_136 | 137 | 0.0028839 | 0.00072278 | 0 | 0 |  | 1 | TRUE | wye
110 | LV_2122-3_0_5_load_137 | 138 | 0.0021633 | 0.00054218 | 0 | 0 |  | 1 | TRUE | wye
111 | LV_2122-3_0_5_load_138 | 139 | 0.0012064 | 0.00030234 | 0 | 0 |  | 1 | TRUE | wye
112 | LV_2122-3_0_5_load_141 | 140 | 0.005095 | 0.0012769 | 0 | 0 |  | 1 | TRUE | wye
113 | LV_2122-3_0_5_load_143 | 141 | 0.0047474 | 0.0011898 | 0 | 0 |  | 1 | TRUE | wye
114 | LV_2122-3_0_5_load_142 | 142 | 0.0048432 | 0.0012138 | 0 | 0 |  | 1 | TRUE | wye
115 | LV_2122-3_0_5_load_144 | 143 | 0.0026081 | 0.00065365 | 0 | 0 |  | 1 | TRUE | wye

## ext_grid
| name | bus | vm_pu | va_degree | slack_weight | in_service
0 |  | 58 | 1 | 0 | 1 | TRUE

## line
| name | std_type | from_bus | to_bus | length_km | r_ohm_per_km | x_ohm_per_km | c_nf_per_km | g_us_per_km | max_i_ka | df | parallel | type | in_service
0 | LV_2122-3_0_5_line_0 |  | 0 | 1 | 0.030606 | 0.125 | 0.08 | 261 | 0 | 0.364 | 1 | 1 | cs | TRUE
1 | LV_2122-3_0_5_line_1 |  | 0 | 2 | 0.0081303 | 0.125 | 0.08 | 261 | 0 | 0.364 | 1 | 1 | cs | TRUE
2 | LV_2122-3_0_5_line_2 |  | 1 | 3 | 0.015974 | 0.125 | 0.08 | 261 | 0 | 0.364 | 1 | 1 | cs | TRUE
3 | LV_2122-3_0_5_line_3 |  | 1 | 4 | 0.002591 | 0.125 | 0.08 | 261 | 0 | 0.364 | 1 | 2 | cs | TRUE
4 | LV_2122-3_0_5_line_4 |  | 2 | 5 | 0.007194 | 0.125 | 0.08 | 261 | 0 | 0.364 | 1 | 1 | cs | TRUE
5 | LV_2122-3_0_5_line_5 |  | 3 | 6 | 0.045768 | 0.125 | 0.08 | 261 | 0 | 0.364 | 1 | 1 | cs | TRUE
6 | LV_2122-3_0_5_line_6 |  | 4 | 7 | 0.015175 | 0.125 | 0.08 | 261 | 0 | 0.364 | 1 | 4 | cs | TRUE
7 | LV_2122-3_0_5_line_7 |  | 4 | 8 | 0.037042 | 0.125 | 0.08 | 261 | 0 | 0.364 | 1 | 4 | cs | TRUE
8 | LV_2122-3_0_5_line_8 |  | 5 | 9 | 0.021598 | 0.125 | 0.08 | 261 | 0 | 0.364 | 1 | 1 | cs | TRUE
9 | LV_2122-3_0_5_line_9 |  | 5 | 10 | 0.041151 | 0.125 | 0.08 | 261 | 0 | 0.364 | 1 | 1 | cs | TRUE
10 | LV_2122-3_0_5_line_10 |  | 6 | 14 | 0.029493 | 0.125 | 0.08 | 261 | 0 | 0.364 | 1 | 1 | cs | TRUE
11 | LV_2122-3_0_5_line_11 |  | 7 | 11 | 0.0063392 | 0.125 | 0.08 | 261 | 0 | 0.364 | 1 | 4 | cs | TRUE
12 | LV_2122-3_0_5_line_12 |  | 8 | 15 | 0.030468 | 0.125 | 0.08 | 261 | 0 | 0.364 | 1 | 4 | cs | TRUE
13 | LV_2122-3_0_5_line_13 |  | 9 | 16 | 0.024569 | 0.125 | 0.08 | 261 | 0 | 0.364 | 1 | 1 | cs | TRUE
14 | LV_2122-3_0_5_line_14 |  | 10 | 17 | 0.009589 | 0.125 | 0.08 | 261 | 0 | 0.364 | 1 | 1 | cs | TRUE
15 | LV_2122-3_0_5_line_15 |  | 11 | 12 | 0.017623 | 0.125 | 0.08 | 261 | 0 | 0.364 | 1 | 4 | cs | TRUE
16 | LV_2122-3_0_5_line_16 |  | 12 | 13 | 0.031505 | 0.125 | 0.08 | 261 | 0 | 0.364 | 1 | 4 | cs | TRUE
17 | LV_2122-3_0_5_line_17 |  | 13 | 18 | 0.0041935 | 0.125 | 0.08 | 261 | 0 | 0.364 | 1 | 4 | cs | TRUE
18 | LV_2122-3_0_5_line_18 |  | 14 | 66 | 0.011732 | 0.125 | 0.08 | 261 | 0 | 0.364 | 1 | 1 | cs | TRUE
19 | LV_2122-3_0_5_line_19 |  | 15 | 55 | 0.026703 | 0.125 | 0.08 | 261 | 0 | 0.364 | 1 | 4 | cs | TRUE
20 | LV_2122-3_0_5_line_20 |  | 18 | 50 | 0.021234 | 0.125 | 0.08 | 261 | 0 | 0.364 | 1 | 4 | cs | TRUE
21 | LV_2122-3_0_5_line_21 |  | 19 | 20 | 0.14191 | 0.125 | 0.08 | 261 | 0 | 0.364 | 1 | 1 | cs | TRUE
22 | LV_2122-3_0_5_line_22 |  | 20 | 21 | 0.2963 | 0.125 | 0.08 | 261 | 0 | 0.364 | 1 | 1 | cs | TRUE
23 | LV_2122-3_0_5_line_23 |  | 21 | 28 | 0.0073808 | 0.125 | 0.08 | 261 | 0 | 0.364 | 1 | 1 | cs | TRUE
24 | LV_2122-3_0_5_line_24 |  | 22 | 23 | 0.045273 | 0.125 | 0.08 | 261 | 0 | 0.364 | 1 | 1 | cs | TRUE
25 | LV_2122-3_0_5_line_25 |  | 22 | 24 | 0.012208 | 0.125 | 0.08 | 261 | 0 | 0.364 | 1 | 1 | cs | TRUE
26 | LV_2122-3_0_5_line_26 |  | 23 | 123 | 0.048292 | 0.125 | 0.08 | 261 | 0 | 0.364 | 1 | 1 | cs | TRUE
27 | LV_2122-3_0_5_line_27 |  | 24 | 129 | 0.04196 | 0.125 | 0.08 | 261 | 0 | 0.364 | 1 | 1 | cs | TRUE
28 | LV_2122-3_0_5_line_28 |  | 25 | 26 | 0.090114 | 0.125 | 0.08 | 261 | 0 | 0.364 | 1 | 1 | cs | TRUE
29 | LV_2122-3_0_5_line_29 |  | 25 | 27 | 0.11557 | 0.125 | 0.08 | 261 | 0 | 0.364 | 1 | 1 | cs | TRUE
30 | LV_2122-3_0_5_line_30 |  | 26 | 41 | 0.0077247 | 0.125 | 0.08 | 261 | 0 | 0.364 | 1 | 1 | cs | TRUE
31 | LV_2122-3_0_5_line_31 |  | 27 | 46 | 0.0084619 | 0.125 | 0.08 | 261 | 0 | 0.364 | 1 | 1 | cs | TRUE
32 | LV_2122-3_0_5_line_32 |  | 28 | 46 | 0.065664 | 0.125 | 0.08 | 261 | 0 | 0.364 | 1 | 1 | cs | TRUE
33 | LV_2122-3_0_5_line_33 |  | 29 | 30 | 0.0070327 | 0.125 | 0.08 | 261 | 0 | 0.364 | 1 | 4 | cs | TRUE
34 | LV_2122-3_0_5_line_34 |  | 29 | 31 | 0.024174 | 0.125 | 0.08 | 261 | 0 | 0.364 | 1 | 4 | cs | TRUE
35 | LV_2122-3_0_5_line_35 |  | 30 | 32 | 0.091108 | 0.125 | 0.08 | 261 | 0 | 0.364 | 1 | 4 | cs | TRUE
36 | LV_2122-3_0_5_line_36 |  | 31 | 33 | 0.031266 | 0.125 | 0.08 | 261 | 0 | 0.364 | 1 | 4 | cs | TRUE
37 | LV_2122-3_0_5_line_37 |  | 32 | 34 | 0.071468 | 0.125 | 0.08 | 261 | 0 | 0.364 | 1 | 1 | cs | TRUE
38 | LV_2122-3_0_5_line_38 |  | 32 | 35 | 0.058746 | 0.125 | 0.08 | 261 | 0 | 0.364 | 1 | 4 | cs | TRUE
39 | LV_2122-3_0_5_line_39 |  | 33 | 36 | 0.022209 | 0.125 | 0.08 | 261 | 0 | 0.364 | 1 | 4 | cs | TRUE
40 | LV_2122-3_0_5_line_40 |  | 35 | 37 | 0.062351 | 0.125 | 0.08 | 261 | 0 | 0.364 | 1 | 4 | cs | TRUE
41 | LV_2122-3_0_5_line_41 |  | 36 | 38 | 0.008244 | 0.125 | 0.08 | 261 | 0 | 0.364 | 1 | 4 | cs | TRUE
42 | LV_2122-3_0_5_line_42 |  | 37 | 44 | 0.072213 | 0.125 | 0.08 | 261 | 0 | 0.364 | 1 | 1 | cs | TRUE
43 | LV_2122-3_0_5_line_43 |  | 37 | 45 | 0.01785 | 0.125 | 0.08 | 261 | 0 | 0.364 | 1 | 4 | cs | TRUE
44 | LV_2122-3_0_5_line_44 |  | 38 | 47 | 0.016257 | 0.125 | 0.08 | 261 | 0 | 0.364 | 1 | 4 | cs | TRUE
45 | LV_2122-3_0_5_line_45 |  | 39 | 40 | 0.0027146 | 0.125 | 0.08 | 261 | 0 | 0.364 | 1 | 1 | cs | TRUE
46 | LV_2122-3_0_5_line_46 |  | 39 | 41 | 0.062491 | 0.125 | 0.08 | 261 | 0 | 0.364 | 1 | 1 | cs | TRUE
47 | LV_2122-3_0_5_line_47 |  | 41 | 42 | 0.14481 | 0.125 | 0.08 | 261 | 0 | 0.364 | 1 | 1 | cs | TRUE
48 | LV_2122-3_0_5_line_48 |  | 42 | 43 | 0.093013 | 0.125 | 0.08 | 261 | 0 | 0.364 | 1 | 1 | cs | TRUE
49 | LV_2122-3_0_5_line_49 |  | 43 | 47 | 0.20088 | 0.125 | 0.08 | 261 | 0 | 0.364 | 1 | 2 | cs | TRUE
50 | LV_2122-3_0_5_line_50 |  | 43 | 52 | 0.067004 | 0.125 | 0.08 | 261 | 0 | 0.364 | 1 | 1 | cs | TRUE
51 | LV_2122-3_0_5_line_51 |  | 44 | 51 | 0.00056753 | 0.125 | 0.08 | 261 | 0 | 0.364 | 1 | 1 | cs | TRUE
52 | LV_2122-3_0_5_line_52 |  | 45 | 48 | 0.056882 | 0.125 | 0.08 | 261 | 0 | 0.364 | 1 | 4 | cs | TRUE
53 | LV_2122-3_0_5_line_53 |  | 48 | 49 | 0.040103 | 0.125 | 0.08 | 261 | 0 | 0.364 | 1 | 4 | cs | TRUE
54 | LV_2122-3_0_5_line_54 |  | 49 | 50 | 0.034605 | 0.125 | 0.08 | 261 | 0 | 0.364 | 1 | 4 | cs | TRUE
55 | LV_2122-3_0_5_line_55 |  | 51 | 53 | 0.028408 | 0.125 | 0.08 | 261 | 0 | 0.364 | 1 | 1 | cs | TRUE
56 | LV_2122-3_0_5_line_56 |  | 53 | 140 | 4.2163e-06 | 0.125 | 0.08 | 261 | 0 | 0.364 | 1 | 1 | cs | TRUE
57 | LV_2122-3_0_5_line_57 |  | 54 | 55 | 0.020708 | 0.125 | 0.08 | 261 | 0 | 0.364 | 1 | 4 | cs | TRUE
58 | LV_2122-3_0_5_line_58 |  | 54 | 56 | 0.02104 | 0.125 | 0.08 | 261 | 0 | 0.364 | 1 | 4 | cs | TRUE
59 | LV_2122-3_0_5_line_59 |  | 55 | 57 | 0.025358 | 0.125 | 0.08 | 261 | 0 | 0.364 | 1 | 1 | cs | TRUE
60 | LV_2122-3_0_5_line_60 |  | 56 | 58 | 0.0397 | 0.125 | 0.08 | 261 | 0 | 0.364 | 1 | 4 | cs | TRUE
61 | LV_2122-3_0_5_line_61 |  | 56 | 59 | 0.026725 | 0.125 | 0.08 | 261 | 0 | 0.364 | 1 | 1 | cs | TRUE
62 | LV_2122-3_0_5_line_62 |  | 57 | 60 | 0.088644 | 0.125 | 0.08 | 261 | 0 | 0.364 | 1 | 1 | cs | TRUE
63 | LV_2122-3_0_5_line_63 |  | 58 | 61 | 0.00052271 | 0.125 | 0.08 | 261 | 0 | 0.364 | 1 | 1 | cs | TRUE
64 | LV_2122-3_0_5_line_64 |  | 59 | 62 | 0.003119 | 0.125 | 0.08 | 261 | 0 | 0.364 | 1 | 1 | cs | TRUE
65 | LV_2122-3_0_5_line_65 |  | 61 | 63 | 0.018605 | 0.125 | 0.08 | 261 | 0 | 0.364 | 1 | 1 | cs | TRUE
66 | LV_2122-3_0_5_line_66 |  | 61 | 64 | 0.018657 | 0.125 | 0.08 | 261 | 0 | 0.364 | 1 | 1 | cs | TRUE
67 | LV_2122-3_0_5_line_67 |  | 62 | 65 | 0.01511 | 0.125 | 0.08 | 261 | 0 | 0.364 | 1 | 1 | cs | TRUE
68 | LV_2122-3_0_5_line_68 |  | 63 | 108 | 0.01323 | 0.125 | 0.08 | 261 | 0 | 0.364 | 1 | 1 | cs | TRUE
69 | LV_2122-3_0_5_line_69 |  | 64 | 111 | 0.0007977 | 0.125 | 0.08 | 261 | 0 | 0.364 | 1 | 1 | cs | TRUE
70 | LV_2122-3_0_5_line_70 |  | 65 | 143 | 0.0089304 | 0.125 | 0.08 | 261 | 0 | 0.364 | 1 | 1 | cs | TRUE
71 | LV_2122-3_0_5_line_71 |  | 66 | 67 | 0.035111 | 0.125 | 0.08 | 261 | 0 | 0.364 | 1 | 1 | cs | TRUE
72 | LV_2122-3_0_5_line_72 |  | 67 | 68 | 0.023131 | 0.125 | 0.08 | 261 | 0 | 0.364 | 1 | 1 | cs | TRUE
73 | LV_2122-3_0_5_line_73 |  | 67 | 69 | 0.019544 | 0.125 | 0.08 | 261 | 0 | 0.364 | 1 | 1 | cs | TRUE
74 | LV_2122-3_0_5_line_74 |  | 68 | 70 | 0.014537 | 0.125 | 0.08 | 261 | 0 | 0.364 | 1 | 1 | cs | TRUE
75 | LV_2122-3_0_5_line_75 |  | 70 | 71 | 0.0065252 | 0.125 | 0.08 | 261 | 0 | 0.364 | 1 | 1 | cs | TRUE
76 | LV_2122-3_0_5_line_76 |  | 71 | 86 | 0.009895 | 0.125 | 0.08 | 261 | 0 | 0.364 | 1 | 1 | cs | TRUE
77 | LV_2122-3_0_5_line_77 |  | 72 | 73 | 0.0097272 | 0.125 | 0.08 | 261 | 0 | 0.364 | 1 | 1 | cs | TRUE
78 | LV_2122-3_0_5_line_78 |  | 72 | 74 | 0.02866 | 0.125 | 0.08 | 261 | 0 | 0.364 | 1 | 1 | cs | TRUE
79 | LV_2122-3_0_5_line_79 |  | 73 | 75 | 0.0019542 | 0.125 | 0.08 | 261 | 0 | 0.364 | 1 | 1 | cs | TRUE
80 | LV_2122-3_0_5_line_80 |  | 74 | 76 | 0.032244 | 0.125 | 0.08 | 261 | 0 | 0.364 | 1 | 1 | cs | TRUE
81 | LV_2122-3_0_5_line_81 |  | 76 | 77 | 0.070564 | 0.125 | 0.08 | 261 | 0 | 0.364 | 1 | 1 | cs | TRUE
82 | LV_2122-3_0_5_line_82 |  | 76 | 78 | 0.0054203 | 0.125 | 0.08 | 261 | 0 | 0.364 | 1 | 1 | cs | TRUE
83 | LV_2122-3_0_5_line_83 |  | 77 | 135 | 0.071819 | 0.125 | 0.08 | 261 | 0 | 0.364 | 1 | 1 | cs | TRUE
84 | LV_2122-3_0_5_line_84 |  | 78 | 99 | 0.027391 | 0.125 | 0.08 | 261 | 0 | 0.364 | 1 | 1 | cs | TRUE
85 | LV_2122-3_0_5_line_85 |  | 79 | 80 | 0.037455 | 0.125 | 0.08 | 261 | 0 | 0.364 | 1 | 1 | cs | TRUE
86 | LV_2122-3_0_5_line_86 |  | 80 | 81 | 0.019507 | 0.125 | 0.08 | 261 | 0 | 0.364 | 1 | 1 | cs | TRUE
87 | LV_2122-3_0_5_line_87 |  | 80 | 82 | 0.063299 | 0.125 | 0.08 | 261 | 0 | 0.364 | 1 | 1 | cs | TRUE
88 | LV_2122-3_0_5_line_88 |  | 81 | 126 | 0.010837 | 0.125 | 0.08 | 261 | 0 | 0.364 | 1 | 1 | cs | TRUE
89 | LV_2122-3_0_5_line_89 |  | 82 | 127 | 0.063472 | 0.125 | 0.08 | 261 | 0 | 0.364 | 1 | 1 | cs | TRUE
90 | LV_2122-3_0_5_line_90 |  | 83 | 84 | 0.041377 | 0.125 | 0.08 | 261 | 0 | 0.364 | 1 | 1 | cs | TRUE
91 | LV_2122-3_0_5_line_91 |  | 83 | 85 | 0.018645 | 0.125 | 0.08 | 261 | 0 | 0.364 | 1 | 1 | cs | TRUE
92 | LV_2122-3_0_5_line_92 |  | 84 | 86 | 0.044449 | 0.125 | 0.08 | 261 | 0 | 0.364 | 1 | 1 | cs | TRUE
93 | LV_2122-3_0_5_line_93 |  | 85 | 87 | 0.0053162 | 0.125 | 0.08 | 261 | 0 | 0.364 | 1 | 1 | cs | TRUE
94 | LV_2122-3_0_5_line_94 |  | 87 | 88 | 0.025672 | 0.125 | 0.08 | 261 | 0 | 0.364 | 1 | 1 | cs | TRUE
95 | LV_2122-3_0_5_line_95 |  | 88 | 89 | 0.067408 | 0.125 | 0.08 | 261 | 0 | 0.364 | 1 | 1 | cs | TRUE
96 | LV_2122-3_0_5_line_96 |  | 89 | 91 | 0.091717 | 0.125 | 0.08 | 261 | 0 | 0.364 | 1 | 1 | cs | TRUE
97 | LV_2122-3_0_5_line_97 |  | 90 | 91 | 0.019465 | 0.125 | 0.08 | 261 | 0 | 0.364 | 1 | 1 | cs | TRUE
98 | LV_2122-3_0_5_line_98 |  | 92 | 93 | 0.020216 | 0.125 | 0.08 | 261 | 0 | 0.364 | 1 | 1 | cs | TRUE
99 | LV_2122-3_0_5_line_99 |  | 92 | 94 | 0.0029115 | 0.125 | 0.08 | 261 | 0 | 0.364 | 1 | 1 | cs | TRUE
100 | LV_2122-3_0_5_line_100 |  | 93 | 95 | 0.012147 | 0.125 | 0.08 | 261 | 0 | 0.364 | 1 | 1 | cs | TRUE
101 | LV_2122-3_0_5_line_101 |  | 94 | 96 | 0.033212 | 0.125 | 0.08 | 261 | 0 | 0.364 | 1 | 1 | cs | TRUE
102 | LV_2122-3_0_5_line_102 |  | 95 | 97 | 0.05105 | 0.125 | 0.08 | 261 | 0 | 0.364 | 1 | 1 | cs | TRUE
103 | LV_2122-3_0_5_line_103 |  | 95 | 98 | 5.1523e-05 | 0.125 | 0.08 | 261 | 0 | 0.364 | 1 | 1 | cs | TRUE
104 | LV_2122-3_0_5_line_104 |  | 96 | 99 | 0.0071942 | 0.125 | 0.08 | 261 | 0 | 0.364 | 1 | 1 | cs | TRUE
105 | LV_2122-3_0_5_line_105 |  | 97 | 100 | 0.047602 | 0.125 | 0.08 | 261 | 0 | 0.364 | 1 | 1 | cs | TRUE
106 | LV_2122-3_0_5_line_106 |  | 98 | 101 | 0.033901 | 0.125 | 0.08 | 261 | 0 | 0.364 | 1 | 1 | cs | TRUE
107 | LV_2122-3_0_5_line_107 |  | 100 | 102 | 0.01084 | 0.125 | 0.08 | 261 | 0 | 0.364 | 1 | 1 | cs | TRUE
108 | LV_2122-3_0_5_line_108 |  | 101 | 103 | 0.0083443 | 0.125 | 0.08 | 261 | 0 | 0.364 | 1 | 1 | cs | TRUE
109 | LV_2122-3_0_5_line_109 |  | 102 | 112 | 0.011774 | 0.125 | 0.08 | 261 | 0 | 0.364 | 1 | 1 | cs | TRUE
110 | LV_2122-3_0_5_line_110 |  | 102 | 113 | 0.034877 | 0.125 | 0.08 | 261 | 0 | 0.364 | 1 | 1 | cs | TRUE
111 | LV_2122-3_0_5_line_111 |  | 102 | 110 | 0.039535 | 0.125 | 0.08 | 261 | 0 | 0.364 | 1 | 1 | cs | TRUE
112 | LV_2122-3_0_5_line_112 |  | 103 | 136 | 0.02181 | 0.125 | 0.08 | 261 | 0 | 0.364 | 1 | 1 | cs | TRUE
113 | LV_2122-3_0_5_line_113 |  | 104 | 105 | 0.022745 | 0.125 | 0.08 | 261 | 0 | 0.364 | 1 | 1 | cs | TRUE
114 | LV_2122-3_0_5_line_114 |  | 104 | 106 | 0.017985 | 0.125 | 0.08 | 261 | 0 | 0.364 | 1 | 1 | cs | TRUE
115 | LV_2122-3_0_5_line_115 |  | 105 | 107 | 0.023195 | 0.125 | 0.08 | 261 | 0 | 0.364 | 1 | 1 | cs | TRUE
116 | LV_2122-3_0_5_line_116 |  | 106 | 108 | 0.0044666 | 0.125 | 0.08 | 261 | 0 | 0.364 | 1 | 1 | cs | TRUE
117 | LV_2122-3_0_5_line_117 |  | 109 | 110 | 0.0083201 | 0.125 | 0.08 | 261 | 0 | 0.364 | 1 | 1 | cs | TRUE
118 | LV_2122-3_0_5_line_118 |  | 109 | 111 | 0.012784 | 0.125 | 0.08 | 261 | 0 | 0.364 | 1 | 1 | cs | TRUE
119 | LV_2122-3_0_5_line_119 |  | 112 | 114 | 0.028993 | 0.125 | 0.08 | 261 | 0 | 0.364 | 1 | 1 | cs | TRUE
120 | LV_2122-3_0_5_line_120 |  | 113 | 115 | 0.00043451 | 0.125 | 0.08 | 261 | 0 | 0.364 | 1 | 1 | cs | TRUE
121 | LV_2122-3_0_5_line_121 |  | 114 | 116 | 0.024186 | 0.125 | 0.08 | 261 | 0 | 0.364 | 1 | 1 | cs | TRUE
122 | LV_2122-3_0_5_line_122 |  | 116 | 117 | 0.022463 | 0.125 | 0.08 | 261 | 0 | 0.364 | 1 | 1 | cs | TRUE
123 | LV_2122-3_0_5_line_123 |  | 117 | 118 | 0.011819 | 0.125 | 0.08 | 261 | 0 | 0.364 | 1 | 1 | cs | TRUE
124 | LV_2122-3_0_5_line_124 |  | 118 | 119 | 0.027584 | 0.125 | 0.08 | 261 | 0 | 0.364 | 1 | 1 | cs | TRUE
125 | LV_2122-3_0_5_line_125 |  | 119 | 120 | 0.0069847 | 0.125 | 0.08 | 261 | 0 | 0.364 | 1 | 1 | cs | TRUE
126 | LV_2122-3_0_5_line_126 |  | 120 | 134 | 0.024594 | 0.125 | 0.08 | 261 | 0 | 0.364 | 1 | 1 | cs | TRUE
127 | LV_2122-3_0_5_line_127 |  | 121 | 122 | 0.0063566 | 0.125 | 0.08 | 261 | 0 | 0.364 | 1 | 1 | cs | TRUE
128 | LV_2122-3_0_5_line_128 |  | 121 | 123 | 0.021141 | 0.125 | 0.08 | 261 | 0 | 0.364 | 1 | 1 | cs | TRUE
129 | LV_2122-3_0_5_line_129 |  | 122 | 124 | 0.044896 | 0.125 | 0.08 | 261 | 0 | 0.364 | 1 | 1 | cs | TRUE
130 | LV_2122-3_0_5_line_130 |  | 124 | 125 | 0.020113 | 0.125 | 0.08 | 261 | 0 | 0.364 | 1 | 1 | cs | TRUE
131 | LV_2122-3_0_5_line_131 |  | 126 | 128 | 0.019215 | 0.125 | 0.08 | 261 | 0 | 0.364 | 1 | 1 | cs | TRUE
132 | LV_2122-3_0_5_line_132 |  | 127 | 129 | 0.01732 | 0.125 | 0.08 | 261 | 0 | 0.364 | 1 | 1 | cs | TRUE
133 | LV_2122-3_0_5_line_133 |  | 128 | 130 | 0.0058957 | 0.125 | 0.08 | 261 | 0 | 0.364 | 1 | 1 | cs | TRUE
134 | LV_2122-3_0_5_line_134 |  | 130 | 131 | 0.018864 | 0.125 | 0.08 | 261 | 0 | 0.364 | 1 | 1 | cs | TRUE
135 | LV_2122-3_0_5_line_135 |  | 131 | 132 | 0.006916 | 0.125 | 0.08 | 261 | 0 | 0.364 | 1 | 1 | cs | TRUE
136 | LV_2122-3_0_5_line_136 |  | 132 | 133 | 0.010097 | 0.125 | 0.08 | 261 | 0 | 0.364 | 1 | 1 | cs | TRUE
137 | LV_2122-3_0_5_line_137 |  | 133 | 135 | 0.026909 | 0.125 | 0.08 | 261 | 0 | 0.364 | 1 | 1 | cs | TRUE
138 | LV_2122-3_0_5_line_138 |  | 136 | 137 | 0.0039516 | 0.125 | 0.08 | 261 | 0 | 0.364 | 1 | 1 | cs | TRUE
139 | LV_2122-3_0_5_line_139 |  | 137 | 138 | 0.031601 | 0.125 | 0.08 | 261 | 0 | 0.364 | 1 | 1 | cs | TRUE
140 | LV_2122-3_0_5_line_140 |  | 138 | 139 | 0.010837 | 0.125 | 0.08 | 261 | 0 | 0.364 | 1 | 1 | cs | TRUE
141 | LV_2122-3_0_5_line_141 |  | 140 | 141 | 0.028883 | 0.125 | 0.08 | 261 | 0 | 0.364 | 1 | 1 | cs | TRUE
142 | LV_2122-3_0_5_line_142 |  | 141 | 142 | 0.00055925 | 0.125 | 0.08 | 261 | 0 | 0.364 | 1 | 1 | cs | TRUE

## trafo
| name | std_type | hv_bus | lv_bus | sn_mva | vn_hv_kv | vn_lv_kv | vk_percent | vkr_percent | pfe_kw | i0_percent | shift_degree | tap_side | tap_neutral | tap_min | tap_max | tap_step_percent | tap_step_degree | tap_pos | tap_phase_shifter | parallel | df | in_service
0 | LV_2122-3_0_5_trafo_53 | 0.63 MVA 20/0.4 kV | 144 | 58 | 0.63 | 20 | 0.4 | 6 | 1.206 | 1.65 | 0.2619 | 150 | hv | 0 | -2 | 2 | 2.5 | 0 | 0 | FALSE | 1 | 1 | TRUE

## line_geodata
| x0 | y0 | x1 | y1 | x2 | y2 | x3 | y3 | x4 | y4 | x5 | y5 | x6 | y6 | x7 | y7 | x8 | y8 | x9 | y9 | x10 | y10
0 | 2573017.607 | 1170739.0093 | 2573021.2004 | 1170740.2382 | 2573047.1015 | 1170747.1536
1 | 2573052.5506 | 1170752.1697 | 2573050.5585 | 1170748.0766 | 2573047.1015 | 1170747.1536
2 | 2573017.607 | 1170739.0093 | 2573019.241 | 1170733.2323 | 2573022.8019 | 1170723.9195
3 | 2573017.607 | 1170739.0093 | 2573017.1366 | 1170741.5572
4 | 2573058.6226 | 1170748.2848 | 2573052.5506 | 1170752.1697
5 | 2573051.6359 | 1170688.7918 | 2573049.7644 | 1170690.673 | 2573033.5304 | 1170707.5659 | 2573027.5497 | 1170714.7299 | 2573023.2861 | 1170722.6531 | 2573022.8019 | 1170723.9195
6 | 2573018.8561 | 1170756.4459 | 2573017.4606 | 1170752.3501 | 2573016.7948 | 1170747.1949 | 2573017.1366 | 1170741.5572
7 | 2573017.1366 | 1170741.5572 | 2572998.634 | 1170738.817 | 2572989.8101 | 1170738.0898 | 2572981.7017 | 1170738.2264 | 2572980.3273 | 1170738.2531
8 | 2573058.6226 | 1170748.2848 | 2573067.262 | 1170742.0316 | 2573074.4759 | 1170735.2179 | 2573075.032 | 1170734.3747
9 | 2573058.6226 | 1170748.2848 | 2573067.8414 | 1170755.1913 | 2573076.5916 | 1170758.2535 | 2573087.4035 | 1170757.082 | 2573093.5113 | 1170749.8232
10 | 2573051.6359 | 1170688.7918 | 2573059.0631 | 1170681.3264 | 2573064.2565 | 1170672.6097 | 2573066.6587 | 1170664.1279 | 2573066.6587 | 1170664.1279
11 | 2573018.8561 | 1170756.4459 | 2573021.1504 | 1170761.3714 | 2573021.6666 | 1170762.1155
12 | 2572952.8316 | 1170749.5798 | 2572961.4763 | 1170743.6205 | 2572968.1923 | 1170740.0662 | 2572974.2129 | 1170738.3714 | 2572980.3273 | 1170738.2531
13 | 2573076.1572 | 1170712.7433 | 2573081.3143 | 1170724.8485 | 2573075.032 | 1170734.3747
14 | 2573099.685 | 1170742.486 | 2573093.5113 | 1170749.8232
15 | 2573032.7896 | 1170775.7263 | 2573026.2479 | 1170768.7189 | 2573021.6666 | 1170762.1155
16 | 2573032.7896 | 1170775.7263 | 2573046.5581 | 1170785.5693 | 2573058.6732 | 1170793.6817
17 | 2573062.1577 | 1170796.0149 | 2573058.6732 | 1170793.6817
18 | 2573066.982 | 1170652.4029 | 2573066.9947 | 1170655.4997 | 2573066.6587 | 1170664.1279
19 | 2572929.0121 | 1170761.1096 | 2572938.142 | 1170758.478 | 2572946.0712 | 1170754.24 | 2572952.8316 | 1170749.5798
20 | 2573062.1577 | 1170796.0149 | 2573079.8018 | 1170807.8296
21 | 2572495.0812 | 1171438.4467 | 2572636.9942 | 1171438.3174
22 | 2572932.7942 | 1171421.0411 | 2572636.9942 | 1171438.3174
23 | 2572932.7942 | 1171421.0411 | 2572939.3941 | 1171424.3451
24 | 2572377.2232 | 1171031.5025 | 2572389.754 | 1171033.2901 | 2572419.7477 | 1171029.7944 | 2572422.0664 | 1171029.1052
25 | 2572433.7681 | 1171025.6267 | 2572422.0664 | 1171029.1052
26 | 2572377.2232 | 1171031.5025 | 2572361.615 | 1171014.3325 | 2572339.8359 | 1171001.8802
27 | 2572469.4236 | 1171004.5861 | 2572455.6175 | 1171016.5669 | 2572437.7534 | 1171024.4421 | 2572433.7681 | 1171025.6267
28 | 2573121.0183 | 1171300.887 | 2573089.7879 | 1171319.3588 | 2573075.8866 | 1171330.716 | 2573062.7601 | 1171342.5367 | 2573050.5786 | 1171355.2647 | 2573050.2136 | 1171355.7362
29 | 2573050.2136 | 1171355.7362 | 2573002.1656 | 1171460.8397
30 | 2573128.0134 | 1171297.6203 | 2573121.7384 | 1171300.4611 | 2573121.0183 | 1171300.887
31 | 2572993.8623 | 1171461.019 | 2573001.9404 | 1171461.1492 | 2573002.1656 | 1171460.8397
32 | 2572993.8623 | 1171461.019 | 2572939.3941 | 1171424.3451
33 | 2573370.9221 | 1171031.9899 | 2573366.5467 | 1171026.4841
34 | 2573370.9221 | 1171031.9899 | 2573373.8605 | 1171035.6875 | 2573384.6727 | 1171051.8566
35 | 2573298.5322 | 1170966.7435 | 2573304.8319 | 1170971.062 | 2573325.4729 | 1170985.1994 | 2573335.6512 | 1170993.0025 | 2573346.691 | 1171003.5698 | 2573357.6979 | 1171015.3491 | 2573366.5467 | 1171026.4841
36 | 2573400.0635 | 1171079.0384 | 2573389.0544 | 1171058.4093 | 2573384.6727 | 1171051.8566
37 | 2573298.5322 | 1170966.7435 | 2573294.4437 | 1170969.3964 | 2573287.6118 | 1170969.2379 | 2573277.0262 | 1170966.1947 | 2573269.1938 | 1170966.4187 | 2573264.6512 | 1170968.44 | 2573263.4834 | 1170972.4362 | 2573263.697 | 1170979.1498 | 2573273.3373 | 1170996.6379 | 2573274.0742 | 1171001.673
38 | 2573298.5322 | 1170966.7435 | 2573259.2623 | 1170940.2719 | 2573249.9985 | 1170933.6504
39 | 2573408.2396 | 1171099.6673 | 2573401.3119 | 1171081.3777 | 2573400.0635 | 1171079.0384
40 | 2573201.2338 | 1170894.8528 | 2573234.9345 | 1170922.8829 | 2573249.9985 | 1170933.6504
41 | 2573408.0085 | 1171107.9059 | 2573408.2396 | 1171099.6673
42 | 2573201.2338 | 1170894.8528 | 2573193.7926 | 1170903.8685 | 2573190.521 | 1170906.1287 | 2573182.5249 | 1170907.3874 | 2573176.1713 | 1170909.8727 | 2573169.8713 | 1170922.5852 | 2573170.1044 | 1170928.5094 | 2573171.7644 | 1170933.6157 | 2573185.5717 | 1170941.9799
43 | 2573187.4893 | 1170883.4196 | 2573201.2338 | 1170894.8528
44 | 2573408.0085 | 1171107.9059 | 2573415.2191 | 1171112.3873 | 2573422.2901 | 1171115.6025
45 | 2573087.3468 | 1171347.0859 | 2573089.0766 | 1171344.9938
46 | 2573128.0134 | 1171297.6203 | 2573125.7655 | 1171306.3682 | 2573109.6035 | 1171320.2146 | 2573089.8303 | 1171344.0824 | 2573089.0766 | 1171344.9938
47 | 2573128.0134 | 1171297.6203 | 2573265.0103 | 1171250.705
48 | 2573265.0103 | 1171250.705 | 2573270.9798 | 1171256.5035 | 2573275.4681 | 1171259.4961 | 2573297.3707 | 1171266.891 | 2573311.828 | 1171272.0069 | 2573321.4209 | 1171277.289 | 2573341.4317 | 1171299.4949
49 | 2573422.2901 | 1171115.6025 | 2573341.4317 | 1171299.4949
50 | 2573386.2867 | 1171349.2703 | 2573341.4317 | 1171299.4949
51 | 2573186.0571 | 1170942.274 | 2573185.5717 | 1170941.9799
52 | 2573187.4893 | 1170883.4196 | 2573182.2551 | 1170879.63 | 2573141.3993 | 1170850.0833
53 | 2573108.5554 | 1170827.0833 | 2573122.5986 | 1170836.4867 | 2573141.3993 | 1170850.0833
54 | 2573108.5554 | 1170827.0833 | 2573079.8018 | 1170807.8296
55 | 2573186.0571 | 1170942.274 | 2573210.3542 | 1170956.9927
56 | 2573210.3578 | 1170956.9949 | 2573210.3542 | 1170956.9927
57 | 2572929.0121 | 1170761.1096 | 2572934.3049 | 1170781.1292
58 | 2572939.6829 | 1170801.4708 | 2572934.3049 | 1170781.1292
59 | 2572929.0121 | 1170761.1096 | 2572915.4266 | 1170761.3378 | 2572904.5735 | 1170760.1641 | 2572903.7395 | 1170759.9793
60 | 2572939.6829 | 1170801.4708 | 2572942.7883 | 1170813.2184 | 2572951.5401 | 1170839.3405
61 | 2572939.6829 | 1170801.4708 | 2572927.8827 | 1170802.3135 | 2572914.7696 | 1170795.249
62 | 2572903.7395 | 1170759.9793 | 2572882.7949 | 1170755.3381 | 2572863.4283 | 1170756.0707 | 2572837.1185 | 1170767.5848 | 2572820.7958 | 1170777.4884
63 | 2572951.7062 | 1170839.8361 | 2572951.5401 | 1170839.3405
64 | 2572914.7696 | 1170795.249 | 2572912.0237 | 1170793.7698
65 | 2572951.7062 | 1170839.8361 | 2572943.0755 | 1170837.8074 | 2572934.5658 | 1170833.0715
66 | 2572951.7062 | 1170839.8361 | 2572956.8313 | 1170851.5967 | 2572957.9352 | 1170857.3195
67 | 2572912.0237 | 1170793.7698 | 2572898.7214 | 1170786.6034
68 | 2572923.0053 | 1170826.6377 | 2572934.5658 | 1170833.0715
69 | 2572958.0863 | 1170858.1028 | 2572957.9352 | 1170857.3195
70 | 2572890.8593 | 1170782.3678 | 2572898.7214 | 1170786.6034
71 | 2573066.838 | 1170617.292 | 2573066.982 | 1170652.4029
72 | 2573066.838 | 1170617.292 | 2573067.9304 | 1170594.1873
73 | 2573066.838 | 1170617.292 | 2573059.0139 | 1170617.7608 | 2573054.3309 | 1170619.216 | 2573047.8385 | 1170621.2457
74 | 2573067.9304 | 1170594.1873 | 2573068.0534 | 1170591.5845 | 2573069.3898 | 1170579.7278
75 | 2573070.1206 | 1170573.2436 | 2573069.3898 | 1170579.7278
76 | 2573071.821 | 1170563.4977 | 2573070.1206 | 1170573.2436
77 | 2572687.5437 | 1170831.8966 | 2572678.0048 | 1170833.8017
78 | 2572687.5437 | 1170831.8966 | 2572715.6491 | 1170826.2836
79 | 2572678.0048 | 1170833.8017 | 2572676.0884 | 1170834.1844
80 | 2572720.5579 | 1170858.1514 | 2572715.6491 | 1170826.2836
81 | 2572720.5579 | 1170858.1514 | 2572659.6301 | 1170893.7482
82 | 2572725.2909 | 1170860.7929 | 2572720.5579 | 1170858.1514
83 | 2572676.3051 | 1170935.6617 | 2572687.6098 | 1170934.2616 | 2572692.3449 | 1170932.5724 | 2572693.439 | 1170927.5649 | 2572692.8507 | 1170921.0309 | 2572686.3875 | 1170911.1887 | 2572659.6301 | 1170893.7482
84 | 2572725.2909 | 1170860.7929 | 2572749.2091 | 1170874.1416
85 | 2572569.5018 | 1170902.0853 | 2572595.6107 | 1170875.2294
86 | 2572569.5018 | 1170902.0853 | 2572585.3418 | 1170913.4705
87 | 2572569.5018 | 1170902.0853 | 2572558.0487 | 1170913.4881 | 2572547.0101 | 1170923.5216 | 2572532.005 | 1170936.0302 | 2572522.2681 | 1170944.1607
88 | 2572585.3418 | 1170913.4705 | 2572594.1416 | 1170919.7955
89 | 2572482.1906 | 1170992.8436 | 2572508.8994 | 1170955.3239 | 2572522.2681 | 1170944.1607
90 | 2573154.1362 | 1170587.54 | 2573137.7304 | 1170582.7002 | 2573114.5757 | 1170575.4213
91 | 2573154.1362 | 1170587.54 | 2573165.124 | 1170590.7814 | 2573169.6634 | 1170591.4169 | 2573172.2681 | 1170591.3422
92 | 2573071.821 | 1170563.4977 | 2573099.56 | 1170570.0874 | 2573111.0238 | 1170574.3047 | 2573114.5757 | 1170575.4213
93 | 2573177.3223 | 1170589.9152 | 2573173.794 | 1170591.2984 | 2573172.2681 | 1170591.3422
94 | 2573185.0014 | 1170565.635 | 2573179.2918 | 1170587.2606 | 2573177.3223 | 1170589.9152 | 2573177.3223 | 1170589.9152
95 | 2573185.0014 | 1170565.635 | 2573235.3447 | 1170520.8095
96 | 2573301.2066 | 1170570.1511 | 2573298.6425 | 1170566.4496 | 2573290.3211 | 1170563.5074 | 2573277.0275 | 1170560.6653 | 2573266.4623 | 1170555.4988 | 2573252.0561 | 1170546.792 | 2573249.0383 | 1170540.8469 | 2573248.2204 | 1170525.6206 | 2573245.7219 | 1170522.897 | 2573236.9922 | 1170521.0351 | 2573235.3447 | 1170520.8095
97 | 2573301.2066 | 1170570.1511 | 2573294.2169 | 1170570.7493 | 2573281.9756 | 1170573.0167
98 | 2572787.0347 | 1170895.2521 | 2572804.6879 | 1170905.1043
99 | 2572787.0347 | 1170895.2521 | 2572784.4924 | 1170893.8332
100 | 2572815.2945 | 1170911.0239 | 2572804.6879 | 1170905.1043
101 | 2572755.4911 | 1170877.6476 | 2572784.4924 | 1170893.8332
102 | 2572815.2945 | 1170911.0239 | 2572866.0785 | 1170905.8229
103 | 2572815.339 | 1170911.05 | 2572815.2945 | 1170911.0239
104 | 2572755.4911 | 1170877.6476 | 2572749.2091 | 1170874.1416
105 | 2572866.0785 | 1170905.8229 | 2572913.4326 | 1170900.9733
106 | 2572844.5782 | 1170928.206 | 2572815.339 | 1170911.05
107 | 2572924.2163 | 1170899.8689 | 2572913.4326 | 1170900.9733
108 | 2572844.5782 | 1170928.206 | 2572851.7751 | 1170932.4288
109 | 2572924.2163 | 1170899.8689 | 2572913.9868 | 1170894.0392
110 | 2572924.2163 | 1170899.8689 | 2572953.942 | 1170918.1105
111 | 2572924.2163 | 1170899.8689 | 2572933.9539 | 1170898.035 | 2572941.0149 | 1170894.6791 | 2572948.8447 | 1170888.7963 | 2572955.2629 | 1170878.6399
112 | 2572851.7751 | 1170932.4288 | 2572870.5861 | 1170943.4661
113 | 2572903.3876 | 1170815.7198 | 2572883.5132 | 1170804.659
114 | 2572903.3876 | 1170815.7198 | 2572919.1024 | 1170824.4656
115 | 2572863.2456 | 1170793.3795 | 2572883.5132 | 1170804.659
116 | 2572923.0053 | 1170826.6377 | 2572919.1024 | 1170824.4656
117 | 2572957.989 | 1170870.7791 | 2572957.989 | 1170870.7791 | 2572955.2629 | 1170878.6399
118 | 2572957.989 | 1170870.7791 | 2572958.8131 | 1170861.8708 | 2572958.0863 | 1170858.1028
119 | 2572888.7968 | 1170879.6838 | 2572913.9868 | 1170894.0392
120 | 2572954.3124 | 1170918.3378 | 2572953.942 | 1170918.1105
121 | 2572867.7834 | 1170867.7085 | 2572888.7968 | 1170879.6838
122 | 2572867.7834 | 1170867.7085 | 2572848.2674 | 1170856.5866
123 | 2572848.2674 | 1170856.5866 | 2572837.999 | 1170850.7348
124 | 2572814.0339 | 1170837.0773 | 2572837.999 | 1170850.7348
125 | 2572814.0339 | 1170837.0773 | 2572807.9655 | 1170833.619
126 | 2572786.5978 | 1170821.4418 | 2572807.9655 | 1170833.619
127 | 2572320.0358 | 1170994.8603 | 2572313.9101 | 1170993.1628
128 | 2572320.0358 | 1170994.8603 | 2572334.6318 | 1170998.9048 | 2572339.8359 | 1171001.8802
129 | 2572270.1039 | 1170983.8538 | 2572289.0956 | 1170986.2868 | 2572313.9101 | 1170993.1628
130 | 2572270.1039 | 1170983.8538 | 2572250.1537 | 1170981.298
131 | 2572609.7444 | 1170931.0102 | 2572594.1416 | 1170919.7955
132 | 2572469.4236 | 1171004.5861 | 2572482.1906 | 1170992.8436
133 | 2572609.7444 | 1170931.0102 | 2572614.5318 | 1170934.4512 | 2572614.5318 | 1170934.4512
134 | 2572632.6427 | 1170939.4463 | 2572628.9195 | 1170939.1211 | 2572614.5318 | 1170934.4512
135 | 2572632.6427 | 1170939.4463 | 2572637.9882 | 1170939.9133 | 2572639.5312 | 1170939.7643
136 | 2572649.5811 | 1170938.7936 | 2572639.5312 | 1170939.7643
137 | 2572649.5811 | 1170938.7936 | 2572656.1103 | 1170938.163 | 2572676.3051 | 1170935.6617
138 | 2572870.5861 | 1170943.4661 | 2572873.9944 | 1170945.4659
139 | 2572901.2501 | 1170961.4581 | 2572873.9944 | 1170945.4659
140 | 2572910.5973 | 1170966.9426 | 2572901.2501 | 1170961.4581
141 | 2573210.3578 | 1170956.9949 | 2573235.0616 | 1170971.96
142 | 2573235.54 | 1170972.2497 | 2573235.0616 | 1170971.96

## bus_geodata
| x | y | coords
0 | 2573047.1015 | 1170747.1536
1 | 2573017.607 | 1170739.0093
2 | 2573052.5506 | 1170752.1697
3 | 2573022.8019 | 1170723.9195
4 | 2573017.1366 | 1170741.5572
5 | 2573058.6226 | 1170748.2848
6 | 2573051.6359 | 1170688.7918
7 | 2573018.8561 | 1170756.4459
8 | 2572980.3273 | 1170738.2531
9 | 2573075.032 | 1170734.3747
10 | 2573093.5113 | 1170749.8232
11 | 2573021.6666 | 1170762.1155
12 | 2573032.7896 | 1170775.7263
13 | 2573058.6732 | 1170793.6817
14 | 2573066.6587 | 1170664.1279
15 | 2572952.8316 | 1170749.5798
16 | 2573076.1572 | 1170712.7433
17 | 2573099.685 | 1170742.486
18 | 2573062.1577 | 1170796.0149
19 | 2572495.0812 | 1171438.4467
20 | 2572636.9942 | 1171438.3174
21 | 2572932.7942 | 1171421.0411
22 | 2572422.0664 | 1171029.1052
23 | 2572377.2232 | 1171031.5025
24 | 2572433.7681 | 1171025.6267
25 | 2573050.2136 | 1171355.7362
26 | 2573121.0183 | 1171300.887
27 | 2573002.1656 | 1171460.8397
28 | 2572939.3941 | 1171424.3451
29 | 2573370.9221 | 1171031.9899
30 | 2573366.5467 | 1171026.4841
31 | 2573384.6727 | 1171051.8566
32 | 2573298.5322 | 1170966.7435
33 | 2573400.0635 | 1171079.0384
34 | 2573274.0742 | 1171001.673
35 | 2573249.9985 | 1170933.6504
36 | 2573408.2396 | 1171099.6673
37 | 2573201.2338 | 1170894.8528
38 | 2573408.0085 | 1171107.9059
39 | 2573089.0766 | 1171344.9938
40 | 2573087.3468 | 1171347.0859
41 | 2573128.0134 | 1171297.6203
42 | 2573265.0103 | 1171250.705
43 | 2573341.4317 | 1171299.4949
44 | 2573185.5717 | 1170941.9799
45 | 2573187.4893 | 1170883.4196
46 | 2572993.8623 | 1171461.019
47 | 2573422.2901 | 1171115.6025
48 | 2573141.3993 | 1170850.0833
49 | 2573108.5554 | 1170827.0833
50 | 2573079.8018 | 1170807.8296
51 | 2573186.0571 | 1170942.274
52 | 2573386.2867 | 1171349.2703
53 | 2573210.3542 | 1170956.9927
54 | 2572934.3049 | 1170781.1292
55 | 2572929.0121 | 1170761.1096
56 | 2572939.6829 | 1170801.4708
57 | 2572903.7395 | 1170759.9793
58 | 2572951.5401 | 1170839.3405
59 | 2572914.7696 | 1170795.249
60 | 2572820.7958 | 1170777.4884
61 | 2572951.7062 | 1170839.8361
62 | 2572912.0237 | 1170793.7698
63 | 2572934.5658 | 1170833.0715
64 | 2572957.9352 | 1170857.3195
65 | 2572898.7214 | 1170786.6034
66 | 2573066.982 | 1170652.4029
67 | 2573066.838 | 1170617.292
68 | 2573067.9304 | 1170594.1873
69 | 2573047.8385 | 1170621.2457
70 | 2573069.3898 | 1170579.7278
71 | 2573070.1206 | 1170573.2436
72 | 2572687.5437 | 1170831.8966
73 | 2572678.0048 | 1170833.8017
74 | 2572715.6491 | 1170826.2836
75 | 2572676.0884 | 1170834.1844
76 | 2572720.5579 | 1170858.1514
77 | 2572659.6301 | 1170893.7482
78 | 2572725.2909 | 1170860.7929
79 | 2572595.6107 | 1170875.2294
80 | 2572569.5018 | 1170902.0853
81 | 2572585.3418 | 1170913.4705
82 | 2572522.2681 | 1170944.1607
83 | 2573154.1362 | 1170587.54
84 | 2573114.5757 | 1170575.4213
85 | 2573172.2681 | 1170591.3422
86 | 2573071.821 | 1170563.4977
87 | 2573177.3223 | 1170589.9152
88 | 2573185.0014 | 1170565.635
89 | 2573235.3447 | 1170520.8095
90 | 2573281.9756 | 1170573.0167
91 | 2573301.2066 | 1170570.1511
92 | 2572787.0347 | 1170895.2521
93 | 2572804.6879 | 1170905.1043
94 | 2572784.4924 | 1170893.8332
95 | 2572815.2945 | 1170911.0239
96 | 2572755.4911 | 1170877.6476
97 | 2572866.0785 | 1170905.8229
98 | 2572815.339 | 1170911.05
99 | 2572749.2091 | 1170874.1416
100 | 2572913.4326 | 1170900.9733
101 | 2572844.5782 | 1170928.206
102 | 2572924.2163 | 1170899.8689
103 | 2572851.7751 | 1170932.4288
104 | 2572903.3876 | 1170815.7198
105 | 2572883.5132 | 1170804.659
106 | 2572919.1024 | 1170824.4656
107 | 2572863.2456 | 1170793.3795
108 | 2572923.0053 | 1170826.6377
109 | 2572957.989 | 1170870.7791
110 | 2572955.2629 | 1170878.6399
111 | 2572958.0863 | 1170858.1028
112 | 2572913.9868 | 1170894.0392
113 | 2572953.942 | 1170918.1105
114 | 2572888.7968 | 1170879.6838
115 | 2572954.3124 | 1170918.3378
116 | 2572867.7834 | 1170867.7085
117 | 2572848.2674 | 1170856.5866
118 | 2572837.999 | 1170850.7348
119 | 2572814.0339 | 1170837.0773
120 | 2572807.9655 | 1170833.619
121 | 2572320.0358 | 1170994.8603
122 | 2572313.9101 | 1170993.1628
123 | 2572339.8359 | 1171001.8802
124 | 2572270.1039 | 1170983.8538
125 | 2572250.1537 | 1170981.298
126 | 2572594.1416 | 1170919.7955
127 | 2572482.1906 | 1170992.8436
128 | 2572609.7444 | 1170931.0102
129 | 2572469.4236 | 1171004.5861
130 | 2572614.5318 | 1170934.4512
131 | 2572632.6427 | 1170939.4463
132 | 2572639.5312 | 1170939.7643
133 | 2572649.5811 | 1170938.7936
134 | 2572786.5978 | 1170821.4418
135 | 2572676.3051 | 1170935.6617
136 | 2572870.5861 | 1170943.4661
137 | 2572873.9944 | 1170945.4659
138 | 2572901.2501 | 1170961.4581
139 | 2572910.5973 | 1170966.9426
140 | 2573210.3578 | 1170956.9949
141 | 2573235.0616 | 1170971.96
142 | 2573235.54 | 1170972.2497
143 | 2572890.8593 | 1170782.3678
144 | 2572951.7062 | 1170839.8361

## line_std_types
| c_nf_per_km | r_ohm_per_km | x_ohm_per_km | max_i_ka | type | q_mm2 | alpha | voltage_rating
NAYY 4x50 SE | 210 | 0.642 | 0.083 | 0.142 | cs | 50 | 0.00403 | LV
NAYY 4x120 SE | 264 | 0.225 | 0.08 | 0.242 | cs | 120 | 0.00403 | LV
NAYY 4x150 SE | 261 | 0.208 | 0.08 | 0.27 | cs | 150 | 0.00403 | LV
NA2XS2Y 1x95 RM/25 12/20 kV | 216 | 0.313 | 0.132 | 0.252 | cs | 95 | 0.00403 | MV
NA2XS2Y 1x185 RM/25 12/20 kV | 273 | 0.161 | 0.117 | 0.362 | cs | 185 | 0.00403 | MV
NA2XS2Y 1x240 RM/25 12/20 kV | 304 | 0.122 | 0.112 | 0.421 | cs | 240 | 0.00403 | MV
NA2XS2Y 1x95 RM/25 6/10 kV | 315 | 0.313 | 0.123 | 0.249 | cs | 95 | 0.00403 | MV
NA2XS2Y 1x185 RM/25 6/10 kV | 406 | 0.161 | 0.11 | 0.358 | cs | 185 | 0.00403 | MV
NA2XS2Y 1x240 RM/25 6/10 kV | 456 | 0.122 | 0.105 | 0.416 | cs | 240 | 0.00403 | MV
NA2XS2Y 1x150 RM/25 12/20 kV | 250 | 0.206 | 0.116 | 0.319 | cs | 150 | 0.00403 | MV
NA2XS2Y 1x120 RM/25 12/20 kV | 230 | 0.253 | 0.119 | 0.283 | cs | 120 | 0.00403 | MV
NA2XS2Y 1x70 RM/25 12/20 kV | 190 | 0.443 | 0.132 | 0.22 | cs | 70 | 0.00403 | MV
NA2XS2Y 1x150 RM/25 6/10 kV | 360 | 0.206 | 0.11 | 0.315 | cs | 150 | 0.00403 | MV
NA2XS2Y 1x120 RM/25 6/10 kV | 340 | 0.253 | 0.113 | 0.28 | cs | 120 | 0.00403 | MV
NA2XS2Y 1x70 RM/25 6/10 kV | 280 | 0.443 | 0.123 | 0.217 | cs | 70 | 0.00403 | MV
N2XS(FL)2Y 1x120 RM/35 64/110 kV | 112 | 0.153 | 0.166 | 0.366 | cs | 120 | 0.00393 | HV
N2XS(FL)2Y 1x185 RM/35 64/110 kV | 125 | 0.099 | 0.156 | 0.457 | cs | 185 | 0.00393 | HV
N2XS(FL)2Y 1x240 RM/35 64/110 kV | 135 | 0.075 | 0.149 | 0.526 | cs | 240 | 0.00393 | HV
N2XS(FL)2Y 1x300 RM/35 64/110 kV | 144 | 0.06 | 0.144 | 0.588 | cs | 300 | 0.00393 | HV
15-AL1/3-ST1A 0.4 | 11 | 1.8769 | 0.35 | 0.105 | ol | 16 | 0.00403 | LV
24-AL1/4-ST1A 0.4 | 11.25 | 1.2012 | 0.335 | 0.14 | ol | 24 | 0.00403 | LV
48-AL1/8-ST1A 0.4 | 12.2 | 0.5939 | 0.3 | 0.21 | ol | 48 | 0.00403 | LV
94-AL1/15-ST1A 0.4 | 13.2 | 0.306 | 0.29 | 0.35 | ol | 94 | 0.00403 | LV
34-AL1/6-ST1A 10.0 | 9.7 | 0.8342 | 0.36 | 0.17 | ol | 34 | 0.00403 | MV
48-AL1/8-ST1A 10.0 | 10.1 | 0.5939 | 0.35 | 0.21 | ol | 48 | 0.00403 | MV
70-AL1/11-ST1A 10.0 | 10.4 | 0.4132 | 0.339 | 0.29 | ol | 70 | 0.00403 | MV
94-AL1/15-ST1A 10.0 | 10.75 | 0.306 | 0.33 | 0.35 | ol | 94 | 0.00403 | MV
122-AL1/20-ST1A 10.0 | 11.1 | 0.2376 | 0.323 | 0.41 | ol | 122 | 0.00403 | MV
149-AL1/24-ST1A 10.0 | 11.25 | 0.194 | 0.315 | 0.47 | ol | 149 | 0.00403 | MV
34-AL1/6-ST1A 20.0 | 9.15 | 0.8342 | 0.382 | 0.17 | ol | 34 | 0.00403 | MV
48-AL1/8-ST1A 20.0 | 9.5 | 0.5939 | 0.372 | 0.21 | ol | 48 | 0.00403 | MV
70-AL1/11-ST1A 20.0 | 9.7 | 0.4132 | 0.36 | 0.29 | ol | 70 | 0.00403 | MV
94-AL1/15-ST1A 20.0 | 10 | 0.306 | 0.35 | 0.35 | ol | 94 | 0.00403 | MV
122-AL1/20-ST1A 20.0 | 10.3 | 0.2376 | 0.344 | 0.41 | ol | 122 | 0.00403 | MV
149-AL1/24-ST1A 20.0 | 10.5 | 0.194 | 0.337 | 0.47 | ol | 149 | 0.00403 | MV
184-AL1/30-ST1A 20.0 | 10.75 | 0.1571 | 0.33 | 0.535 | ol | 184 | 0.00403 | MV
243-AL1/39-ST1A 20.0 | 11 | 0.1188 | 0.32 | 0.645 | ol | 243 | 0.00403 | MV
48-AL1/8-ST1A 110.0 | 8 | 0.5939 | 0.46 | 0.21 | ol | 48 | 0.00403 | HV
70-AL1/11-ST1A 110.0 | 8.4 | 0.4132 | 0.45 | 0.29 | ol | 70 | 0.00403 | HV
94-AL1/15-ST1A 110.0 | 8.65 | 0.306 | 0.44 | 0.35 | ol | 94 | 0.00403 | HV
122-AL1/20-ST1A 110.0 | 8.5 | 0.2376 | 0.43 | 0.41 | ol | 122 | 0.00403 | HV
149-AL1/24-ST1A 110.0 | 8.75 | 0.194 | 0.41 | 0.47 | ol | 149 | 0.00403 | HV
184-AL1/30-ST1A 110.0 | 8.8 | 0.1571 | 0.4 | 0.535 | ol | 184 | 0.00403 | HV
243-AL1/39-ST1A 110.0 | 9 | 0.1188 | 0.39 | 0.645 | ol | 243 | 0.00403 | HV
305-AL1/39-ST1A 110.0 | 9.2 | 0.0949 | 0.38 | 0.74 | ol | 305 | 0.00403 | HV
490-AL1/64-ST1A 110.0 | 9.75 | 0.059 | 0.37 | 0.96 | ol | 490 | 0.00403 | HV
679-AL1/86-ST1A 110.0 | 9.95 | 0.042 | 0.36 | 1.15 | ol | 679 | 0.00403 | HV
490-AL1/64-ST1A 220.0 | 10 | 0.059 | 0.285 | 0.96 | ol | 490 | 0.00403 | HV
679-AL1/86-ST1A 220.0 | 11.7 | 0.042 | 0.275 | 1.15 | ol | 679 | 0.00403 | HV
490-AL1/64-ST1A 380.0 | 11 | 0.059 | 0.253 | 0.96 | ol | 490 | 0.00403 | HV
679-AL1/86-ST1A 380.0 | 14.6 | 0.042 | 0.25 | 1.15 | ol | 679 | 0.00403 | HV

## trafo_std_types
| i0_percent | pfe_kw | vkr_percent | sn_mva | vn_lv_kv | vn_hv_kv | vk_percent | shift_degree | vector_group | tap_side | tap_neutral | tap_min | tap_max | tap_step_degree | tap_step_percent | tap_phase_shifter
160 MVA 380/110 kV | 0.06 | 60 | 0.25 | 160 | 110 | 380 | 12.2 | 0 | Yy0 | hv | 0 | -9 | 9 | 0 | 1.5 | FALSE
100 MVA 220/110 kV | 0.06 | 55 | 0.26 | 100 | 110 | 220 | 12 | 0 | Yy0 | hv | 0 | -9 | 9 | 0 | 1.5 | FALSE
63 MVA 110/20 kV | 0.04 | 22 | 0.32 | 63 | 20 | 110 | 18 | 150 | YNd5 | hv | 0 | -9 | 9 | 0 | 1.5 | FALSE
40 MVA 110/20 kV | 0.05 | 18 | 0.34 | 40 | 20 | 110 | 16.2 | 150 | YNd5 | hv | 0 | -9 | 9 | 0 | 1.5 | FALSE
25 MVA 110/20 kV | 0.07 | 14 | 0.41 | 25 | 20 | 110 | 12 | 150 | YNd5 | hv | 0 | -9 | 9 | 0 | 1.5 | FALSE
63 MVA 110/10 kV | 0.04 | 22 | 0.32 | 63 | 10 | 110 | 18 | 150 | YNd5 | hv | 0 | -9 | 9 | 0 | 1.5 | FALSE
40 MVA 110/10 kV | 0.05 | 18 | 0.34 | 40 | 10 | 110 | 16.2 | 150 | YNd5 | hv | 0 | -9 | 9 | 0 | 1.5 | FALSE
25 MVA 110/10 kV | 0.07 | 14 | 0.41 | 25 | 10 | 110 | 12 | 150 | YNd5 | hv | 0 | -9 | 9 | 0 | 1.5 | FALSE
0.25 MVA 20/0.4 kV | 0.32 | 0.8 | 1.44 | 0.25 | 0.4 | 20 | 6 | 150 | Yzn5 | hv | 0 | -2 | 2 | 0 | 2.5 | FALSE
0.4 MVA 20/0.4 kV | 0.3375 | 1.35 | 1.425 | 0.4 | 0.4 | 20 | 6 | 150 | Dyn5 | hv | 0 | -2 | 2 | 0 | 2.5 | FALSE
0.63 MVA 20/0.4 kV | 0.2619 | 1.65 | 1.206 | 0.63 | 0.4 | 20 | 6 | 150 | Dyn5 | hv | 0 | -2 | 2 | 0 | 2.5 | FALSE
0.25 MVA 10/0.4 kV | 0.24 | 0.6 | 1.2 | 0.25 | 0.4 | 10 | 4 | 150 | Dyn5 | hv | 0 | -2 | 2 | 0 | 2.5 | FALSE
0.4 MVA 10/0.4 kV | 0.2375 | 0.95 | 1.325 | 0.4 | 0.4 | 10 | 4 | 150 | Dyn5 | hv | 0 | -2 | 2 | 0 | 2.5 | FALSE
0.63 MVA 10/0.4 kV | 0.1873 | 1.18 | 1.0794 | 0.63 | 0.4 | 10 | 4 | 150 | Dyn5 | hv | 0 | -2 | 2 | 0 | 2.5 | FALSE

## trafo3w_std_types
| sn_hv_mva | sn_mv_mva | sn_lv_mva | vn_hv_kv | vn_mv_kv | vn_lv_kv | vk_hv_percent | vk_mv_percent | vk_lv_percent | vkr_hv_percent | vkr_mv_percent | vkr_lv_percent | pfe_kw | i0_percent | shift_mv_degree | shift_lv_degree | vector_group | tap_side | tap_neutral | tap_min | tap_max | tap_step_percent
63/25/38 MVA 110/20/10 kV | 63 | 25 | 38 | 110 | 20 | 10 | 10.4 | 10.4 | 10.4 | 0.28 | 0.32 | 0.35 | 35 | 0.89 | 0 | 0 | YN0yn0yn0 | hv | 0 | -10 | 10 | 1.2
63/25/38 MVA 110/10/10 kV | 63 | 25 | 38 | 110 | 10 | 10 | 10.4 | 10.4 | 10.4 | 0.28 | 0.32 | 0.35 | 35 | 0.89 | 0 | 0 | YN0yn0yn0 | hv | 0 | -10 | 10 | 1.2

## fuse_std_types
| fuse_type | i_rated_a | t_avg | t_min | t_total | x_avg | x_min | x_total
HV 100A | HV 100A | 100 | 0 | [10.0, 3.64, 0.854, 0.281, 0.1, 0.0531, 0.022, 0.01] | [10.0, 4.267, 1.21, 0.403, 0.1, 0.058, 0.022, 0.01] | 0 | [300.0, 350.0, 450.0, 550.0, 700.0, 850.0, 1200.0, 1752.0] | [600.0, 700.0, 900.0, 1150.0, 1665.0, 2000.0, 3000.0, 4313.0]
HV 10A | HV 10A | 10 | 0 | [10.0, 1675.0, 0.344, 0.156, 0.1, 0.0417, 0.0171, 0.01] | [10.0, 1.3, 0.3, 0.155, 0.1, 0.0555, 0.023, 0.01] | 0 | [30.0, 32.0, 35.0, 37.0, 39.0, 50.0, 70.0, 88.0] | [60.0, 70.0, 80.0, 87.0, 94.0, 110.0, 150.0, 216.0]
HV 125A | HV 125A | 125 | 0 | [10.0, 1.82, 0.344, 0.1, 0.0467, 0.0269, 0.01] | [10.0, 2.478, 0.426, 0.1, 0.0427, 0.0211, 0.01] | 0 | [375.0, 500.0, 700.0, 925.0, 1200.0, 1500.0, 2341.0] | [750.0, 1000.0, 1500.0, 2200.0, 3000.0, 4000.0, 5765.0]
HV 160A | HV 160A | 160 | 0 | [10.0, 4.15, 1.03, 0.198, 0.1, 0.051, 0.0172, 0.01] | [10.0, 2.3, 0.734, 0.274, 0.1, 0.046, 0.0177, 0.01] | 0 | [480.0, 550.0, 700.0, 1000.0, 1260.0, 1600.0, 2500.0, 3227.0] | [960.0, 1300.0, 1700.0, 2200.0, 2996.0, 4000.0, 6000.0, 7946.0]
HV 16A | HV 16A | 16 | 0 | [10.0, 0.352, 0.164, 0.1, 0.0649, 0.0342, 0.01] | [10.0, 2.34, 0.722, 0.181, 0.1, 0.055, 0.0296, 0.01] | 0 | [48.0, 60.0, 65.0, 71.0, 80.0, 100.0, 162.0] | [96.0, 110.0, 125.0, 150.0, 168.0, 200.0, 250.0, 398.0]
HV 200A | HV 200A | 200 | 0 | [10.0, 4.267, 1.21, 0.403, 0.1, 0.058, 0.022, 0.01] | [10.0, 3.73, 1.654, 0.328, 0.1, 0.0531, 0.019, 0.01] | 0 | [600.0, 700.0, 900.0, 1150.0, 1665.0, 2000.0, 3000.0, 4313.0] | [1200.0, 1500.0, 1800.0, 2700.0, 3960.0, 5000.0, 7500.0, 10620.0]
HV 20A | HV 20A | 20 | 0 | [10.0, 1.3, 0.3, 0.155, 0.1, 0.0555, 0.023, 0.01] | [10.0, 1.3, 0.161, 0.1, 0.0611, 0.0399, 0.0141, 0.01] | 0 | [60.0, 70.0, 80.0, 87.0, 94.0, 110.0, 150.0, 216.0] | [120.0, 150.0, 200.0, 223.0, 260.0, 300.0, 450.0, 532.0]
HV 25A | HV 25A | 25 | 0 | [10.0, 2.512, 0.833, 0.299, 0.1, 0.0372, 0.0223, 0.01] | [10.0, 3.125, 0.597, 0.198, 0.1, 0.0378, 0.022, 0.01] | 0 | [75.0, 82.0, 90.0, 100.0, 124.0, 170.0, 200.0, 289.0] | [150.0, 170.0, 210.0, 250.0, 294.0, 400.0, 500.0, 711.0]
HV 31.5A | HV 31.5A | 31.5 | 0 | [10.0, 2.34, 0.722, 0.181, 0.1, 0.055, 0.0296, 0.01] | [10.0, 2.84, 0.368, 0.164, 0.1, 0.0621, 0.0378, 0.0195, 0.01] | 0 | [95.0, 110.0, 125.0, 150.0, 165.0, 200.0, 250.0, 390.0] | [189.0, 220.0, 300.0, 350.0, 393.0, 450.0, 530.0, 700.0, 960.0]
HV 40A | HV 40A | 40 | 0 | [10.0, 1.3, 0.161, 0.1, 0.0611, 0.0399, 0.0141, 0.01] | [10.0, 2.05, 0.369, 0.198, 0.1, 0.051, 0.0298, 0.01] | 0 | [120.0, 150.0, 200.0, 223.0, 260.0, 300.0, 450.0, 532.0] | [240.0, 300.0, 400.0, 450.0, 530.0, 650.0, 800.0, 1311.0]
HV 50A | HV 50A | 50 | 0 | [10.0, 3.215, 0.597, 0.198, 0.1, 0.0378, 0.022, 0.01] | [10.0, 3.64, 0.854, 0.281, 0.1, 0.0531, 0.022, 0.01] | 0 | [150.0, 170.0, 210.0, 250.0, 294.0, 400.0, 500.0, 711.0] | [300.0, 350.0, 450.0, 550.0, 700.0, 850.0, 1200.0, 1752.0]
HV 6.3A | HV 6.3A | 6.3 | 0 | [10.0, 1.39, 0.344, 0.168, 0.1, 0.056, 0.0263, 0.01] | [10.0, 1.711, 0.516, 0.198, 0.1, 0.0634, 0.0303, 0.01] | 0 | [19.0, 19.5, 20.4, 20.8, 22.0, 25.0, 32.0, 48.0] | [38.0, 40.0, 43.0, 48.0, 53.0, 60.0, 75.0, 118.0]
HV 63A | HV 63A | 63 | 0 | [10.0, 2.84, 0.368, 0.164, 0.1, 0.0621, 0.0378, 0.0195, 0.01] | [10.0, 1.82, 0.344, 0.1, 0.0467, 0.0269, 0.01] | 0 | [189.0, 220.0, 300.0, 350.0, 393.0, 450.0, 530.0, 700.0, 961.0] | [378.0, 500.0, 700.0, 934.0, 1200.0, 1500.0, 2366.0]
HV 80A | HV 80A | 80 | 0 | [10.0, 2.05, 0.369, 0.198, 0.1, 0.051, 0.0298, 0.01] | [10.0, 4.15, 1.03, 0.198, 0.1, 0.051, 0.0172, 0.01] | 0 | [240.0, 300.0, 400.0, 450.0, 530.0, 650.0, 800.0, 1311.0] | [480.0, 550.0, 700.0, 1000.0, 1260.0, 1600.0, 2500.0, 3227.0]
Siemens NH-1-100 | Siemens NH-1-100 | 100 | [5400.0, 2000.0, 400.0, 20.0, 1.0, 0.2, 0.012, 0.004] | 0 | 0 | [150.0, 190.0, 250.0, 430.0, 900.0, 1250.0, 2700.0, 3600.0] | 0 | 0
Siemens NH-1-125 | Siemens NH-1-125 | 125 | [4800.0, 120.0, 7.0, 0.1, 0.004] | 0 | 0 | [180.0, 400.0, 740.0, 2000.0, 4250.0] | 0 | 0
Siemens NH-1-16 | Siemens NH-1-16 | 16 | [4000.0, 400.0, 2.0, 0.1, 0.04, 0.01] | 0 | 0 | [26.0, 35.0, 75.0, 150.0, 200.0, 300.0] | 0 | 0
Siemens NH-1-160 | Siemens NH-1-160 | 160 | [4800.0, 120.0, 7.0, 0.1, 0.004] | 0 | 0 | [210.0, 500.0, 900.0, 2300.0, 5000.0] | 0 | 0
Siemens NH-1-25 | Siemens NH-1-25 | 25 | [4000.0, 1000.0, 10.0, 0.2, 0.02, 0.01] | 0 | 0 | [40.0, 50.0, 100.0, 210.0, 400.0, 500.0] | 0 | 0
Siemens NH-1-50 | Siemens NH-1-50 | 50 | [4000.0, 40.0, 4.0, 1.0, 0.02, 0.01] | 0 | 0 | [86.0, 200.0, 300.0, 400.0, 1000.0, 1280.0] | 0 | 0
Siemens NH-1-63 | Siemens NH-1-63 | 63 | [4000.0, 100.0, 10.0, 2.0, 0.04, 0.01] | 0 | 0 | [100.0, 200.0, 300.0, 400.0, 1000.0, 1500.0] | 0 | 0
Siemens NH-1-80 | Siemens NH-1-80 | 80 | [4800.0, 120.0, 7.0, 0.1, 0.01] | 0 | 0 | [150.58, 250.0, 450.0, 1150.0, 2470.0] | 0 | 0
Siemens NH-2-1000 | Siemens NH-2-1000 | 1000 | [4800.0, 120.0, 7.0, 0.1, 0.004] | 0 | 0 | [1900.0, 3500.0, 8400.0, 24000.0, 52000.0] | 0 | 0
Siemens NH-2-200 | Siemens NH-2-200 | 200 | [4800.0, 120.0, 7.0, 0.1, 0.004] | 0 | 0 | [280.0, 650.0, 1200.0, 3000.0, 7000.0] | 0 | 0
Siemens NH-2-224 | Siemens NH-2-224 | 224 | [4800.0, 120.0, 7.0, 0.2, 0.04, 0.004] | 0 | 0 | [400.0, 750.0, 1453.0, 3025.0, 4315.0, 7600.0] | 0 | 0
Siemens NH-2-250 | Siemens NH-2-250 | 250 | [4800.0, 120.0, 7.0, 0.1, 0.004] | 0 | 0 | [450.0, 800.0, 1650.0, 4000.0, 8500.0] | 0 | 0
Siemens NH-2-315 | Siemens NH-2-315 | 315 | [4800.0, 120.0, 7.0, 0.1, 0.004] | 0 | 0 | [550.0, 920.0, 1900.0, 5000.0, 11000.0] | 0 | 0
Siemens NH-2-355 | Siemens NH-2-355 | 355 | [4800.0, 120.0, 6.0, 0.1, 0.004] | 0 | 0 | [650.0, 1116.27, 2350.0, 5840.0, 12790.0] | 0 | 0
Siemens NH-2-400 | Siemens NH-2-400 | 400 | [4800.0, 120.0, 7.0, 0.1, 0.004] | 0 | 0 | [720.0, 1350.0, 2800.0, 6500.0, 15000.0] | 0 | 0
Siemens NH-2-425 | Siemens NH-2-425 | 425 | [4800.0, 120.0, 7.0, 0.1, 0.004] | 0 | 0 | [850.0, 1500.0, 3050.0, 7500.0, 16500.0] | 0 | 0
Siemens NH-2-630 | Siemens NH-2-630 | 630 | [4800.0, 120.0, 7.0, 0.1, 0.004] | 0 | 0 | [1200.0, 2000.0, 4800.0, 12000.0, 26000.0] | 0 | 0

## res_bus
| vm_pu | va_degree | p_mw | q_mvar
0 | 0.98003 | -0.38344 | 0.055261 | 0.01385
1 | 0.98395 | -0.30701 | 0 | 0
2 | 0.9794 | -0.39567 | 0 | 0
3 | 0.98317 | -0.32222 | 0.010263 | 0.0025723
4 | 0.98418 | -0.30256 | 0 | 0
5 | 0.97885 | -0.40652 | 0 | 0
6 | 0.98136 | -0.35745 | 0.0060006 | 0.0015039
7 | 0.98351 | -0.31548 | 0 | 0
8 | 0.98744 | -0.23941 | 0.0014779 | 0.00037039
9 | 0.97768 | -0.42949 | 0.029806 | 0.0074701
10 | 0.97792 | -0.42487 | 0.012625 | 0.003164
11 | 0.98324 | -0.32088 | 0.04062 | 0.01018
12 | 0.98263 | -0.33269 | 0 | 0
13 | 0.98155 | -0.35384 | 0.064102 | 0.016065
14 | 0.98036 | -0.377 | 0.00095567 | 0.00023951
15 | 0.99013 | -0.18758 | 0.0060523 | 0.0015168
16 | 0.97703 | -0.44231 | 0.028595 | 0.0071667
17 | 0.97781 | -0.42694 | 0.011864 | 0.0029734
18 | 0.98147 | -0.35544 | 0.0047494 | 0.0011903
19 | 0.97 | -0.58119 | 0.0020666 | 0.00051795
20 | 0.97027 | -0.57575 | 0.00029128 | 7.3003e-05
21 | 0.97093 | -0.56277 | 0.00035321 | 8.8523e-05
22 | 0.97243 | -0.53313 | 0.0010356 | 0.00025954
23 | 0.9721 | -0.53961 | 0 | 0
24 | 0.97253 | -0.53114 | 0.00090258 | 0.00022621
25 | 0.97199 | -0.54172 | 0.0013085 | 0.00032795
26 | 0.97276 | -0.52648 | 0.00042893 | 0.0001075
27 | 0.97114 | -0.55851 | 0.0050203 | 0.0012582
28 | 0.97095 | -0.5624 | 0.00011585 | 2.9036e-05
29 | 0.97803 | -0.42275 | 0.0003967 | 9.9422e-05
30 | 0.97806 | -0.42219 | 0.00078544 | 0.00019685
31 | 0.97793 | -0.42463 | 0.00034067 | 8.5379e-05
32 | 0.97844 | -0.41459 | 0 | 0
33 | 0.97781 | -0.42702 | 0.00018352 | 4.5994e-05
34 | 0.97823 | -0.41881 | 0.0032421 | 0.00081254
35 | 0.97874 | -0.40883 | 0.004123 | 0.0010333
36 | 0.97772 | -0.4287 | 0 | 0
37 | 0.97911 | -0.40154 | 0 | 0
38 | 0.97769 | -0.42933 | 0 | 0
39 | 0.97252 | -0.5311 | 0.0029832 | 0.00074766
40 | 0.97252 | -0.53121 | 0.0022162 | 0.00055543
41 | 0.97283 | -0.52511 | 0 | 0
42 | 0.97482 | -0.48569 | 0 | 0
43 | 0.97611 | -0.46045 | 0.00099196 | 0.00024861
44 | 0.97725 | -0.43803 | 0.0032103 | 0.00080457
45 | 0.97933 | -0.39721 | 0 | 0
46 | 0.97112 | -0.55895 | 0 | 0
47 | 0.97763 | -0.43055 | 0.00028296 | 7.0917e-05
48 | 0.98004 | -0.38341 | 0.0015639 | 0.00039195
49 | 0.98055 | -0.3734 | 0.010736 | 0.0026906
50 | 0.98107 | -0.3631 | 0.013945 | 0.0034949
51 | 0.97724 | -0.43828 | 0.0050567 | 0.0012673
52 | 0.97608 | -0.46103 | 0.0004767 | 0.00011947
53 | 0.97672 | -0.44838 | 0.0047807 | 0.0011982
54 | 0.9944 | -0.10602 | 0.0044146 | 0.0011064
55 | 0.99253 | -0.14167 | 0 | 0
56 | 0.99632 | -0.069528 | 0 | 0
57 | 0.99248 | -0.14265 | 0.00055082 | 0.00013805
58 | 1 | 0 | -0.54928 | -0.14079
59 | 0.99617 | -0.072383 | 0.0017873 | 0.00044794
60 | 0.99234 | -0.14522 | 0.0016344 | 0.00040962
61 | 0.99993 | -0.0012582 | 0 | 0
62 | 0.99616 | -0.072618 | 0.000844 | 0.00021153
63 | 0.99967 | -0.0062387 | 0.0019044 | 0.0004773
64 | 0.99782 | -0.041261 | 0.0032965 | 0.00082618
65 | 0.99611 | -0.073535 | 0.00084316 | 0.00021132
66 | 0.97997 | -0.38459 | 0.0014994 | 0.0003758
67 | 0.97886 | -0.40637 | 0 | 0
68 | 0.97826 | -0.41804 | 0.0025221 | 0.0006321
69 | 0.97874 | -0.40865 | 0.0064149 | 0.0016077
70 | 0.97792 | -0.42471 | 0.0075703 | 0.0018973
71 | 0.97782 | -0.42681 | 0 | 0
72 | 0.97831 | -0.41751 | 0.0014744 | 0.00036952
73 | 0.97824 | -0.41898 | 0.0071097 | 0.0017819
74 | 0.97857 | -0.41243 | 0.0027708 | 0.00069444
75 | 0.97823 | -0.41902 | 0.0011618 | 0.00029118
76 | 0.97894 | -0.40508 | 0.0021037 | 0.00052724
77 | 0.97753 | -0.4327 | 0.0016917 | 0.00042398
78 | 0.97913 | -0.40153 | 0.002329 | 0.0005837
79 | 0.97427 | -0.49681 | 0.0023694 | 0.00059384
80 | 0.97435 | -0.49518 | 0 | 0
81 | 0.97462 | -0.49002 | 0.0004663 | 0.00011687
82 | 0.97364 | -0.50919 | 0.0023303 | 0.00058403
83 | 0.97657 | -0.45138 | 0.00095336 | 0.00023894
84 | 0.97693 | -0.44429 | 0.0082555 | 0.002069
85 | 0.97642 | -0.45425 | 0.0012643 | 0.00031686
86 | 0.97765 | -0.42999 | 0 | 0
87 | 0.97639 | -0.45494 | 0.0022972 | 0.00057572
88 | 0.97627 | -0.45722 | 0 | 0
89 | 0.97597 | -0.46321 | 0.0037625 | 0.00094297
90 | 0.97585 | -0.46543 | 0.0010882 | 0.00027272
91 | 0.97587 | -0.46504 | 0 | 0
92 | 0.98184 | -0.34857 | 0.0064852 | 0.0016253
93 | 0.98283 | -0.32932 | 0.0032798 | 0.000822
94 | 0.98171 | -0.351 | 0.0026989 | 0.0006764
95 | 0.98346 | -0.31706 | 0 | 0
96 | 0.98037 | -0.37718 | 0.0034919 | 0.00087516
97 | 0.98705 | -0.24747 | 0.004184 | 0.0010486
98 | 0.98346 | -0.31708 | 0.0028054 | 0.00070311
99 | 0.9801 | -0.3824 | 0.0015847 | 0.00039715
100 | 0.99058 | -0.17949 | 0.001852 | 0.00046416
101 | 0.98292 | -0.32755 | 0.0066165 | 0.0016583
102 | 0.9914 | -0.16372 | 0 | 0
103 | 0.98284 | -0.32913 | 0.0016058 | 0.00040246
104 | 0.99932 | -0.013141 | 0.0021346 | 0.00053497
105 | 0.99917 | -0.015949 | 0.0042833 | 0.0010735
106 | 0.99947 | -0.010251 | 0.0024499 | 0.00061401
107 | 0.99911 | -0.017079 | 0.002789 | 0.00069898
108 | 0.99951 | -0.0093423 | 0.0017889 | 0.00044834
109 | 0.99635 | -0.069274 | 0.0045431 | 0.0011386
110 | 0.99548 | -0.085794 | 0.0013773 | 0.00034518
111 | 0.99773 | -0.042929 | 0.0019036 | 0.0004771
112 | 0.99114 | -0.16885 | 0.0036221 | 0.00090779
113 | 0.99124 | -0.16688 | 0.0019416 | 0.00048662
114 | 0.99058 | -0.17962 | 0.0023758 | 0.00059543
115 | 0.99124 | -0.1669 | 0.0031592 | 0.00079177
116 | 0.99017 | -0.1876 | 0.0028116 | 0.00070466
117 | 0.98985 | -0.19389 | 0.00196 | 0.00049121
118 | 0.9897 | -0.19678 | 0.002787 | 0.0006985
119 | 0.98942 | -0.20218 | 0.0044445 | 0.0011139
120 | 0.98938 | -0.20299 | 0.0021748 | 0.00054506
121 | 0.97162 | -0.54916 | 0.0017403 | 0.00043615
122 | 0.97159 | -0.54975 | 0.0030812 | 0.00077222
123 | 0.97175 | -0.54654 | 0.0010515 | 0.00026354
124 | 0.97151 | -0.55132 | 0.0014341 | 0.00035942
125 | 0.9715 | -0.55149 | 0.00046081 | 0.00011549
126 | 0.97477 | -0.48706 | 0.00078919 | 0.00019779
127 | 0.97307 | -0.52054 | 0 | 0
128 | 0.97505 | -0.48154 | 0.00086414 | 0.00021657
129 | 0.97291 | -0.52364 | 0 | 0
130 | 0.97514 | -0.47975 | 0.00077671 | 0.00019466
131 | 0.97544 | -0.47376 | 0.00030532 | 7.652e-05
132 | 0.97556 | -0.47153 | 0.00066915 | 0.00016771
133 | 0.97573 | -0.46815 | 0.00096138 | 0.00024095
134 | 0.98928 | -0.20491 | 0.0043715 | 0.0010956
135 | 0.97621 | -0.45867 | 0.00053899 | 0.00013508
136 | 0.98266 | -0.33264 | 0.0026505 | 0.00066427
137 | 0.98264 | -0.33308 | 0.0028839 | 0.00072278
138 | 0.98254 | -0.33501 | 0.0021633 | 0.00054218
139 | 0.98253 | -0.33524 | 0.0012064 | 0.00030234
140 | 0.97672 | -0.44838 | 0.005095 | 0.0012769
141 | 0.97647 | -0.45344 | 0.0047474 | 0.0011898
142 | 0.97646 | -0.45349 | 0.0048432 | 0.0012138
143 | 0.99609 | -0.073944 | 0.0026081 | 0.00065365
144 | 0.99998 | 149.9956 | 0 | 0

## res_line
| p_from_mw | q_from_mvar | p_to_mw | q_to_mvar | pl_mw | ql_mvar | i_from_ka | i_to_ka | i_ka | vm_from_pu | va_from_degree | vm_to_pu | va_to_degree | loading_percent
0 | -0.13835 | -0.034748 | 0.13885 | 0.035071 | 0.00050655 | 0.0003238 | 0.21008 | 0.21008 | 0.21008 | 0.98003 | -0.38344 | 0.98395 | -0.30701 | 57.7152
1 | 0.083085 | 0.020898 | -0.083037 | -0.020867 | 4.8541e-05 | 3.0964e-05 | 0.12618 | 0.12618 | 0.12618 | 0.98003 | -0.38344 | 0.9794 | -0.39567 | 34.6645
2 | 0.053088 | 0.013392 | -0.05305 | -0.013368 | 3.8641e-05 | 2.4528e-05 | 0.080316 | 0.080316 | 0.080316 | 0.98395 | -0.30701 | 0.98317 | -0.32222 | 22.0649
3 | -0.19194 | -0.048464 | 0.19198 | 0.04849 | 4.0969e-05 | 2.6155e-05 | 0.2904 | 0.2904 | 0.2904 | 0.98395 | -0.30701 | 0.98418 | -0.30256 | 39.89
4 | 0.083037 | 0.020867 | -0.082994 | -0.02084 | 4.2951e-05 | 2.7398e-05 | 0.12618 | 0.12618 | 0.12618 | 0.9794 | -0.39567 | 0.97885 | -0.40652 | 34.6645
5 | 0.042786 | 0.010795 | -0.042714 | -0.01075 | 7.2029e-05 | 4.5519e-05 | 0.064782 | 0.064783 | 0.064783 | 0.98317 | -0.32222 | 0.98136 | -0.35745 | 17.7974
6 | 0.18977 | 0.047791 | -0.18966 | -0.047717 | 0.00011719 | 7.423e-05 | 0.28701 | 0.28701 | 0.28701 | 0.98418 | -0.30256 | 0.98351 | -0.31548 | 19.7121
7 | -0.38176 | -0.096281 | 0.38291 | 0.09702 | 0.0011578 | 0.0007391 | 0.57741 | 0.57741 | 0.57741 | 0.98418 | -0.30256 | 0.98744 | -0.23941 | 39.6571
8 | 0.058483 | 0.014688 | -0.058419 | -0.014648 | 6.4032e-05 | 4.0709e-05 | 0.088915 | 0.088915 | 0.088915 | 0.97885 | -0.40652 | 0.97768 | -0.42949 | 24.4272
9 | 0.024511 | 0.0061512 | -0.02449 | -0.006138 | 2.1429e-05 | 1.3198e-05 | 0.037264 | 0.037264 | 0.037264 | 0.97885 | -0.40652 | 0.97792 | -0.42487 | 10.2374
10 | 0.036713 | 0.0092461 | -0.036679 | -0.0092245 | 3.4293e-05 | 2.1575e-05 | 0.055684 | 0.055684 | 0.055684 | 0.98136 | -0.35745 | 0.98036 | -0.377 | 15.2979
11 | 0.18966 | 0.047717 | -0.18961 | -0.047686 | 4.8955e-05 | 3.101e-05 | 0.28701 | 0.28701 | 0.28701 | 0.98351 | -0.31548 | 0.98324 | -0.32088 | 19.7121
12 | -0.38439 | -0.09739 | 0.38535 | 0.098003 | 0.00095968 | 0.00061263 | 0.57963 | 0.57963 | 0.57963 | 0.98744 | -0.23941 | 0.99013 | -0.18758 | 39.81
13 | 0.028613 | 0.0071775 | -0.028595 | -0.0071667 | 1.7475e-05 | 1.0876e-05 | 0.043551 | 0.043551 | 0.043551 | 0.97768 | -0.42949 | 0.97703 | -0.44231 | 11.9645
14 | 0.011865 | 0.002974 | -0.011864 | -0.0029734 | 1.1721e-06 | 6.2984e-07 | 0.018054 | 0.018054 | 0.018054 | 0.97792 | -0.42487 | 0.97781 | -0.42694 | 4.9599
15 | 0.14899 | 0.037506 | -0.1489 | -0.037453 | 8.404e-05 | 5.2892e-05 | 0.22553 | 0.22553 | 0.22553 | 0.98324 | -0.32088 | 0.98263 | -0.33269 | 15.49
16 | 0.1489 | 0.037453 | -0.14875 | -0.037358 | 0.00015024 | 9.4558e-05 | 0.22553 | 0.22554 | 0.22554 | 0.98263 | -0.33269 | 0.98155 | -0.35384 | 15.4901
17 | 0.084651 | 0.021293 | -0.084644 | -0.021289 | 6.4773e-06 | 3.9335e-06 | 0.12836 | 0.12836 | 0.12836 | 0.98155 | -0.35384 | 0.98147 | -0.35544 | 8.8157
18 | 0.035724 | 0.008985 | -0.035711 | -0.0089768 | 1.294e-05 | 8.1335e-06 | 0.054234 | 0.054234 | 0.054234 | 0.98036 | -0.377 | 0.97997 | -0.38459 | 14.8994
19 | -0.3914 | -0.09952 | 0.39227 | 0.10007 | 0.0008677 | 0.00055395 | 0.58873 | 0.58873 | 0.58873 | 0.99013 | -0.18758 | 0.99253 | -0.14167 | 40.4347
20 | 0.079895 | 0.020098 | -0.079866 | -0.020081 | 2.9222e-05 | 1.7629e-05 | 0.12116 | 0.12116 | 0.12116 | 0.98147 | -0.35544 | 0.98107 | -0.3631 | 8.3212
21 | -0.0020666 | -0.00051795 | 0.0020672 | 0.00051654 | 5.3478e-07 | -1.41e-06 | 0.0031703 | 0.0031697 | 0.0031703 | 0.97 | -0.58119 | 0.97027 | -0.57575 | 0.87097
22 | -0.0023585 | -0.00058954 | 0.0023599 | 0.00058681 | 1.4527e-06 | -2.7324e-06 | 0.0036164 | 0.0036151 | 0.0036164 | 0.97027 | -0.57575 | 0.97093 | -0.56277 | 0.99352
23 | -0.0027131 | -0.00067533 | 0.0027132 | 0.00067527 | 4.7815e-08 | -6.0682e-08 | 0.0041564 | 0.0041564 | 0.0041564 | 0.97093 | -0.56277 | 0.97095 | -0.5624 | 1.1419
24 | 0.0077739 | 0.0019484 | -0.0077715 | -0.0019474 | 2.4025e-06 | 9.7613e-07 | 0.011896 | 0.011896 | 0.011896 | 0.97243 | -0.53313 | 0.9721 | -0.53961 | 3.2681
25 | -0.0088095 | -0.0022079 | 0.0088103 | 0.0022083 | 8.3189e-07 | 3.8095e-07 | 0.01348 | 0.01348 | 0.01348 | 0.97243 | -0.53313 | 0.97253 | -0.53114 | 3.7034
26 | 0.0077715 | 0.0019474 | -0.007769 | -0.0019464 | 2.5628e-06 | 1.0417e-06 | 0.011896 | 0.011896 | 0.011896 | 0.9721 | -0.53961 | 0.97175 | -0.54654 | 3.2682
27 | -0.0097129 | -0.0024345 | 0.0097164 | 0.0024362 | 3.4752e-06 | 1.7032e-06 | 0.014861 | 0.014861 | 0.014861 | 0.97253 | -0.53114 | 0.97291 | -0.52364 | 4.0828
28 | -0.0091646 | -0.0022925 | 0.0091713 | 0.0022956 | 6.6502e-06 | 3.1383e-06 | 0.014029 | 0.014028 | 0.014029 | 0.97199 | -0.54172 | 0.97276 | -0.52648 | 3.854
29 | 0.0078561 | 0.0019645 | -0.0078498 | -0.0019619 | 6.2672e-06 | 2.5799e-06 | 0.012025 | 0.012026 | 0.012026 | 0.97199 | -0.54172 | 0.97114 | -0.55851 | 3.3038
30 | -0.0096002 | -0.0024031 | 0.0096008 | 0.0024034 | 6.2462e-07 | 3.0386e-07 | 0.014684 | 0.014684 | 0.014684 | 0.97276 | -0.52648 | 0.97283 | -0.52511 | 4.0341
31 | 0.0028296 | 0.00070373 | -0.0028295 | -0.00070379 | 5.9594e-08 | -6.6557e-08 | 0.0043336 | 0.0043336 | 0.0043336 | 0.97114 | -0.55851 | 0.97112 | -0.55895 | 1.1906
32 | -0.002829 | -0.00070431 | 0.0028295 | 0.00070379 | 4.6248e-07 | -5.1629e-07 | 0.0043339 | 0.0043336 | 0.0043339 | 0.97095 | -0.5624 | 0.97112 | -0.55895 | 1.1906
33 | -0.01755 | -0.0044107 | 0.01755 | 0.0044106 | 4.702e-07 | -5.21e-08 | 0.026705 | 0.026705 | 0.026705 | 0.97803 | -0.42275 | 0.97806 | -0.42219 | 1.8341
34 | 0.017153 | 0.0043112 | -0.017151 | -0.0043115 | 1.544e-06 | -2.2514e-07 | 0.026102 | 0.026102 | 0.026102 | 0.97803 | -0.42275 | 0.97793 | -0.42463 | 1.7927
35 | -0.018335 | -0.0046075 | 0.018342 | 0.0046071 | 6.6483e-06 | -3.2048e-07 | 0.0279 | 0.027898 | 0.0279 | 0.97806 | -0.42219 | 0.97844 | -0.41459 | 1.9162
36 | 0.016811 | 0.0042261 | -0.016809 | -0.0042264 | 1.9185e-06 | -3.4105e-07 | 0.025584 | 0.025584 | 0.025584 | 0.97793 | -0.42463 | 0.97781 | -0.42702 | 1.7572
37 | 0.0032427 | 0.00081205 | -0.0032421 | -0.00081254 | 6.5176e-07 | -4.803e-07 | 0.0049313 | 0.0049316 | 0.0049316 | 0.97844 | -0.41459 | 0.97823 | -0.41881 | 1.3548
38 | -0.021585 | -0.0054192 | 0.021591 | 0.00542 | 5.9356e-06 | 8.4656e-07 | 0.03283 | 0.032829 | 0.03283 | 0.97844 | -0.41459 | 0.97874 | -0.40883 | 2.2548
39 | 0.016625 | 0.0041804 | -0.016624 | -0.0041807 | 1.3333e-06 | -2.6093e-07 | 0.025305 | 0.025305 | 0.025305 | 0.97781 | -0.42702 | 0.97772 | -0.4287 | 1.738
40 | -0.025714 | -0.0064534 | 0.025723 | 0.006456 | 8.9348e-06 | 2.5828e-06 | 0.039097 | 0.039096 | 0.039097 | 0.97874 | -0.40883 | 0.97911 | -0.40154 | 2.6852
41 | 0.016624 | 0.0041807 | -0.016623 | -0.0041808 | 4.9492e-07 | -9.68e-08 | 0.025305 | 0.025305 | 0.025305 | 0.97772 | -0.4287 | 0.97769 | -0.42933 | 1.738
42 | 0.027794 | 0.0069876 | -0.027745 | -0.0069575 | 4.8334e-05 | 3.0027e-05 | 0.042247 | 0.042248 | 0.042248 | 0.97911 | -0.40154 | 0.97725 | -0.43803 | 11.6065
43 | -0.053516 | -0.013444 | 0.053527 | 0.01345 | 1.1073e-05 | 6.1883e-06 | 0.081343 | 0.081343 | 0.081343 | 0.97911 | -0.40154 | 0.97933 | -0.39721 | 5.5868
44 | 0.016623 | 0.0041808 | -0.016622 | -0.004181 | 9.7601e-07 | -1.908e-07 | 0.025305 | 0.025306 | 0.025306 | 0.97769 | -0.42933 | 0.97763 | -0.43055 | 1.738
45 | 0.0022162 | 0.00055541 | -0.0022162 | -0.00055543 | 1.1705e-08 | -2.6192e-08 | 0.0033909 | 0.0033909 | 0.0033909 | 0.97252 | -0.5311 | 0.97252 | -0.53121 | 0.93158
46 | -0.0051994 | -0.0013031 | 0.0052009 | 0.0013032 | 1.4831e-06 | 1.7351e-07 | 0.0079554 | 0.0079551 | 0.0079554 | 0.97252 | -0.5311 | 0.97283 | -0.52511 | 2.1855
47 | -0.014802 | -0.0037066 | 0.01483 | 0.0037227 | 2.7832e-05 | 1.6011e-05 | 0.022639 | 0.022639 | 0.022639 | 0.97283 | -0.52511 | 0.97482 | -0.48569 | 6.2196
48 | -0.01483 | -0.0037227 | 0.014847 | 0.0037329 | 1.7876e-05 | 1.0279e-05 | 0.022639 | 0.022638 | 0.022639 | 0.97482 | -0.48569 | 0.97611 | -0.46045 | 6.2194
49 | -0.016316 | -0.0041002 | 0.016339 | 0.0041101 | 2.3308e-05 | 9.8873e-06 | 0.024877 | 0.024875 | 0.024877 | 0.97611 | -0.46045 | 0.97763 | -0.43055 | 3.4172
50 | 0.00047672 | 0.00011864 | -0.0004767 | -0.00011947 | 1.3265e-08 | -8.2903e-07 | 0.00072643 | 0.00072673 | 0.00072673 | 0.97611 | -0.46045 | 0.97608 | -0.46103 | 0.19965
51 | 0.024535 | 0.006153 | -0.024535 | -0.0061528 | 2.9704e-07 | 1.83e-07 | 0.03736 | 0.03736 | 0.03736 | 0.97725 | -0.43803 | 0.97724 | -0.43828 | 10.2636
52 | -0.053527 | -0.01345 | 0.053563 | 0.013469 | 3.5284e-05 | 1.9717e-05 | 0.081343 | 0.081342 | 0.081343 | 0.97933 | -0.39721 | 0.98004 | -0.38341 | 5.5867
53 | -0.055127 | -0.013861 | 0.055153 | 0.013876 | 2.6349e-05 | 1.4841e-05 | 0.083716 | 0.083716 | 0.083716 | 0.98004 | -0.38341 | 0.98055 | -0.3734 | 5.7498
54 | -0.065888 | -0.016567 | 0.065921 | 0.016586 | 3.2446e-05 | 1.9019e-05 | 0.10001 | 0.10001 | 0.10001 | 0.98055 | -0.3734 | 0.98107 | -0.3631 | 6.8686
55 | 0.019478 | 0.0048855 | -0.019469 | -0.0048798 | 9.3715e-06 | 5.642e-06 | 0.02966 | 0.02966 | 0.02966 | 0.97724 | -0.43828 | 0.97672 | -0.44838 | 8.1484
56 | 0.014688 | 0.0036817 | -0.014688 | -0.0036817 | 7.9126e-10 | 4.4984e-10 | 0.022377 | 0.022377 | 0.022377 | 0.97672 | -0.44838 | 0.97672 | -0.44838 | 6.1475
57 | 0.39514 | 0.10105 | -0.39446 | -0.10062 | 0.00068038 | 0.00043437 | 0.592 | 0.592 | 0.592 | 0.9944 | -0.10602 | 0.99253 | -0.14167 | 40.6596
58 | -0.39955 | -0.10216 | 0.40026 | 0.10261 | 0.00070683 | 0.00045128 | 0.59861 | 0.59861 | 0.59861 | 0.9944 | -0.10602 | 0.99632 | -0.069528 | 41.1133
59 | 0.0021855 | 0.00054639 | -0.0021854 | -0.00054665 | 1.0206e-07 | -2.6239e-07 | 0.0032761 | 0.0032762 | 0.0032762 | 0.99253 | -0.14167 | 0.99248 | -0.14265 | 0.90006
60 | -0.40634 | -0.10414 | 0.40772 | 0.10501 | 0.0013745 | 0.00087759 | 0.6077 | 0.60769 | 0.6077 | 0.99632 | -0.069528 | 1 | 0 | 41.7373
61 | 0.0060836 | 0.0015244 | -0.0060828 | -0.0015242 | 8.2735e-07 | 1.8152e-07 | 0.0090859 | 0.009086 | 0.009086 | 0.99632 | -0.069528 | 0.99617 | -0.072383 | 2.4962
62 | 0.0016346 | 0.0004086 | -0.0016344 | -0.00040962 | 1.9962e-07 | -1.0176e-06 | 0.0024504 | 0.0024508 | 0.0024508 | 0.99248 | -0.14265 | 0.99234 | -0.14522 | 0.67329
63 | 0.13992 | 0.035776 | -0.13991 | -0.035771 | 8.5171e-06 | 5.4441e-06 | 0.20845 | 0.20845 | 0.20845 | 1 | 0 | 0.99993 | -0.0012582 | 57.2662
64 | 0.0042955 | 0.0010763 | -0.0042955 | -0.0010763 | 4.8151e-08 | -9.7885e-09 | 0.0064163 | 0.0064163 | 0.0064163 | 0.99617 | -0.072383 | 0.99616 | -0.072618 | 1.7627
65 | 0.015359 | 0.0038512 | -0.015355 | -0.0038491 | 3.6447e-06 | 2.0886e-06 | 0.022856 | 0.022856 | 0.022856 | 0.99993 | -0.0012582 | 0.99967 | -0.0062387 | 6.2792
66 | 0.12455 | 0.03192 | -0.12431 | -0.031766 | 0.00024099 | 0.00015399 | 0.18559 | 0.18559 | 0.18559 | 0.99993 | -0.0012582 | 0.99782 | -0.041261 | 50.9871
67 | 0.0034515 | 0.00086478 | -0.0034513 | -0.00086488 | 1.5061e-07 | -1.0031e-07 | 0.0051556 | 0.0051556 | 0.0051556 | 0.99616 | -0.072618 | 0.99611 | -0.073535 | 1.4164
68 | 0.013451 | 0.0033718 | -0.013449 | -0.0033707 | 1.9888e-06 | 1.0994e-06 | 0.020021 | 0.020021 | 0.020021 | 0.99967 | -0.0062387 | 0.99951 | -0.0093423 | 5.5004
69 | 0.12101 | 0.030939 | -0.121 | -0.030933 | 9.7652e-06 | 6.2393e-06 | 0.18068 | 0.18068 | 0.18068 | 0.99782 | -0.041261 | 0.99773 | -0.042929 | 49.6366
70 | 0.0026081 | 0.00065357 | -0.0026081 | -0.00065365 | 5.0835e-08 | -8.3714e-08 | 0.0038961 | 0.0038961 | 0.0038961 | 0.99611 | -0.073535 | 0.99609 | -0.073944 | 1.0704
71 | 0.034211 | 0.008601 | -0.034176 | -0.0085787 | 3.5544e-05 | 2.2306e-05 | 0.051957 | 0.051957 | 0.051957 | 0.97997 | -0.38459 | 0.97886 | -0.40637 | 14.2739
72 | 0.02776 | 0.0069708 | -0.027744 | -0.0069612 | 1.545e-05 | 9.5975e-06 | 0.042204 | 0.042204 | 0.042204 | 0.97886 | -0.40637 | 0.97826 | -0.41804 | 11.5946
73 | 0.0064156 | 0.0016079 | -0.0064149 | -0.0016077 | 6.9713e-07 | 2.0051e-07 | 0.0097528 | 0.0097529 | 0.0097529 | 0.97886 | -0.40637 | 0.97874 | -0.40865 | 2.6794
74 | 0.025222 | 0.0063291 | -0.025214 | -0.0063241 | 8.0253e-06 | 4.9537e-06 | 0.038368 | 0.038368 | 0.038368 | 0.97826 | -0.41804 | 0.97792 | -0.42471 | 10.5407
75 | 0.017644 | 0.0044269 | -0.017642 | -0.0044258 | 1.7639e-06 | 1.0471e-06 | 0.026849 | 0.026849 | 0.026849 | 0.97792 | -0.42471 | 0.97782 | -0.42681 | 7.3761
76 | 0.017642 | 0.0044258 | -0.01764 | -0.0044242 | 2.6749e-06 | 1.5878e-06 | 0.026849 | 0.026849 | 0.026849 | 0.97782 | -0.42681 | 0.97765 | -0.42999 | 7.3761
77 | 0.0082721 | 0.0020733 | -0.0082715 | -0.002073 | 5.7745e-07 | 2.4744e-07 | 0.012582 | 0.012582 | 0.012582 | 0.97831 | -0.41751 | 0.97824 | -0.41898 | 3.4566
78 | -0.0097465 | -0.0024428 | 0.0097488 | 0.0024439 | 2.3619e-06 | 1.1517e-06 | 0.014824 | 0.014824 | 0.014824 | 0.97831 | -0.41751 | 0.97857 | -0.41243 | 4.0727
79 | 0.0011618 | 0.00029116 | -0.0011618 | -0.00029118 | 2.2888e-09 | -2.3069e-08 | 0.0017673 | 0.0017673 | 0.0017673 | 0.97824 | -0.41898 | 0.97823 | -0.41902 | 0.48552
80 | -0.01252 | -0.0031384 | 0.012524 | 0.0031408 | 4.3823e-06 | 2.3994e-06 | 0.019038 | 0.019038 | 0.019038 | 0.97857 | -0.41243 | 0.97894 | -0.40508 | 5.2301
81 | 0.021577 | 0.0054413 | -0.021548 | -0.0054239 | 2.8485e-05 | 1.7344e-05 | 0.032809 | 0.03281 | 0.03281 | 0.97894 | -0.40508 | 0.97753 | -0.4327 | 9.0136
82 | -0.036205 | -0.0091093 | 0.036211 | 0.0091131 | 6.1586e-06 | 3.8733e-06 | 0.055044 | 0.055044 | 0.055044 | 0.97894 | -0.40508 | 0.97913 | -0.40153 | 15.1221
83 | 0.019857 | 0.0049999 | -0.019832 | -0.0049851 | 2.4619e-05 | 1.4857e-05 | 0.030234 | 0.030235 | 0.030235 | 0.97753 | -0.4327 | 0.97621 | -0.45867 | 8.3063
84 | -0.03854 | -0.0096969 | 0.038575 | 0.0097191 | 3.5253e-05 | 2.2217e-05 | 0.058584 | 0.058584 | 0.058584 | 0.97913 | -0.40153 | 0.9801 | -0.3824 | 16.0945
85 | -0.0023694 | -0.00059384 | 0.0023696 | 0.00059349 | 1.8394e-07 | -3.4875e-07 | 0.0036189 | 0.0036187 | 0.0036189 | 0.97427 | -0.49681 | 0.97435 | -0.49518 | 0.9942
86 | -0.014431 | -0.0036214 | 0.014435 | 0.0036234 | 3.5536e-06 | 2.0313e-06 | 0.022041 | 0.02204 | 0.022041 | 0.97435 | -0.49518 | 0.97462 | -0.49002 | 6.0551
87 | 0.012061 | 0.0030279 | -0.012053 | -0.0030235 | 8.0556e-06 | 4.3678e-06 | 0.018422 | 0.018422 | 0.018422 | 0.97435 | -0.49518 | 0.97364 | -0.50919 | 5.061
88 | -0.014901 | -0.0037403 | 0.014903 | 0.0037415 | 2.1038e-06 | 1.2113e-06 | 0.022752 | 0.022752 | 0.022752 | 0.97462 | -0.49002 | 0.97477 | -0.48706 | 6.2507
89 | 0.0097231 | 0.0024395 | -0.0097178 | -0.0024369 | 5.2566e-06 | 2.5753e-06 | 0.014861 | 0.014861 | 0.014861 | 0.97364 | -0.50919 | 0.97307 | -0.52054 | 4.0827
90 | -0.0093689 | -0.0023465 | 0.0093721 | 0.0023481 | 3.1618e-06 | 1.5057e-06 | 0.014275 | 0.014275 | 0.014275 | 0.97657 | -0.45138 | 0.97693 | -0.44429 | 3.9217
91 | 0.0084155 | 0.0021076 | -0.0084144 | -0.0021071 | 1.1496e-06 | 5.0249e-07 | 0.012822 | 0.012822 | 0.012822 | 0.97657 | -0.45138 | 0.97642 | -0.45425 | 3.5227
92 | -0.017628 | -0.0044171 | 0.01764 | 0.0044242 | 1.2016e-05 | 7.1333e-06 | 0.026849 | 0.026849 | 0.026849 | 0.97693 | -0.44429 | 0.97765 | -0.42999 | 7.3762
93 | 0.0071501 | 0.0017902 | -0.0071499 | -0.0017902 | 2.3667e-07 | 8.4978e-08 | 0.010896 | 0.010896 | 0.010896 | 0.97642 | -0.45425 | 0.97639 | -0.45494 | 2.9933
94 | 0.0048527 | 0.0012144 | -0.0048522 | -0.0012144 | 5.2646e-07 | 1.589e-08 | 0.0073949 | 0.007395 | 0.007395 | 0.97639 | -0.45494 | 0.97627 | -0.45722 | 2.0316
95 | 0.0048522 | 0.0012144 | -0.0048508 | -0.0012144 | 1.3824e-06 | 4.2134e-08 | 0.007395 | 0.0073953 | 0.0073953 | 0.97627 | -0.45722 | 0.97597 | -0.46321 | 2.0317
96 | 0.0010883 | 0.00027141 | -0.0010882 | -0.00027249 | 9.4661e-08 | -1.0854e-06 | 0.0016588 | 0.0016592 | 0.0016592 | 0.97597 | -0.46321 | 0.97587 | -0.46504 | 0.45582
97 | -0.0010882 | -0.00027272 | 0.0010882 | 0.00027249 | 2.0095e-08 | -2.3032e-07 | 0.0016593 | 0.0016592 | 0.0016593 | 0.97585 | -0.46543 | 0.97587 | -0.46504 | 0.45585
98 | -0.052906 | -0.013337 | 0.052955 | 0.013368 | 4.8773e-05 | 3.0959e-05 | 0.080209 | 0.080209 | 0.080209 | 0.98184 | -0.34857 | 0.98283 | -0.32932 | 22.0354
99 | 0.046421 | 0.011712 | -0.046415 | -0.011709 | 5.4082e-06 | 3.4244e-06 | 0.07038 | 0.07038 | 0.07038 | 0.98184 | -0.34857 | 0.98171 | -0.351 | 19.3353
100 | -0.056234 | -0.01419 | 0.056267 | 0.014211 | 3.3045e-05 | 2.0995e-05 | 0.085175 | 0.085175 | 0.085175 | 0.98283 | -0.32932 | 0.98346 | -0.31706 | 23.3996
101 | 0.043716 | 0.011032 | -0.043662 | -0.010998 | 5.4729e-05 | 3.4607e-05 | 0.06629 | 0.06629 | 0.06629 | 0.98171 | -0.351 | 0.98037 | -0.37718 | 18.2115
102 | -0.076211 | -0.019213 | 0.076465 | 0.019375 | 0.00025472 | 0.00016237 | 0.11535 | 0.11535 | 0.11535 | 0.98346 | -0.31706 | 0.98705 | -0.24747 | 31.6897
103 | 0.019943 | 0.0050012 | -0.019943 | -0.0050012 | 1.7597e-08 | 1.0605e-08 | 0.030176 | 0.030176 | 0.030176 | 0.98346 | -0.31706 | 0.98346 | -0.31708 | 8.2901
104 | 0.04017 | 0.010123 | -0.04016 | -0.010116 | 1.0035e-05 | 6.3318e-06 | 0.06099 | 0.06099 | 0.06099 | 0.98037 | -0.37718 | 0.9801 | -0.3824 | 16.7554
105 | -0.080649 | -0.020424 | 0.080914 | 0.020592 | 0.0002642 | 0.00016848 | 0.12166 | 0.12166 | 0.12166 | 0.98705 | -0.24747 | 0.99058 | -0.17949 | 33.4224
106 | 0.017138 | 0.0042981 | -0.017129 | -0.0042931 | 8.5485e-06 | 5.0411e-06 | 0.025931 | 0.025931 | 0.025931 | 0.98346 | -0.31708 | 0.98292 | -0.32755 | 7.124
107 | -0.082766 | -0.021056 | 0.082828 | 0.021096 | 6.2948e-05 | 4.0147e-05 | 0.12444 | 0.12444 | 0.12444 | 0.99058 | -0.17949 | 0.9914 | -0.16372 | 34.1867
108 | 0.010513 | 0.0026348 | -0.010512 | -0.0026344 | 7.9255e-07 | 4.0147e-07 | 0.015915 | 0.015915 | 0.015915 | 0.98292 | -0.32755 | 0.98284 | -0.32913 | 4.3722
109 | 0.024581 | 0.0061718 | -0.024575 | -0.0061681 | 6.0114e-06 | 3.6955e-06 | 0.036899 | 0.036899 | 0.036899 | 0.9914 | -0.16372 | 0.99114 | -0.16885 | 10.137
110 | 0.0051016 | 0.0012784 | -0.0051009 | -0.0012784 | 7.6683e-07 | 4.1125e-08 | 0.0076571 | 0.0076572 | 0.0076572 | 0.9914 | -0.16372 | 0.99124 | -0.16688 | 2.1036
111 | -0.11251 | -0.028547 | 0.11293 | 0.028817 | 0.00042341 | 0.00027047 | 0.16899 | 0.16899 | 0.16899 | 0.9914 | -0.16372 | 0.99548 | -0.085794 | 46.4272
112 | 0.008906 | 0.0022319 | -0.0089045 | -0.0022313 | 1.487e-06 | 6.7531e-07 | 0.013484 | 0.013484 | 0.013484 | 0.98284 | -0.32913 | 0.98266 | -0.33264 | 3.7043
113 | 0.0070734 | 0.0017726 | -0.0070724 | -0.0017723 | 9.4619e-07 | 3.0761e-07 | 0.010532 | 0.010533 | 0.010533 | 0.99932 | -0.013141 | 0.99917 | -0.015949 | 2.8935
114 | -0.0092079 | -0.0023075 | 0.0092092 | 0.0023081 | 1.2678e-06 | 5.7575e-07 | 0.013711 | 0.013711 | 0.013711 | 0.99932 | -0.013141 | 0.99947 | -0.010251 | 3.7667
115 | 0.0027891 | 0.00069877 | -0.002789 | -0.00069898 | 1.5007e-07 | -2.0773e-07 | 0.0041536 | 0.0041537 | 0.0041537 | 0.99917 | -0.015949 | 0.99911 | -0.017079 | 1.1411
116 | -0.011659 | -0.0029221 | 0.01166 | 0.0029224 | 5.0469e-07 | 2.6446e-07 | 0.017358 | 0.017358 | 0.017358 | 0.99947 | -0.010251 | 0.99951 | -0.0093423 | 4.7688
117 | 0.1144 | 0.029221 | -0.11431 | -0.029162 | 9.129e-05 | 5.8317e-05 | 0.17105 | 0.17105 | 0.17105 | 0.99635 | -0.069274 | 0.99548 | -0.085794 | 46.9927
118 | -0.11895 | -0.030359 | 0.1191 | 0.030456 | 0.00015161 | 9.6867e-05 | 0.17784 | 0.17784 | 0.17784 | 0.99635 | -0.069274 | 0.99773 | -0.042929 | 48.8567
119 | 0.020953 | 0.0052603 | -0.020942 | -0.0052538 | 1.0761e-05 | 6.5138e-06 | 0.031461 | 0.031461 | 0.031461 | 0.99114 | -0.16885 | 0.99058 | -0.17962 | 8.6431
120 | 0.0031592 | 0.00079177 | -0.0031592 | -0.00079177 | 3.6656e-09 | -3.2559e-09 | 0.0047425 | 0.0047425 | 0.0047425 | 0.99124 | -0.16688 | 0.99124 | -0.1669 | 1.3029
121 | 0.018567 | 0.0046584 | -0.01856 | -0.0046542 | 7.056e-06 | 4.2046e-06 | 0.027892 | 0.027892 | 0.027892 | 0.99058 | -0.17962 | 0.99017 | -0.1876 | 7.6627
122 | 0.015748 | 0.0039495 | -0.015743 | -0.0039468 | 4.7182e-06 | 2.7308e-06 | 0.023667 | 0.023667 | 0.023667 | 0.99017 | -0.1876 | 0.98985 | -0.19389 | 6.5019
123 | 0.013783 | 0.0034556 | -0.013781 | -0.0034545 | 1.9028e-06 | 1.0659e-06 | 0.02072 | 0.020721 | 0.020721 | 0.98985 | -0.19389 | 0.9897 | -0.19678 | 5.6925
124 | 0.010994 | 0.002756 | -0.010991 | -0.0027546 | 2.8265e-06 | 1.4546e-06 | 0.01653 | 0.01653 | 0.01653 | 0.9897 | -0.19678 | 0.98942 | -0.20218 | 4.5413
125 | 0.006547 | 0.0016407 | -0.0065467 | -0.0016406 | 2.5393e-07 | 7.2813e-08 | 0.0098461 | 0.0098462 | 0.0098462 | 0.98942 | -0.20218 | 0.98938 | -0.20299 | 2.705
126 | 0.0043719 | 0.0010955 | -0.0043715 | -0.0010956 | 3.9875e-07 | -6.0609e-08 | 0.0065753 | 0.0065754 | 0.0065754 | 0.98938 | -0.20299 | 0.98928 | -0.20491 | 1.8064
127 | 0.0049764 | 0.0012464 | -0.0049762 | -0.0012464 | 1.3844e-07 | 9.8777e-09 | 0.0076209 | 0.0076209 | 0.0076209 | 0.97162 | -0.54916 | 0.97159 | -0.54975 | 2.0937
128 | -0.0067166 | -0.0016826 | 0.0067175 | 0.0016828 | 8.3877e-07 | 2.7495e-07 | 0.010286 | 0.010286 | 0.010286 | 0.97162 | -0.54916 | 0.97175 | -0.54654 | 2.8258
129 | 0.001895 | 0.00047419 | -0.0018949 | -0.00047466 | 1.418e-07 | -4.6522e-07 | 0.002902 | 0.0029022 | 0.0029022 | 0.97159 | -0.54975 | 0.97151 | -0.55132 | 0.79732
130 | 0.00046082 | 0.00011524 | -0.00046081 | -0.00011549 | 3.7569e-09 | -2.4664e-07 | 0.00070572 | 0.00070581 | 0.00070581 | 0.97151 | -0.55132 | 0.9715 | -0.55149 | 0.1939
131 | -0.015692 | -0.0039393 | 0.015696 | 0.0039417 | 4.1356e-06 | 2.4072e-06 | 0.023957 | 0.023957 | 0.023957 | 0.97477 | -0.48706 | 0.97505 | -0.48154 | 6.5816
132 | 0.0097178 | 0.0024369 | -0.0097164 | -0.0024362 | 1.4344e-06 | 7.0291e-07 | 0.014861 | 0.014861 | 0.014861 | 0.97307 | -0.52054 | 0.97291 | -0.52364 | 4.0827
133 | -0.01656 | -0.0041583 | 0.016562 | 0.0041591 | 1.4124e-06 | 8.3043e-07 | 0.025276 | 0.025276 | 0.025276 | 0.97505 | -0.48154 | 0.97514 | -0.47975 | 6.9439
134 | -0.017339 | -0.0043538 | 0.017344 | 0.0043567 | 4.9531e-06 | 2.9346e-06 | 0.026461 | 0.026461 | 0.026461 | 0.97514 | -0.47975 | 0.97544 | -0.47376 | 7.2695
135 | -0.017649 | -0.0044332 | 0.017651 | 0.0044343 | 1.8804e-06 | 1.1171e-06 | 0.026927 | 0.026927 | 0.026927 | 0.97544 | -0.47376 | 0.97556 | -0.47153 | 7.3974
136 | -0.01832 | -0.004602 | 0.018323 | 0.0046038 | 2.9573e-06 | 1.7666e-06 | 0.027947 | 0.027947 | 0.027947 | 0.97556 | -0.47153 | 0.97573 | -0.46815 | 7.6778
137 | -0.019284 | -0.0048448 | 0.019293 | 0.00485 | 8.7299e-06 | 5.2509e-06 | 0.029413 | 0.029413 | 0.029413 | 0.97573 | -0.46815 | 0.97621 | -0.45867 | 8.0806
138 | 0.006254 | 0.001567 | -0.0062539 | -0.001567 | 1.329e-07 | 3.4997e-08 | 0.0094702 | 0.0094702 | 0.0094702 | 0.98266 | -0.33264 | 0.98264 | -0.33308 | 2.6017
139 | 0.00337 | 0.00084419 | -0.0033697 | -0.00084439 | 3.0861e-07 | -2.0276e-07 | 0.0051031 | 0.0051032 | 0.0051032 | 0.98264 | -0.33308 | 0.98254 | -0.33501 | 1.402
140 | 0.0012064 | 0.00030221 | -0.0012064 | -0.00030234 | 1.3565e-08 | -1.2857e-07 | 0.001827 | 0.001827 | 0.001827 | 0.98254 | -0.33501 | 0.98253 | -0.33524 | 0.50193
141 | 0.0095929 | 0.0024047 | -0.0095906 | -0.0024036 | 2.3135e-06 | 1.1192e-06 | 0.014615 | 0.014615 | 0.014615 | 0.97672 | -0.44838 | 0.97647 | -0.45344 | 4.0151
142 | 0.0048432 | 0.0012138 | -0.0048432 | -0.0012138 | 1.1424e-08 | 3.1551e-10 | 0.0073804 | 0.0073804 | 0.0073804 | 0.97647 | -0.45344 | 0.97646 | -0.45349 | 2.0276

## res_trafo
| p_hv_mw | q_hv_mvar | p_lv_mw | q_lv_mvar | pl_mw | ql_mvar | i_hv_ka | i_lv_ka | vm_hv_pu | va_hv_degree | vm_lv_pu | va_lv_degree | loading_percent
0 | -1.2729e-15 | -1.3162e-15 | 0.00165 | 1.2699e-07 | 0.00165 | 1.2699e-07 | 5.2857e-17 | 0.0023815 | 0.99998 | 149.9956 | 1 | 0 | 0.2619

## res_ext_grid
| p_mw | q_mvar
0 | 0.5525 | 0.1416

## res_load
| p_mw | q_mvar
0 | 0.055261 | 0.01385
1 | 0.010263 | 0.0025723
2 | 0.0060006 | 0.0015039
3 | 0.0014779 | 0.00037039
4 | 0.029806 | 0.0074701
5 | 0.012625 | 0.003164
6 | 0.04062 | 0.01018
7 | 0.064102 | 0.016065
8 | 0.00095567 | 0.00023951
9 | 0.0060523 | 0.0015168
10 | 0.028595 | 0.0071667
11 | 0.011864 | 0.0029734
12 | 0.0047494 | 0.0011903
13 | 0.0020666 | 0.00051795
14 | 0.00029128 | 7.3003e-05
15 | 0.00035321 | 8.8523e-05
16 | 0.0010356 | 0.00025954
17 | 0.00090258 | 0.00022621
18 | 0.0013085 | 0.00032795
19 | 0.00042893 | 0.0001075
20 | 0.0050203 | 0.0012582
21 | 0.00011585 | 2.9036e-05
22 | 0.0003967 | 9.9422e-05
23 | 0.00078544 | 0.00019685
24 | 0.00034067 | 8.5379e-05
25 | 0.00018352 | 4.5994e-05
26 | 0.0032421 | 0.00081254
27 | 0.004123 | 0.0010333
28 | 0.0029832 | 0.00074766
29 | 0.0022162 | 0.00055543
30 | 0.00099196 | 0.00024861
31 | 0.0032103 | 0.00080457
32 | 0.00028296 | 7.0917e-05
33 | 0.0015639 | 0.00039195
34 | 0.010736 | 0.0026906
35 | 0.013945 | 0.0034949
36 | 0.0050567 | 0.0012673
37 | 0.0004767 | 0.00011947
38 | 0.0047807 | 0.0011982
39 | 0.0044146 | 0.0011064
40 | 0.00055082 | 0.00013805
41 | 0.0032189 | 0.00080673
42 | 0.0017873 | 0.00044794
43 | 0.0016344 | 0.00040962
44 | 0.000844 | 0.00021153
45 | 0.0019044 | 0.0004773
46 | 0.0032965 | 0.00082618
47 | 0.00084316 | 0.00021132
48 | 0.0014994 | 0.0003758
49 | 0.0025221 | 0.0006321
50 | 0.0064149 | 0.0016077
51 | 0.0075703 | 0.0018973
52 | 0.0014744 | 0.00036952
53 | 0.0071097 | 0.0017819
54 | 0.0027708 | 0.00069444
55 | 0.0011618 | 0.00029118
56 | 0.0021037 | 0.00052724
57 | 0.0016917 | 0.00042398
58 | 0.002329 | 0.0005837
59 | 0.0023694 | 0.00059384
60 | 0.0004663 | 0.00011687
61 | 0.0023303 | 0.00058403
62 | 0.00095336 | 0.00023894
63 | 0.0082555 | 0.002069
64 | 0.0012643 | 0.00031686
65 | 0.0022972 | 0.00057572
66 | 0.0037625 | 0.00094297
67 | 0.0010882 | 0.00027272
68 | 0.0064852 | 0.0016253
69 | 0.0032798 | 0.000822
70 | 0.0026989 | 0.0006764
71 | 0.0034919 | 0.00087516
72 | 0.004184 | 0.0010486
73 | 0.0028054 | 0.00070311
74 | 0.0015847 | 0.00039715
75 | 0.001852 | 0.00046416
76 | 0.0066165 | 0.0016583
77 | 0.0016058 | 0.00040246
78 | 0.0021346 | 0.00053497
79 | 0.0042833 | 0.0010735
80 | 0.0024499 | 0.00061401
81 | 0.002789 | 0.00069898
82 | 0.0017889 | 0.00044834
83 | 0.0045431 | 0.0011386
84 | 0.0013773 | 0.00034518
85 | 0.0019036 | 0.0004771
86 | 0.0036221 | 0.00090779
87 | 0.0019416 | 0.00048662
88 | 0.0023758 | 0.00059543
89 | 0.0031592 | 0.00079177
90 | 0.0028116 | 0.00070466
91 | 0.00196 | 0.00049121
92 | 0.002787 | 0.0006985
93 | 0.0044445 | 0.0011139
94 | 0.0021748 | 0.00054506
95 | 0.0017403 | 0.00043615
96 | 0.0030812 | 0.00077222
97 | 0.0010515 | 0.00026354
98 | 0.0014341 | 0.00035942
99 | 0.00046081 | 0.00011549
100 | 0.00078919 | 0.00019779
101 | 0.00086414 | 0.00021657
102 | 0.00077671 | 0.00019466
103 | 0.00030532 | 7.652e-05
104 | 0.00066915 | 0.00016771
105 | 0.00096138 | 0.00024095
106 | 0.0043715 | 0.0010956
107 | 0.00053899 | 0.00013508
108 | 0.0026505 | 0.00066427
109 | 0.0028839 | 0.00072278
110 | 0.0021633 | 0.00054218
111 | 0.0012064 | 0.00030234
112 | 0.005095 | 0.0012769
113 | 0.0047474 | 0.0011898
114 | 0.0048432 | 0.0012138
115 | 0.0026081 | 0.00065365

## dtypes
| element | column | dtype
0 | bus | name | object
1 | bus | vn_kv | float64
2 | bus | type | object
3 | bus | zone | object
4 | bus | in_service | bool
5 | load | name | object
6 | load | bus | uint32
7 | load | p_mw | float64
8 | load | q_mvar | float64
9 | load | const_z_percent | float64
10 | load | const_i_percent | float64
11 | load | sn_mva | float64
12 | load | scaling | float64
13 | load | in_service | bool
14 | load | type | object
15 | ext_grid | name | object
16 | ext_grid | bus | uint32
17 | ext_grid | vm_pu | float64
18 | ext_grid | va_degree | float64
19 | ext_grid | slack_weight | float64
20 | ext_grid | in_service | bool
21 | line | name | object
22 | line | std_type | object
23 | line | from_bus | uint32
24 | line | to_bus | uint32
25 | line | length_km | float64
26 | line | r_ohm_per_km | float64
27 | line | x_ohm_per_km | float64
28 | line | c_nf_per_km | float64
29 | line | g_us_per_km | float64
30 | line | max_i_ka | float64
31 | line | df | float64
32 | line | parallel | uint32
33 | line | type | object
34 | line | in_service | bool
35 | trafo | name | object
36 | trafo | std_type | object
37 | trafo | hv_bus | uint32
38 | trafo | lv_bus | uint32
39 | trafo | sn_mva | float64
40 | trafo | vn_hv_kv | float64
41 | trafo | vn_lv_kv | float64
42 | trafo | vk_percent | float64
43 | trafo | vkr_percent | float64
44 | trafo | pfe_kw | float64
45 | trafo | i0_percent | float64
46 | trafo | shift_degree | float64
47 | trafo | tap_side | object
48 | trafo | tap_neutral | int32
49 | trafo | tap_min | int32
50 | trafo | tap_max | int32
51 | trafo | tap_step_percent | float64
52 | trafo | tap_step_degree | float64
53 | trafo | tap_pos | int32
54 | trafo | tap_phase_shifter | bool
55 | trafo | parallel | uint32
56 | trafo | df | float64
57 | trafo | in_service | bool
58 | line_geodata | coords | object
59 | bus_geodata | x | float64
60 | bus_geodata | y | float64
61 | bus_geodata | coords | object
62 | res_bus | vm_pu | float64
63 | res_bus | va_degree | float64
64 | res_bus | p_mw | float64
65 | res_bus | q_mvar | float64
66 | res_line | p_from_mw | float64
67 | res_line | q_from_mvar | float64
68 | res_line | p_to_mw | float64
69 | res_line | q_to_mvar | float64
70 | res_line | pl_mw | float64
71 | res_line | ql_mvar | float64
72 | res_line | i_from_ka | float64
73 | res_line | i_to_ka | float64
74 | res_line | i_ka | float64
75 | res_line | vm_from_pu | float64
76 | res_line | va_from_degree | float64
77 | res_line | vm_to_pu | float64
78 | res_line | va_to_degree | float64
79 | res_line | loading_percent | float64
80 | res_trafo | p_hv_mw | float64
81 | res_trafo | q_hv_mvar | float64
82 | res_trafo | p_lv_mw | float64
83 | res_trafo | q_lv_mvar | float64
84 | res_trafo | pl_mw | float64
85 | res_trafo | ql_mvar | float64
86 | res_trafo | i_hv_ka | float64
87 | res_trafo | i_lv_ka | float64
88 | res_trafo | vm_hv_pu | float64
89 | res_trafo | va_hv_degree | float64
90 | res_trafo | vm_lv_pu | float64
91 | res_trafo | va_lv_degree | float64
92 | res_trafo | loading_percent | float64
93 | res_ext_grid | p_mw | float64
94 | res_ext_grid | q_mvar | float64
95 | res_load | p_mw | float64
96 | res_load | q_mvar | float64

## parameters
| version | format_version | converged | OPF_converged | name | f_hz | sn_mva
0 | 2.14.6 | 2.14.0 | TRUE | FALSE |  | 50 | 1