## bus
| name | vn_kv | type | zone | in_service
0 | bus_LV_2128-1_0_4_node_0 | 0.4 | n |  | TRUE
1 | bus_LV_2128-1_0_4_node_1 | 0.4 | n |  | TRUE
2 | bus_LV_2128-1_0_4_node_2 | 0.4 | n |  | TRUE
3 | bus_LV_2128-1_0_4_node_20 | 0.4 | n |  | TRUE
4 | bus_LV_2128-1_0_4_node_3 | 0.4 | n |  | TRUE
5 | bus_LV_2128-1_0_4_node_18 | 0.4 | n |  | TRUE
6 | bus_LV_2128-1_0_4_node_8 | 0.4 | n |  | TRUE
7 | bus_LV_2128-1_0_4_node_4 | 0.4 | n |  | TRUE
8 | bus_LV_2128-1_0_4_node_5 | 0.4 | n |  | TRUE
9 | bus_LV_2128-1_0_4_node_6 | 0.4 | n |  | TRUE
10 | bus_LV_2128-1_0_4_node_7 | 0.4 | n |  | TRUE
11 | bus_LV_2128-1_0_4_node_9 | 0.4 | n |  | TRUE
12 | bus_LV_2128-1_0_4_node_24 | 0.4 | n |  | TRUE
13 | bus_LV_2128-1_0_4_node_15 | 0.4 | n |  | TRUE
14 | bus_LV_2128-1_0_4_node_10 | 0.4 | n |  | TRUE
15 | bus_LV_2128-1_0_4_node_29 | 0.4 | n |  | TRUE
16 | bus_LV_2128-1_0_4_node_28 | 0.4 | n |  | TRUE
17 | bus_LV_2128-1_0_4_node_32 | 0.4 | n |  | TRUE
18 | bus_LV_2128-1_0_4_node_22 | 0.4 | n |  | TRUE
19 | bus_LV_2128-1_0_4_node_16 | 0.4 | n |  | TRUE
20 | bus_LV_2128-1_0_4_node_19 | 0.4 | n |  | TRUE
21 | bus_LV_2128-1_0_4_node_33 | 0.4 | n |  | TRUE
22 | bus_LV_2128-1_0_4_node_11 | 0.4 | n |  | TRUE
23 | bus_LV_2128-1_0_4_node_12 | 0.4 | n |  | TRUE
24 | bus_LV_2128-1_0_4_node_13 | 0.4 | n |  | TRUE
25 | bus_LV_2128-1_0_4_node_14 | 0.4 | n |  | TRUE
26 | bus_LV_2128-1_0_4_node_27 | 0.4 | n |  | TRUE
27 | bus_LV_2128-1_0_4_node_25 | 0.4 | n |  | TRUE
28 | bus_LV_2128-1_0_4_node_30 | 0.4 | n |  | TRUE
29 | bus_LV_2128-1_0_4_node_26 | 0.4 | n |  | TRUE
30 | bus_LV_2128-1_0_4_node_54 | 0.4 | n |  | TRUE
31 | bus_LV_2128-1_0_4_node_129 | 0.4 | n |  | TRUE
32 | bus_LV_2128-1_0_4_node_52 | 0.4 | n |  | TRUE
33 | bus_LV_2128-1_0_4_node_130 | 0.4 | n |  | TRUE
34 | bus_LV_2128-1_0_4_node_21 | 0.4 | n |  | TRUE
35 | bus_LV_2128-1_0_4_node_31 | 0.4 | n |  | TRUE
36 | bus_LV_2128-1_0_4_node_35 | 0.4 | n |  | TRUE
37 | bus_LV_2128-1_0_4_node_34 | 0.4 | n |  | TRUE
38 | bus_LV_2128-1_0_4_node_76 | 0.4 | n |  | TRUE
39 | bus_LV_2128-1_0_4_node_132 | 0.4 | n |  | TRUE
40 | bus_LV_2128-1_0_4_node_136 | 0.4 | n |  | TRUE
41 | bus_LV_2128-1_0_4_node_142 | 0.4 | n |  | TRUE
42 | bus_LV_2128-1_0_4_node_131 | 0.4 | n |  | TRUE
43 | bus_LV_2128-1_0_4_node_36 | 0.4 | n |  | TRUE
44 | bus_LV_2128-1_0_4_node_37 | 0.4 | n |  | TRUE
45 | bus_LV_2128-1_0_4_node_38 | 0.4 | n |  | TRUE
46 | bus_LV_2128-1_0_4_node_39 | 0.4 | n |  | TRUE
47 | bus_LV_2128-1_0_4_node_40 | 0.4 | n |  | TRUE
48 | bus_LV_2128-1_0_4_node_102 | 0.4 | n |  | TRUE
49 | bus_LV_2128-1_0_4_node_125 | 0.4 | n |  | TRUE
50 | bus_LV_2128-1_0_4_node_41 | 0.4 | n |  | TRUE
51 | bus_LV_2128-1_0_4_node_75 | 0.4 | n |  | TRUE
52 | bus_LV_2128-1_0_4_node_84 | 0.4 | n |  | TRUE
53 | bus_LV_2128-1_0_4_node_80 | 0.4 | n |  | TRUE
54 | bus_LV_2128-1_0_4_node_42 | 0.4 | n |  | TRUE
55 | bus_LV_2128-1_0_4_node_43 | 0.4 | n |  | TRUE
56 | bus_LV_2128-1_0_4_node_49 | 0.4 | n |  | TRUE
57 | bus_LV_2128-1_0_4_node_95 | 0.4 | n |  | TRUE
58 | bus_LV_2128-1_0_4_node_50 | 0.4 | n |  | TRUE
59 | bus_LV_2128-1_0_4_node_96 | 0.4 | n |  | TRUE
60 | bus_LV_2128-1_0_4_node_57 | 0.4 | n |  | TRUE
61 | bus_LV_2128-1_0_4_node_44 | 0.4 | n |  | TRUE
62 | bus_LV_2128-1_0_4_node_45 | 0.4 | n |  | TRUE
63 | bus_LV_2128-1_0_4_node_46 | 0.4 | n |  | TRUE
64 | bus_LV_2128-1_0_4_node_47 | 0.4 | n |  | TRUE
65 | bus_LV_2128-1_0_4_node_48 | 0.4 | n |  | TRUE
66 | bus_LV_2128-1_0_4_node_55 | 0.4 | n |  | TRUE
67 | bus_LV_2128-1_0_4_node_58 | 0.4 | n |  | TRUE
68 | bus_LV_2128-1_0_4_node_56 | 0.4 | n |  | TRUE
69 | bus_LV_2128-1_0_4_node_59 | 0.4 | n |  | TRUE
70 | bus_LV_2128-1_0_4_node_60 | 0.4 | n |  | TRUE
71 | bus_LV_2128-1_0_4_node_113 | 0.4 | n |  | TRUE
72 | bus_LV_2128-1_0_4_node_68 | 0.4 | n |  | TRUE
73 | bus_LV_2128-1_0_4_node_51 | 0.4 | n |  | TRUE
74 | bus_LV_2128-1_0_4_node_53 | 0.4 | n |  | TRUE
75 | bus_LV_2128-1_0_4_node_115 | 0.4 | n |  | TRUE
76 | bus_LV_2128-1_0_4_node_114 | 0.4 | n |  | TRUE
77 | bus_LV_2128-1_0_4_node_69 | 0.4 | n |  | TRUE
78 | bus_LV_2128-1_0_4_node_70 | 0.4 | n |  | TRUE
79 | bus_LV_2128-1_0_4_node_61 | 0.4 | n |  | TRUE
80 | bus_LV_2128-1_0_4_node_62 | 0.4 | n |  | TRUE
81 | bus_LV_2128-1_0_4_node_63 | 0.4 | n |  | TRUE
82 | bus_LV_2128-1_0_4_node_64 | 0.4 | n |  | TRUE
83 | bus_LV_2128-1_0_4_node_65 | 0.4 | n |  | TRUE
84 | bus_LV_2128-1_0_4_node_117 | 0.4 | n |  | TRUE
85 | bus_LV_2128-1_0_4_node_118 | 0.4 | n |  | TRUE
86 | bus_LV_2128-1_0_4_node_66 | 0.4 | n |  | TRUE
87 | bus_LV_2128-1_0_4_node_67 | 0.4 | n |  | TRUE
88 | bus_LV_2128-1_0_4_node_71 | 0.4 | n |  | TRUE
89 | bus_LV_2128-1_0_4_node_72 | 0.4 | n |  | TRUE
90 | bus_LV_2128-1_0_4_node_73 | 0.4 | n |  | TRUE
91 | bus_LV_2128-1_0_4_node_74 | 0.4 | n |  | TRUE
92 | bus_LV_2128-1_0_4_node_104 | 0.4 | n |  | TRUE
93 | bus_LV_2128-1_0_4_node_99 | 0.4 | n |  | TRUE
94 | bus_LV_2128-1_0_4_node_105 | 0.4 | n |  | TRUE
95 | bus_LV_2128-1_0_4_node_106 | 0.4 | n |  | TRUE
96 | bus_LV_2128-1_0_4_node_100 | 0.4 | n |  | TRUE
97 | bus_LV_2128-1_0_4_node_77 | 0.4 | n |  | TRUE
98 | bus_LV_2128-1_0_4_node_78 | 0.4 | n |  | TRUE
99 | bus_LV_2128-1_0_4_node_79 | 0.4 | n |  | TRUE
100 | bus_LV_2128-1_0_4_node_98 | 0.4 | n |  | TRUE
101 | bus_LV_2128-1_0_4_node_97 | 0.4 | n |  | TRUE
102 | bus_LV_2128-1_0_4_node_81 | 0.4 | n |  | TRUE
103 | bus_LV_2128-1_0_4_node_82 | 0.4 | n |  | TRUE
104 | bus_LV_2128-1_0_4_node_83 | 0.4 | n |  | TRUE
105 | bus_LV_2128-1_0_4_node_85 | 0.4 | n |  | TRUE
106 | bus_LV_2128-1_0_4_node_87 | 0.4 | n |  | TRUE
107 | bus_LV_2128-1_0_4_node_86 | 0.4 | n |  | TRUE
108 | bus_LV_2128-1_0_4_node_88 | 0.4 | n |  | TRUE
109 | bus_LV_2128-1_0_4_node_89 | 0.4 | n |  | TRUE
110 | bus_LV_2128-1_0_4_node_111 | 0.4 | n |  | TRUE
111 | bus_LV_2128-1_0_4_node_112 | 0.4 | n |  | TRUE
112 | bus_LV_2128-1_0_4_node_109 | 0.4 | n |  | TRUE
113 | bus_LV_2128-1_0_4_node_119 | 0.4 | n |  | TRUE
114 | bus_LV_2128-1_0_4_node_107 | 0.4 | n |  | TRUE
115 | bus_LV_2128-1_0_4_node_101 | 0.4 | n |  | TRUE
116 | bus_LV_2128-1_0_4_node_108 | 0.4 | n |  | TRUE
117 | bus_LV_2128-1_0_4_node_90 | 0.4 | n |  | TRUE
118 | bus_LV_2128-1_0_4_node_91 | 0.4 | n |  | TRUE
119 | bus_LV_2128-1_0_4_node_92 | 0.4 | n |  | TRUE
120 | bus_LV_2128-1_0_4_node_93 | 0.4 | n |  | TRUE
121 | bus_LV_2128-1_0_4_node_94 | 0.4 | n |  | TRUE
122 | bus_LV_2128-1_0_4_node_126 | 0.4 | n |  | TRUE
123 | bus_LV_2128-1_0_4_node_137 | 0.4 | n |  | TRUE
124 | bus_LV_2128-1_0_4_node_127 | 0.4 | n |  | TRUE
125 | bus_LV_2128-1_0_4_node_134 | 0.4 | n |  | TRUE
126 | bus_LV_2128-1_0_4_node_133 | 0.4 | n |  | TRUE
127 | bus_LV_2128-1_0_4_node_141 | 0.4 | n |  | TRUE
128 | bus_LV_2128-1_0_4_node_123 | 0.4 | n |  | TRUE
129 | bus_LV_2128-1_0_4_node_116 | 0.4 | n |  | TRUE
130 | bus_LV_2128-1_0_4_node_110 | 0.4 | n |  | TRUE
131 | bus_LV_2128-1_0_4_node_120 | 0.4 | n |  | TRUE
132 | bus_LV_2128-1_0_4_node_121 | 0.4 | n |  | TRUE
133 | bus_LV_2128-1_0_4_node_122 | 0.4 | n |  | TRUE
134 | bus_LV_2128-1_0_4_node_135 | 0.4 | n |  | TRUE
135 | bus_LV_2128-1_0_4_node_139 | 0.4 | n |  | TRUE
136 | bus_LV_2128-1_0_4_node_128 | 0.4 | n |  | TRUE
137 | bus_LV_2128-1_0_4_node_140 | 0.4 | n |  | TRUE
138 | bus_MV_28_0_node_21 | 20 | n |  | TRUE

## load
| name | bus | p_mw | q_mvar | const_z_percent | const_i_percent | sn_mva | scaling | in_service | type
0 | LV_2128-1_0_4_load_0 | 0 | 0.0028275 | 0.00070864 | 0 | 0 |  | 1 | TRUE | wye
1 | LV_2128-1_0_4_load_1 | 1 | 0.0021861 | 0.00054788 | 0 | 0 |  | 1 | TRUE | wye
2 | LV_2128-1_0_4_load_20 | 3 | 0.0027583 | 0.00069128 | 0 | 0 |  | 1 | TRUE | wye
3 | LV_2128-1_0_4_load_3 | 4 | 0.0019259 | 0.00048267 | 0 | 0 |  | 1 | TRUE | wye
4 | LV_2128-1_0_4_load_18 | 5 | 0.0026316 | 0.00065953 | 0 | 0 |  | 1 | TRUE | wye
5 | LV_2128-1_0_4_load_4 | 7 | 0.00082692 | 0.00020724 | 0 | 0 |  | 1 | TRUE | wye
6 | LV_2128-1_0_4_load_5 | 8 | 0.002306 | 0.00057795 | 0 | 0 |  | 1 | TRUE | wye
7 | LV_2128-1_0_4_load_6 | 9 | 0.0014575 | 0.00036528 | 0 | 0 |  | 1 | TRUE | wye
8 | LV_2128-1_0_4_load_9 | 11 | 0.0010822 | 0.00027123 | 0 | 0 |  | 1 | TRUE | wye
9 | LV_2128-1_0_4_load_15 | 13 | 0.0032939 | 0.00082552 | 0 | 0 |  | 1 | TRUE | wye
10 | LV_2128-1_0_4_load_29 | 15 | 0.0029136 | 0.00073021 | 0 | 0 |  | 1 | TRUE | wye
11 | LV_2128-1_0_4_load_28 | 16 | 0.0010822 | 0.00027122 | 0 | 0 |  | 1 | TRUE | wye
12 | LV_2128-1_0_4_load_32 | 17 | 0.0015224 | 0.00038156 | 0 | 0 |  | 1 | TRUE | wye
13 | LV_2128-1_0_4_load_22 | 18 | 0.0019546 | 0.00048986 | 0 | 0 |  | 1 | TRUE | wye
14 | LV_2128-1_0_4_load_19 | 20 | 0.0028932 | 0.0007251 | 0 | 0 |  | 1 | TRUE | wye
15 | LV_2128-1_0_4_load_11 | 22 | 0.0024812 | 0.00062186 | 0 | 0 |  | 1 | TRUE | wye
16 | LV_2128-1_0_4_load_12 | 23 | 0.0023083 | 0.00057851 | 0 | 0 |  | 1 | TRUE | wye
17 | LV_2128-1_0_4_load_13 | 24 | 0.0025235 | 0.00063245 | 0 | 0 |  | 1 | TRUE | wye
18 | LV_2128-1_0_4_load_27 | 26 | 0.0039969 | 0.0010017 | 0 | 0 |  | 1 | TRUE | wye
19 | LV_2128-1_0_4_load_25 | 27 | 0.0021773 | 0.00054568 | 0 | 0 |  | 1 | TRUE | wye
20 | LV_2128-1_0_4_load_30 | 28 | 0.0029489 | 0.00073905 | 0 | 0 |  | 1 | TRUE | wye
21 | LV_2128-1_0_4_load_26 | 29 | 0.0020097 | 0.00050367 | 0 | 0 |  | 1 | TRUE | wye
22 | LV_2128-1_0_4_load_54 | 30 | 0.0026932 | 0.00067498 | 0 | 0 |  | 1 | TRUE | wye
23 | LV_2128-1_0_4_load_129 | 31 | 0.0028816 | 0.0007222 | 0 | 0 |  | 1 | TRUE | wye
24 | LV_2128-1_0_4_load_52 | 32 | 0.0029511 | 0.0007396 | 0 | 0 |  | 1 | TRUE | wye
25 | LV_2128-1_0_4_load_130 | 33 | 0.0024646 | 0.00061768 | 0 | 0 |  | 1 | TRUE | wye
26 | LV_2128-1_0_4_load_21 | 34 | 0.001546 | 0.00038747 | 0 | 0 |  | 1 | TRUE | wye
27 | LV_2128-1_0_4_load_34 | 37 | 0.0031353 | 0.00078579 | 0 | 0 |  | 1 | TRUE | wye
28 | LV_2128-1_0_4_load_76 | 38 | 0.007981 | 0.0020002 | 0 | 0 |  | 1 | TRUE | wye
29 | LV_2128-1_0_4_load_132 | 39 | 0.0042386 | 0.0010623 | 0 | 0 |  | 1 | TRUE | wye
30 | LV_2128-1_0_4_load_136 | 40 | 0.0052064 | 0.0013049 | 0 | 0 |  | 1 | TRUE | wye
31 | LV_2128-1_0_4_load_142 | 41 | 0.00092798 | 0.00023257 | 0 | 0 |  | 1 | TRUE | wye
32 | LV_2128-1_0_4_load_131 | 42 | 0.0041084 | 0.0010297 | 0 | 0 |  | 1 | TRUE | wye
33 | LV_2128-1_0_4_load_36 | 43 | 0.0015636 | 0.00039188 | 0 | 0 |  | 1 | TRUE | wye
34 | LV_2128-1_0_4_load_37 | 44 | 0.0018918 | 0.00047413 | 0 | 0 |  | 1 | TRUE | wye
35 | LV_2128-1_0_4_load_38 | 45 | 0.0032606 | 0.00081718 | 0 | 0 |  | 1 | TRUE | wye
36 | LV_2128-1_0_4_load_40 | 47 | 0.0071542 | 0.001793 | 0 | 0 |  | 1 | TRUE | wye
37 | LV_2128-1_0_4_load_125 | 49 | 0.0016152 | 0.0004048 | 0 | 0 |  | 1 | TRUE | wye
38 | LV_2128-1_0_4_load_84 | 52 | 0.0030243 | 0.00075796 | 0 | 0 |  | 1 | TRUE | wye
39 | LV_2128-1_0_4_load_80 | 53 | 0.0039897 | 0.00099993 | 0 | 0 |  | 1 | TRUE | wye
40 | LV_2128-1_0_4_load_42 | 54 | 0.0045951 | 0.0011516 | 0 | 0 |  | 1 | TRUE | wye
41 | LV_2128-1_0_4_load_43 | 55 | 0.0023216 | 0.00058185 | 0 | 0 |  | 1 | TRUE | wye
42 | LV_2128-1_0_4_load_49 | 56 | 0.0022458 | 0.00056285 | 0 | 0 |  | 1 | TRUE | wye
43 | LV_2128-1_0_4_load_50 | 58 | 0.0010185 | 0.00025525 | 0 | 0 |  | 1 | TRUE | wye
44 | LV_2128-1_0_4_load_57 | 60 | 0.0044188 | 0.0011074 | 0 | 0 |  | 1 | TRUE | wye
45 | LV_2128-1_0_4_load_44 | 61 | 0.0020037 | 0.00050217 | 0 | 0 |  | 1 | TRUE | wye
46 | LV_2128-1_0_4_load_45 | 62 | 0.0012244 | 0.00030687 | 0 | 0 |  | 1 | TRUE | wye
47 | LV_2128-1_0_4_load_46 | 63 | 0.0035945 | 0.00090086 | 0 | 0 |  | 1 | TRUE | wye
48 | LV_2128-1_0_4_load_47 | 64 | 0.0010325 | 0.00025877 | 0 | 0 |  | 1 | TRUE | wye
49 | LV_2128-1_0_4_load_48 | 65 | 0.0018273 | 0.00045797 | 0 | 0 |  | 1 | TRUE | wye
50 | LV_2128-1_0_4_load_55 | 66 | 0.0048968 | 0.0012273 | 0 | 0 |  | 1 | TRUE | wye
51 | LV_2128-1_0_4_load_56 | 68 | 0.0013435 | 0.00033671 | 0 | 0 |  | 1 | TRUE | wye
52 | LV_2128-1_0_4_load_59 | 69 | 0.0022352 | 0.0005602 | 0 | 0 |  | 1 | TRUE | wye
53 | LV_2128-1_0_4_load_60 | 70 | 0.003113 | 0.0007802 | 0 | 0 |  | 1 | TRUE | wye
54 | LV_2128-1_0_4_load_68 | 72 | 0.0019489 | 0.00048844 | 0 | 0 |  | 1 | TRUE | wye
55 | LV_2128-1_0_4_load_51 | 73 | 0.0083489 | 0.0020924 | 0 | 0 |  | 1 | TRUE | wye
56 | LV_2128-1_0_4_load_53 | 74 | 0.0040369 | 0.0010118 | 0 | 0 |  | 1 | TRUE | wye
57 | LV_2128-1_0_4_load_115 | 75 | 0.0035972 | 0.00090153 | 0 | 0 |  | 1 | TRUE | wye
58 | LV_2128-1_0_4_load_114 | 76 | 0.00054054 | 0.00013547 | 0 | 0 |  | 1 | TRUE | wye
59 | LV_2128-1_0_4_load_69 | 77 | 0.0047884 | 0.0012001 | 0 | 0 |  | 1 | TRUE | wye
60 | LV_2128-1_0_4_load_70 | 78 | 0.0057312 | 0.0014364 | 0 | 0 |  | 1 | TRUE | wye
61 | LV_2128-1_0_4_load_61 | 79 | 0.001412 | 0.00035389 | 0 | 0 |  | 1 | TRUE | wye
62 | LV_2128-1_0_4_load_62 | 80 | 0.001175 | 0.00029449 | 0 | 0 |  | 1 | TRUE | wye
63 | LV_2128-1_0_4_load_63 | 81 | 0.0014902 | 0.00037349 | 0 | 0 |  | 1 | TRUE | wye
64 | LV_2128-1_0_4_load_64 | 82 | 0.0010597 | 0.00026558 | 0 | 0 |  | 1 | TRUE | wye
65 | LV_2128-1_0_4_load_65 | 83 | 0.0020552 | 0.00051508 | 0 | 0 |  | 1 | TRUE | wye
66 | LV_2128-1_0_4_load_117 | 84 | 0.0029496 | 0.00073923 | 0 | 0 |  | 1 | TRUE | wye
67 | LV_2128-1_0_4_load_118 | 85 | 0.0014889 | 0.00037316 | 0 | 0 |  | 1 | TRUE | wye
68 | LV_2128-1_0_4_load_66 | 86 | 0.00090526 | 0.00022688 | 0 | 0 |  | 1 | TRUE | wye
69 | LV_2128-1_0_4_load_67 | 87 | 0.0020506 | 0.00051393 | 0 | 0 |  | 1 | TRUE | wye
70 | LV_2128-1_0_4_load_71 | 88 | 0.00097078 | 0.0002433 | 0 | 0 |  | 1 | TRUE | wye
71 | LV_2128-1_0_4_load_72 | 89 | 0.00063269 | 0.00015857 | 0 | 0 |  | 1 | TRUE | wye
72 | LV_2128-1_0_4_load_73 | 90 | 0.001789 | 0.00044837 | 0 | 0 |  | 1 | TRUE | wye
73 | LV_2128-1_0_4_load_74 | 91 | 0.00070427 | 0.00017651 | 0 | 0 |  | 1 | TRUE | wye
74 | LV_2128-1_0_4_load_99 | 93 | 0.0021894 | 0.00054872 | 0 | 0 |  | 1 | TRUE | wye
75 | LV_2128-1_0_4_load_106 | 95 | 0.00096282 | 0.00024131 | 0 | 0 |  | 1 | TRUE | wye
76 | LV_2128-1_0_4_load_100 | 96 | 0.0022474 | 0.00056324 | 0 | 0 |  | 1 | TRUE | wye
77 | LV_2128-1_0_4_load_77 | 97 | 0.0088366 | 0.0022147 | 0 | 0 |  | 1 | TRUE | wye
78 | LV_2128-1_0_4_load_79 | 99 | 0.00069205 | 0.00017344 | 0 | 0 |  | 1 | TRUE | wye
79 | LV_2128-1_0_4_load_98 | 100 | 0.00086883 | 0.00021775 | 0 | 0 |  | 1 | TRUE | wye
80 | LV_2128-1_0_4_load_97 | 101 | 0.0010694 | 0.00026803 | 0 | 0 |  | 1 | TRUE | wye
81 | LV_2128-1_0_4_load_81 | 102 | 0.0015385 | 0.00038559 | 0 | 0 |  | 1 | TRUE | wye
82 | LV_2128-1_0_4_load_82 | 103 | 0.007042 | 0.0017649 | 0 | 0 |  | 1 | TRUE | wye
83 | LV_2128-1_0_4_load_83 | 104 | 0.0011122 | 0.00027875 | 0 | 0 |  | 1 | TRUE | wye
84 | LV_2128-1_0_4_load_85 | 105 | 0.0010471 | 0.00026243 | 0 | 0 |  | 1 | TRUE | wye
85 | LV_2128-1_0_4_load_86 | 107 | 0.0011385 | 0.00028534 | 0 | 0 |  | 1 | TRUE | wye
86 | LV_2128-1_0_4_load_89 | 109 | 0.0011221 | 0.00028124 | 0 | 0 |  | 1 | TRUE | wye
87 | LV_2128-1_0_4_load_112 | 111 | 0.0039939 | 0.001001 | 0 | 0 |  | 1 | TRUE | wye
88 | LV_2128-1_0_4_load_109 | 112 | 0.0022171 | 0.00055566 | 0 | 0 |  | 1 | TRUE | wye
89 | LV_2128-1_0_4_load_107 | 114 | 0.00094561 | 0.00023699 | 0 | 0 |  | 1 | TRUE | wye
90 | LV_2128-1_0_4_load_101 | 115 | 0.0038821 | 0.00097296 | 0 | 0 |  | 1 | TRUE | wye
91 | LV_2128-1_0_4_load_108 | 116 | 0.0028314 | 0.00070962 | 0 | 0 |  | 1 | TRUE | wye
92 | LV_2128-1_0_4_load_90 | 117 | 0.0025745 | 0.00064522 | 0 | 0 |  | 1 | TRUE | wye
93 | LV_2128-1_0_4_load_91 | 118 | 0.0034024 | 0.00085273 | 0 | 0 |  | 1 | TRUE | wye
94 | LV_2128-1_0_4_load_92 | 119 | 0.0034849 | 0.0008734 | 0 | 0 |  | 1 | TRUE | wye
95 | LV_2128-1_0_4_load_93 | 120 | 0.0022606 | 0.00056655 | 0 | 0 |  | 1 | TRUE | wye
96 | LV_2128-1_0_4_load_94 | 121 | 0.0056203 | 0.0014086 | 0 | 0 |  | 1 | TRUE | wye
97 | LV_2128-1_0_4_load_126 | 122 | 0.0031572 | 0.00079127 | 0 | 0 |  | 1 | TRUE | wye
98 | LV_2128-1_0_4_load_137 | 123 | 0.004319 | 0.0010824 | 0 | 0 |  | 1 | TRUE | wye
99 | LV_2128-1_0_4_load_127 | 124 | 0.0031397 | 0.00078688 | 0 | 0 |  | 1 | TRUE | wye
100 | LV_2128-1_0_4_load_134 | 125 | 0.016399 | 0.0041099 | 0 | 0 |  | 1 | TRUE | wye
101 | LV_2128-1_0_4_load_133 | 126 | 0.005797 | 0.0014529 | 0 | 0 |  | 1 | TRUE | wye
102 | LV_2128-1_0_4_load_141 | 127 | 0.013994 | 0.0035073 | 0 | 0 |  | 1 | TRUE | wye
103 | LV_2128-1_0_4_load_116 | 129 | 0.0059545 | 0.0014923 | 0 | 0 |  | 1 | TRUE | wye
104 | LV_2128-1_0_4_load_110 | 130 | 0.0023519 | 0.00058944 | 0 | 0 |  | 1 | TRUE | wye
105 | LV_2128-1_0_4_load_120 | 131 | 0.0058393 | 0.0014635 | 0 | 0 |  | 1 | TRUE | wye
106 | LV_2128-1_0_4_load_121 | 132 | 0.0066063 | 0.0016557 | 0 | 0 |  | 1 | TRUE | wye
107 | LV_2128-1_0_4_load_122 | 133 | 0.0058115 | 0.0014565 | 0 | 0 |  | 1 | TRUE | wye
108 | LV_2128-1_0_4_load_135 | 134 | 0.0019798 | 0.00049618 | 0 | 0 |  | 1 | TRUE | wye
109 | LV_2128-1_0_4_load_128 | 136 | 0.0012352 | 0.00030957 | 0 | 0 |  | 1 | TRUE | wye
110 | LV_2128-1_0_4_load_140 | 137 | 0.00097043 | 0.00024321 | 0 | 0 |  | 1 | TRUE | wye

## ext_grid
| name | bus | vm_pu | va_degree | slack_weight | in_service
0 |  | 53 | 1 | 0 | 1 | TRUE

## line
| name | std_type | from_bus | to_bus | length_km | r_ohm_per_km | x_ohm_per_km | c_nf_per_km | g_us_per_km | max_i_ka | df | parallel | type | in_service
0 | LV_2128-1_0_4_line_0 |  | 0 | 1 | 0.069558 | 0.125 | 0.08 | 261 | 0 | 0.364 | 1 | 1 | cs | TRUE
1 | LV_2128-1_0_4_line_1 |  | 0 | 2 | 0.012312 | 0.125 | 0.08 | 261 | 0 | 0.364 | 1 | 1 | cs | TRUE
2 | LV_2128-1_0_4_line_2 |  | 1 | 3 | 0.13911 | 0.125 | 0.08 | 261 | 0 | 0.364 | 1 | 1 | cs | TRUE
3 | LV_2128-1_0_4_line_3 |  | 2 | 4 | 0.051472 | 0.125 | 0.08 | 261 | 0 | 0.364 | 1 | 1 | cs | TRUE
4 | LV_2128-1_0_4_line_4 |  | 2 | 5 | 0.062483 | 0.125 | 0.08 | 261 | 0 | 0.364 | 1 | 1 | cs | TRUE
5 | LV_2128-1_0_4_line_5 |  | 3 | 6 | 0.011849 | 0.125 | 0.08 | 261 | 0 | 0.364 | 1 | 1 | cs | TRUE
6 | LV_2128-1_0_4_line_6 |  | 6 | 12 | 0.073155 | 0.125 | 0.08 | 261 | 0 | 0.364 | 1 | 1 | cs | TRUE
7 | LV_2128-1_0_4_line_7 |  | 6 | 9 | 0.020589 | 0.125 | 0.08 | 261 | 0 | 0.364 | 1 | 1 | cs | TRUE
8 | LV_2128-1_0_4_line_8 |  | 7 | 8 | 0.015745 | 0.125 | 0.08 | 261 | 0 | 0.364 | 1 | 1 | cs | TRUE
9 | LV_2128-1_0_4_line_9 |  | 7 | 9 | 0.016467 | 0.125 | 0.08 | 261 | 0 | 0.364 | 1 | 1 | cs | TRUE
10 | LV_2128-1_0_4_line_10 |  | 8 | 10 | 0.02124 | 0.125 | 0.08 | 261 | 0 | 0.364 | 1 | 1 | cs | TRUE
11 | LV_2128-1_0_4_line_11 |  | 10 | 11 | 0.074231 | 0.125 | 0.08 | 261 | 0 | 0.364 | 1 | 1 | cs | TRUE
12 | LV_2128-1_0_4_line_12 |  | 11 | 13 | 0.050012 | 0.125 | 0.08 | 261 | 0 | 0.364 | 1 | 1 | cs | TRUE
13 | LV_2128-1_0_4_line_13 |  | 12 | 17 | 0.021103 | 0.125 | 0.08 | 261 | 0 | 0.364 | 1 | 1 | cs | TRUE
14 | LV_2128-1_0_4_line_14 |  | 12 | 18 | 0.0055221 | 0.125 | 0.08 | 261 | 0 | 0.364 | 1 | 1 | cs | TRUE
15 | LV_2128-1_0_4_line_15 |  | 13 | 19 | 0.015939 | 0.125 | 0.08 | 261 | 0 | 0.364 | 1 | 1 | cs | TRUE
16 | LV_2128-1_0_4_line_16 |  | 14 | 15 | 0.0154 | 0.125 | 0.08 | 261 | 0 | 0.364 | 1 | 1 | cs | TRUE
17 | LV_2128-1_0_4_line_17 |  | 14 | 16 | 0.011088 | 0.125 | 0.08 | 261 | 0 | 0.364 | 1 | 1 | cs | TRUE
18 | LV_2128-1_0_4_line_18 |  | 15 | 21 | 0.0018625 | 0.125 | 0.08 | 261 | 0 | 0.364 | 1 | 1 | cs | TRUE
19 | LV_2128-1_0_4_line_19 |  | 18 | 34 | 0.022256 | 0.125 | 0.08 | 261 | 0 | 0.364 | 1 | 1 | cs | TRUE
20 | LV_2128-1_0_4_line_20 |  | 19 | 20 | 0.047254 | 0.125 | 0.08 | 261 | 0 | 0.364 | 1 | 1 | cs | TRUE
21 | LV_2128-1_0_4_line_21 |  | 20 | 30 | 0.024007 | 0.125 | 0.08 | 261 | 0 | 0.364 | 1 | 1 | cs | TRUE
22 | LV_2128-1_0_4_line_22 |  | 21 | 36 | 0.060527 | 0.125 | 0.08 | 261 | 0 | 0.364 | 1 | 1 | cs | TRUE
23 | LV_2128-1_0_4_line_23 |  | 21 | 35 | 0.021693 | 0.125 | 0.08 | 261 | 0 | 0.364 | 1 | 1 | cs | TRUE
24 | LV_2128-1_0_4_line_24 |  | 22 | 23 | 0.035971 | 0.125 | 0.08 | 261 | 0 | 0.364 | 1 | 1 | cs | TRUE
25 | LV_2128-1_0_4_line_25 |  | 22 | 24 | 0.025026 | 0.125 | 0.08 | 261 | 0 | 0.364 | 1 | 1 | cs | TRUE
26 | LV_2128-1_0_4_line_26 |  | 24 | 25 | 0.015812 | 0.125 | 0.08 | 261 | 0 | 0.364 | 1 | 1 | cs | TRUE
27 | LV_2128-1_0_4_line_27 |  | 25 | 26 | 0.014615 | 0.125 | 0.08 | 261 | 0 | 0.364 | 1 | 1 | cs | TRUE
28 | LV_2128-1_0_4_line_28 |  | 25 | 27 | 0.017142 | 0.125 | 0.08 | 261 | 0 | 0.364 | 1 | 1 | cs | TRUE
29 | LV_2128-1_0_4_line_29 |  | 26 | 28 | 0.0042235 | 0.125 | 0.08 | 261 | 0 | 0.364 | 1 | 1 | cs | TRUE
30 | LV_2128-1_0_4_line_30 |  | 27 | 29 | 0.025487 | 0.125 | 0.08 | 261 | 0 | 0.364 | 1 | 1 | cs | TRUE
31 | LV_2128-1_0_4_line_31 |  | 28 | 35 | 0.022849 | 0.125 | 0.08 | 261 | 0 | 0.364 | 1 | 1 | cs | TRUE
32 | LV_2128-1_0_4_line_32 |  | 30 | 31 | 0.054084 | 0.125 | 0.08 | 261 | 0 | 0.364 | 1 | 2 | cs | TRUE
33 | LV_2128-1_0_4_line_33 |  | 30 | 32 | 0.026304 | 0.125 | 0.08 | 261 | 0 | 0.364 | 1 | 2 | cs | TRUE
34 | LV_2128-1_0_4_line_34 |  | 31 | 33 | 0.055819 | 0.125 | 0.08 | 261 | 0 | 0.364 | 1 | 1 | cs | TRUE
35 | LV_2128-1_0_4_line_35 |  | 32 | 73 | 0.030716 | 0.125 | 0.08 | 261 | 0 | 0.364 | 1 | 3 | cs | TRUE
36 | LV_2128-1_0_4_line_36 |  | 33 | 42 | 0.040197 | 0.125 | 0.08 | 261 | 0 | 0.364 | 1 | 1 | cs | TRUE
37 | LV_2128-1_0_4_line_37 |  | 35 | 37 | 0.065427 | 0.125 | 0.08 | 261 | 0 | 0.364 | 1 | 1 | cs | TRUE
38 | LV_2128-1_0_4_line_38 |  | 36 | 39 | 0.0098402 | 0.125 | 0.08 | 261 | 0 | 0.364 | 1 | 1 | cs | TRUE
39 | LV_2128-1_0_4_line_39 |  | 37 | 38 | 0.011603 | 0.125 | 0.08 | 261 | 0 | 0.364 | 1 | 1 | cs | TRUE
40 | LV_2128-1_0_4_line_40 |  | 39 | 42 | 0.035077 | 0.125 | 0.08 | 261 | 0 | 0.364 | 1 | 1 | cs | TRUE
41 | LV_2128-1_0_4_line_41 |  | 40 | 41 | 0.011414 | 0.125 | 0.08 | 261 | 0 | 0.364 | 1 | 1 | cs | TRUE
42 | LV_2128-1_0_4_line_42 |  | 41 | 95 | 0.011408 | 0.125 | 0.08 | 261 | 0 | 0.364 | 1 | 1 | cs | TRUE
43 | LV_2128-1_0_4_line_43 |  | 43 | 44 | 0.002094 | 0.125 | 0.08 | 261 | 0 | 0.364 | 1 | 3 | cs | TRUE
44 | LV_2128-1_0_4_line_44 |  | 43 | 45 | 0.015397 | 0.125 | 0.08 | 261 | 0 | 0.364 | 1 | 3 | cs | TRUE
45 | LV_2128-1_0_4_line_45 |  | 44 | 46 | 0.013726 | 0.125 | 0.08 | 261 | 0 | 0.364 | 1 | 3 | cs | TRUE
46 | LV_2128-1_0_4_line_46 |  | 45 | 47 | 0.028582 | 0.125 | 0.08 | 261 | 0 | 0.364 | 1 | 2 | cs | TRUE
47 | LV_2128-1_0_4_line_47 |  | 46 | 48 | 0.029353 | 0.125 | 0.08 | 261 | 0 | 0.364 | 1 | 3 | cs | TRUE
48 | LV_2128-1_0_4_line_48 |  | 46 | 49 | 0.002566 | 0.125 | 0.08 | 261 | 0 | 0.364 | 1 | 3 | cs | TRUE
49 | LV_2128-1_0_4_line_49 |  | 47 | 50 | 0.025297 | 0.125 | 0.08 | 261 | 0 | 0.364 | 1 | 1 | cs | TRUE
50 | LV_2128-1_0_4_line_50 |  | 48 | 51 | 0.046909 | 0.125 | 0.08 | 261 | 0 | 0.364 | 1 | 3 | cs | TRUE
51 | LV_2128-1_0_4_line_51 |  | 48 | 52 | 0.0079984 | 0.125 | 0.08 | 261 | 0 | 0.364 | 1 | 1 | cs | TRUE
52 | LV_2128-1_0_4_line_52 |  | 49 | 53 | 0.036627 | 0.125 | 0.08 | 261 | 0 | 0.364 | 1 | 3 | cs | TRUE
53 | LV_2128-1_0_4_line_53 |  | 50 | 54 | 0.021776 | 0.125 | 0.08 | 261 | 0 | 0.364 | 1 | 1 | cs | TRUE
54 | LV_2128-1_0_4_line_54 |  | 50 | 55 | 0.045881 | 0.125 | 0.08 | 261 | 0 | 0.364 | 1 | 1 | cs | TRUE
55 | LV_2128-1_0_4_line_55 |  | 51 | 93 | 0.0247 | 0.125 | 0.08 | 261 | 0 | 0.364 | 1 | 1 | cs | TRUE
56 | LV_2128-1_0_4_line_56 |  | 51 | 90 | 0.0098689 | 0.125 | 0.08 | 261 | 0 | 0.364 | 1 | 3 | cs | TRUE
57 | LV_2128-1_0_4_line_57 |  | 52 | 104 | 0.048916 | 0.125 | 0.08 | 261 | 0 | 0.364 | 1 | 1 | cs | TRUE
58 | LV_2128-1_0_4_line_58 |  | 53 | 98 | 0.03472 | 0.125 | 0.08 | 261 | 0 | 0.364 | 1 | 1 | cs | TRUE
59 | LV_2128-1_0_4_line_59 |  | 54 | 56 | 0.014095 | 0.125 | 0.08 | 261 | 0 | 0.364 | 1 | 1 | cs | TRUE
60 | LV_2128-1_0_4_line_60 |  | 55 | 57 | 0.034249 | 0.125 | 0.08 | 261 | 0 | 0.364 | 1 | 1 | cs | TRUE
61 | LV_2128-1_0_4_line_61 |  | 56 | 58 | 0.034282 | 0.125 | 0.08 | 261 | 0 | 0.364 | 1 | 1 | cs | TRUE
62 | LV_2128-1_0_4_line_62 |  | 57 | 59 | 0.018974 | 0.125 | 0.08 | 261 | 0 | 0.364 | 1 | 1 | cs | TRUE
63 | LV_2128-1_0_4_line_63 |  | 57 | 60 | 0.005433 | 0.125 | 0.08 | 261 | 0 | 0.364 | 1 | 1 | cs | TRUE
64 | LV_2128-1_0_4_line_64 |  | 58 | 71 | 0.0099798 | 0.125 | 0.08 | 261 | 0 | 0.364 | 1 | 1 | cs | TRUE
65 | LV_2128-1_0_4_line_65 |  | 59 | 125 | 0.028729 | 0.125 | 0.08 | 261 | 0 | 0.364 | 1 | 1 | cs | TRUE
66 | LV_2128-1_0_4_line_66 |  | 59 | 126 | 0.012729 | 0.125 | 0.08 | 261 | 0 | 0.364 | 1 | 1 | cs | TRUE
67 | LV_2128-1_0_4_line_67 |  | 60 | 68 | 0.02292 | 0.125 | 0.08 | 261 | 0 | 0.364 | 1 | 1 | cs | TRUE
68 | LV_2128-1_0_4_line_68 |  | 61 | 62 | 0.0039859 | 0.125 | 0.08 | 261 | 0 | 0.364 | 1 | 1 | cs | TRUE
69 | LV_2128-1_0_4_line_69 |  | 61 | 63 | 0.031948 | 0.125 | 0.08 | 261 | 0 | 0.364 | 1 | 1 | cs | TRUE
70 | LV_2128-1_0_4_line_70 |  | 62 | 64 | 0.038473 | 0.125 | 0.08 | 261 | 0 | 0.364 | 1 | 1 | cs | TRUE
71 | LV_2128-1_0_4_line_71 |  | 63 | 65 | 0.0029666 | 0.125 | 0.08 | 261 | 0 | 0.364 | 1 | 1 | cs | TRUE
72 | LV_2128-1_0_4_line_72 |  | 64 | 66 | 0.025675 | 0.125 | 0.08 | 261 | 0 | 0.364 | 1 | 1 | cs | TRUE
73 | LV_2128-1_0_4_line_73 |  | 65 | 67 | 0.0041346 | 0.125 | 0.08 | 261 | 0 | 0.364 | 1 | 1 | cs | TRUE
74 | LV_2128-1_0_4_line_74 |  | 66 | 68 | 0.028274 | 0.125 | 0.08 | 261 | 0 | 0.364 | 1 | 1 | cs | TRUE
75 | LV_2128-1_0_4_line_75 |  | 67 | 69 | 0.038613 | 0.125 | 0.08 | 261 | 0 | 0.364 | 1 | 1 | cs | TRUE
76 | LV_2128-1_0_4_line_76 |  | 67 | 70 | 0.071703 | 0.125 | 0.08 | 261 | 0 | 0.364 | 1 | 1 | cs | TRUE
77 | LV_2128-1_0_4_line_77 |  | 69 | 77 | 0.072979 | 0.125 | 0.08 | 261 | 0 | 0.364 | 1 | 1 | cs | TRUE
78 | LV_2128-1_0_4_line_78 |  | 71 | 72 | 0.011781 | 0.125 | 0.08 | 261 | 0 | 0.364 | 1 | 1 | cs | TRUE
79 | LV_2128-1_0_4_line_79 |  | 72 | 87 | 0.0317 | 0.125 | 0.08 | 261 | 0 | 0.364 | 1 | 1 | cs | TRUE
80 | LV_2128-1_0_4_line_80 |  | 73 | 74 | 0.059252 | 0.125 | 0.08 | 261 | 0 | 0.364 | 1 | 3 | cs | TRUE
81 | LV_2128-1_0_4_line_81 |  | 74 | 75 | 0.035251 | 0.125 | 0.08 | 261 | 0 | 0.364 | 1 | 3 | cs | TRUE
82 | LV_2128-1_0_4_line_82 |  | 75 | 76 | 0.027592 | 0.125 | 0.08 | 261 | 0 | 0.364 | 1 | 3 | cs | TRUE
83 | LV_2128-1_0_4_line_83 |  | 76 | 129 | 0.0024593 | 0.125 | 0.08 | 261 | 0 | 0.364 | 1 | 3 | cs | TRUE
84 | LV_2128-1_0_4_line_84 |  | 77 | 78 | 0.033249 | 0.125 | 0.08 | 261 | 0 | 0.364 | 1 | 1 | cs | TRUE
85 | LV_2128-1_0_4_line_85 |  | 79 | 80 | 0.025472 | 0.125 | 0.08 | 261 | 0 | 0.364 | 1 | 1 | cs | TRUE
86 | LV_2128-1_0_4_line_86 |  | 79 | 81 | 0.0090064 | 0.125 | 0.08 | 261 | 0 | 0.364 | 1 | 1 | cs | TRUE
87 | LV_2128-1_0_4_line_87 |  | 80 | 82 | 0.033265 | 0.125 | 0.08 | 261 | 0 | 0.364 | 1 | 1 | cs | TRUE
88 | LV_2128-1_0_4_line_88 |  | 81 | 83 | 0.01568 | 0.125 | 0.08 | 261 | 0 | 0.364 | 1 | 1 | cs | TRUE
89 | LV_2128-1_0_4_line_89 |  | 83 | 84 | 0.019001 | 0.125 | 0.08 | 261 | 0 | 0.364 | 1 | 1 | cs | TRUE
90 | LV_2128-1_0_4_line_90 |  | 84 | 85 | 0.073507 | 0.125 | 0.08 | 261 | 0 | 0.364 | 1 | 1 | cs | TRUE
91 | LV_2128-1_0_4_line_91 |  | 85 | 113 | 0.032737 | 0.125 | 0.08 | 261 | 0 | 0.364 | 1 | 1 | cs | TRUE
92 | LV_2128-1_0_4_line_92 |  | 85 | 130 | 0.04312 | 0.125 | 0.08 | 261 | 0 | 0.364 | 1 | 1 | cs | TRUE
93 | LV_2128-1_0_4_line_93 |  | 86 | 87 | 0.024917 | 0.125 | 0.08 | 261 | 0 | 0.364 | 1 | 1 | cs | TRUE
94 | LV_2128-1_0_4_line_94 |  | 88 | 89 | 0.031794 | 0.125 | 0.08 | 261 | 0 | 0.364 | 1 | 3 | cs | TRUE
95 | LV_2128-1_0_4_line_95 |  | 88 | 90 | 0.029609 | 0.125 | 0.08 | 261 | 0 | 0.364 | 1 | 3 | cs | TRUE
96 | LV_2128-1_0_4_line_96 |  | 89 | 91 | 0.022575 | 0.125 | 0.08 | 261 | 0 | 0.364 | 1 | 3 | cs | TRUE
97 | LV_2128-1_0_4_line_97 |  | 91 | 92 | 0.013231 | 0.125 | 0.08 | 261 | 0 | 0.364 | 1 | 3 | cs | TRUE
98 | LV_2128-1_0_4_line_98 |  | 92 | 94 | 0.019774 | 0.125 | 0.08 | 261 | 0 | 0.364 | 1 | 3 | cs | TRUE
99 | LV_2128-1_0_4_line_99 |  | 92 | 95 | 0.01039 | 0.125 | 0.08 | 261 | 0 | 0.364 | 1 | 1 | cs | TRUE
100 | LV_2128-1_0_4_line_100 |  | 93 | 96 | 0.052334 | 0.125 | 0.08 | 261 | 0 | 0.364 | 1 | 1 | cs | TRUE
101 | LV_2128-1_0_4_line_101 |  | 94 | 129 | 0.033315 | 0.125 | 0.08 | 261 | 0 | 0.364 | 1 | 3 | cs | TRUE
102 | LV_2128-1_0_4_line_102 |  | 96 | 115 | 0.023416 | 0.125 | 0.08 | 261 | 0 | 0.364 | 1 | 1 | cs | TRUE
103 | LV_2128-1_0_4_line_103 |  | 97 | 98 | 0.02218 | 0.125 | 0.08 | 261 | 0 | 0.364 | 1 | 1 | cs | TRUE
104 | LV_2128-1_0_4_line_104 |  | 98 | 99 | 0.042146 | 0.125 | 0.08 | 261 | 0 | 0.364 | 1 | 1 | cs | TRUE
105 | LV_2128-1_0_4_line_105 |  | 99 | 100 | 0.022588 | 0.125 | 0.08 | 261 | 0 | 0.364 | 1 | 1 | cs | TRUE
106 | LV_2128-1_0_4_line_106 |  | 100 | 101 | 0.023189 | 0.125 | 0.08 | 261 | 0 | 0.364 | 1 | 1 | cs | TRUE
107 | LV_2128-1_0_4_line_107 |  | 102 | 103 | 0.003128 | 0.125 | 0.08 | 261 | 0 | 0.364 | 1 | 1 | cs | TRUE
108 | LV_2128-1_0_4_line_108 |  | 102 | 104 | 0.026374 | 0.125 | 0.08 | 261 | 0 | 0.364 | 1 | 1 | cs | TRUE
109 | LV_2128-1_0_4_line_109 |  | 105 | 106 | 0.018005 | 0.125 | 0.08 | 261 | 0 | 0.364 | 1 | 1 | cs | TRUE
110 | LV_2128-1_0_4_line_110 |  | 106 | 108 | 0.036101 | 0.125 | 0.08 | 261 | 0 | 0.364 | 1 | 1 | cs | TRUE
111 | LV_2128-1_0_4_line_111 |  | 106 | 109 | 0.02304 | 0.125 | 0.08 | 261 | 0 | 0.364 | 1 | 1 | cs | TRUE
112 | LV_2128-1_0_4_line_112 |  | 107 | 108 | 0.015979 | 0.125 | 0.08 | 261 | 0 | 0.364 | 1 | 1 | cs | TRUE
113 | LV_2128-1_0_4_line_113 |  | 108 | 113 | 0.007566 | 0.125 | 0.08 | 261 | 0 | 0.364 | 1 | 1 | cs | TRUE
114 | LV_2128-1_0_4_line_114 |  | 109 | 114 | 0.025235 | 0.125 | 0.08 | 261 | 0 | 0.364 | 1 | 1 | cs | TRUE
115 | LV_2128-1_0_4_line_115 |  | 110 | 111 | 0.018368 | 0.125 | 0.08 | 261 | 0 | 0.364 | 1 | 1 | cs | TRUE
116 | LV_2128-1_0_4_line_116 |  | 110 | 112 | 0.048762 | 0.125 | 0.08 | 261 | 0 | 0.364 | 1 | 1 | cs | TRUE
117 | LV_2128-1_0_4_line_117 |  | 112 | 130 | 0.0024848 | 0.125 | 0.08 | 261 | 0 | 0.364 | 1 | 1 | cs | TRUE
118 | LV_2128-1_0_4_line_118 |  | 113 | 115 | 0.019823 | 0.125 | 0.08 | 261 | 0 | 0.364 | 1 | 1 | cs | TRUE
119 | LV_2128-1_0_4_line_119 |  | 114 | 116 | 0.0027424 | 0.125 | 0.08 | 261 | 0 | 0.364 | 1 | 1 | cs | TRUE
120 | LV_2128-1_0_4_line_120 |  | 117 | 118 | 0.012371 | 0.125 | 0.08 | 261 | 0 | 0.364 | 1 | 1 | cs | TRUE
121 | LV_2128-1_0_4_line_121 |  | 117 | 119 | 0.012297 | 0.125 | 0.08 | 261 | 0 | 0.364 | 1 | 1 | cs | TRUE
122 | LV_2128-1_0_4_line_122 |  | 118 | 120 | 0.022927 | 0.125 | 0.08 | 261 | 0 | 0.364 | 1 | 1 | cs | TRUE
123 | LV_2128-1_0_4_line_123 |  | 119 | 121 | 0.04216 | 0.125 | 0.08 | 261 | 0 | 0.364 | 1 | 1 | cs | TRUE
124 | LV_2128-1_0_4_line_124 |  | 120 | 122 | 0.0050752 | 0.125 | 0.08 | 261 | 0 | 0.364 | 1 | 1 | cs | TRUE
125 | LV_2128-1_0_4_line_125 |  | 121 | 123 | 0.011354 | 0.125 | 0.08 | 261 | 0 | 0.364 | 1 | 1 | cs | TRUE
126 | LV_2128-1_0_4_line_126 |  | 122 | 124 | 0.023027 | 0.125 | 0.08 | 261 | 0 | 0.364 | 1 | 1 | cs | TRUE
127 | LV_2128-1_0_4_line_127 |  | 124 | 136 | 0.049531 | 0.125 | 0.08 | 261 | 0 | 0.364 | 1 | 1 | cs | TRUE
128 | LV_2128-1_0_4_line_128 |  | 125 | 127 | 0.044136 | 0.125 | 0.08 | 261 | 0 | 0.364 | 1 | 1 | cs | TRUE
129 | LV_2128-1_0_4_line_129 |  | 126 | 128 | 0.0062882 | 0.125 | 0.08 | 261 | 0 | 0.364 | 1 | 1 | cs | TRUE
130 | LV_2128-1_0_4_line_130 |  | 128 | 134 | 0.025754 | 0.125 | 0.08 | 261 | 0 | 0.364 | 1 | 1 | cs | TRUE
131 | LV_2128-1_0_4_line_131 |  | 128 | 132 | 0.01384 | 0.125 | 0.08 | 261 | 0 | 0.364 | 1 | 1 | cs | TRUE
132 | LV_2128-1_0_4_line_132 |  | 131 | 132 | 0.04917 | 0.125 | 0.08 | 261 | 0 | 0.364 | 1 | 1 | cs | TRUE
133 | LV_2128-1_0_4_line_133 |  | 131 | 133 | 0.010486 | 0.125 | 0.08 | 261 | 0 | 0.364 | 1 | 1 | cs | TRUE
134 | LV_2128-1_0_4_line_134 |  | 134 | 135 | 0.039623 | 0.125 | 0.08 | 261 | 0 | 0.364 | 1 | 1 | cs | TRUE
135 | LV_2128-1_0_4_line_135 |  | 135 | 137 | 0.038819 | 0.125 | 0.08 | 261 | 0 | 0.364 | 1 | 1 | cs | TRUE
136 | LV_2128-1_0_4_line_136 |  | 136 | 137 | 0.021721 | 0.125 | 0.08 | 261 | 0 | 0.364 | 1 | 1 | cs | TRUE

## trafo
| name | std_type | hv_bus | lv_bus | sn_mva | vn_hv_kv | vn_lv_kv | vk_percent | vkr_percent | pfe_kw | i0_percent | shift_degree | tap_side | tap_neutral | tap_min | tap_max | tap_step_percent | tap_step_degree | tap_pos | tap_phase_shifter | parallel | df | in_service
0 | LV_2128-1_0_4_trafo_80 | 0.63 MVA 20/0.4 kV | 138 | 53 | 0.63 | 20 | 0.4 | 6 | 1.206 | 1.65 | 0.2619 | 150 | hv | 0 | -2 | 2 | 2.5 | 0 | 0 | FALSE | 1 | 1 | TRUE

## line_geodata
| x0 | y0 | x1 | y1 | x2 | y2 | x3 | y3 | x4 | y4 | x5 | y5 | x6 | y6 | x7 | y7 | x8 | y8 | x9 | y9
0 | 2576735.833 | 1162811.4501 | 2576678.3747 | 1162772.2476
1 | 2576746.0031 | 1162818.389 | 2576735.833 | 1162811.4501
2 | 2576550.3183 | 1162717.9017 | 2576678.3747 | 1162772.2476
3 | 2576746.0031 | 1162818.389 | 2576751.5929 | 1162815.8771 | 2576778.5637 | 1162821.6532 | 2576786.1175 | 1162823.8472 | 2576793.5815 | 1162826.6197 | 2576795.2084 | 1162827.6637
4 | 2576746.0031 | 1162818.389 | 2576723.0879 | 1162876.5183
5 | 2576539.5476 | 1162712.9632 | 2576550.3183 | 1162717.9017
6 | 2576539.5476 | 1162712.9632 | 2576543.632 | 1162697.684 | 2576546.2673 | 1162687.9466 | 2576547.8869 | 1162682.9266 | 2576547.9777 | 1162678.7241 | 2576545.6618 | 1162664.4038 | 2576543.7739 | 1162655.7068 | 2576542.6226 | 1162649.2525 | 2576540.1452 | 1162646.4942 | 2576537.284 | 1162643.5483
7 | 2576539.5476 | 1162712.9632 | 2576535.1121 | 1162710.9351 | 2576521.1501 | 1162703.7287
8 | 2576505.7821 | 1162697.9318 | 2576502.2015 | 1162696.757 | 2576490.4594 | 1162694.3973
9 | 2576521.1501 | 1162703.7287 | 2576517.1353 | 1162701.6565 | 2576505.7821 | 1162697.9318
10 | 2576469.6348 | 1162690.2149 | 2576476.9179 | 1162691.6759 | 2576490.4594 | 1162694.3973
11 | 2576486.3508 | 1162760.7403 | 2576485.5833 | 1162748.6594 | 2576479.7886 | 1162712.6419 | 2576478.4368 | 1162707.8336 | 2576476.2654 | 1162704.9741 | 2576471.2121 | 1162699.7691 | 2576469.7559 | 1162695.6838 | 2576469.6348 | 1162690.2149
12 | 2576486.3508 | 1162760.7403 | 2576462.2264 | 1162804.549
13 | 2576537.284 | 1162643.5483 | 2576546.7156 | 1162645.9571 | 2576550.7308 | 1162648.198 | 2576555.5756 | 1162652.9926
14 | 2576537.284 | 1162643.5483 | 2576531.9346 | 1162642.178
15 | 2576447.3872 | 1162798.7346 | 2576453.0035 | 1162801.0248 | 2576462.2264 | 1162804.549
16 | 2576418.0276 | 1162637.747 | 2576409.0464 | 1162625.2371
17 | 2576418.0276 | 1162637.747 | 2576428.8654 | 1162635.4032
18 | 2576407.9602 | 1162623.7241 | 2576409.0464 | 1162625.2371
19 | 2576510.3028 | 1162645.0462 | 2576521.9751 | 1162642.6745 | 2576527.4535 | 1162641.03 | 2576531.9346 | 1162642.178
20 | 2576447.3872 | 1162798.7346 | 2576439.9449 | 1162789.8483 | 2576421.15 | 1162759.5404
21 | 2576421.15 | 1162759.5404 | 2576404.4473 | 1162742.2964
22 | 2576352.7875 | 1162605.6103 | 2576380.6932 | 1162622.7977 | 2576392.6794 | 1162626.0966 | 2576407.9602 | 1162623.7241
23 | 2576395.1442 | 1162606.1991 | 2576407.9602 | 1162623.7241
24 | 2576473.7042 | 1162566.9638 | 2576460.848 | 1162553.6919 | 2576444.9134 | 1162546.4722
25 | 2576423.7972 | 1162556.9338 | 2576431.5644 | 1162548.4822 | 2576444.6478 | 1162546.3519 | 2576444.9134 | 1162546.4722
26 | 2576413.0976 | 1162568.5761 | 2576423.7972 | 1162556.9338
27 | 2576413.0976 | 1162568.5761 | 2576406.8034 | 1162581.7661
28 | 2576413.0976 | 1162568.5761 | 2576429.1568 | 1162574.5726
29 | 2576406.8034 | 1162581.7661 | 2576404.9845 | 1162585.5779
30 | 2576450.3281 | 1162588.2395 | 2576444.9833 | 1162582.9468 | 2576433.9263 | 1162576.3536 | 2576429.1568 | 1162574.5726
31 | 2576395.1442 | 1162606.1991 | 2576404.9845 | 1162585.5779
32 | 2576443.0259 | 1162704.3921 | 2576404.4473 | 1162742.2964
33 | 2576385.4791 | 1162724.0869 | 2576397.9909 | 1162735.6307 | 2576404.4473 | 1162742.2964
34 | 2576443.0259 | 1162704.3921 | 2576431.0754 | 1162688.8992 | 2576425.6163 | 1162677.9151 | 2576418.2518 | 1162659.6683 | 2576415.6679 | 1162656.2193
35 | 2576362.9038 | 1162703.2582 | 2576385.4791 | 1162724.0869
36 | 2576382.8234 | 1162634.3502 | 2576393.1718 | 1162640.2351 | 2576409.8733 | 1162648.4845 | 2576415.6679 | 1162656.2193
37 | 2576395.1442 | 1162606.1991 | 2576387.0716 | 1162598.7938 | 2576346.9376 | 1162561.9634
38 | 2576352.7875 | 1162605.6103 | 2576351.1751 | 1162610.4969 | 2576354.7638 | 1162613.5233
39 | 2576346.9376 | 1162561.9634 | 2576338.3887 | 1162554.1181
40 | 2576382.8234 | 1162634.3502 | 2576372.496 | 1162628.4773 | 2576354.7638 | 1162613.5233
41 | 2576286.5352 | 1162570.7768 | 2576296.9641 | 1162575.4155
42 | 2576286.5352 | 1162570.7768 | 2576276.1118 | 1162566.1405
43 | 2576074.2146 | 1162515.5495 | 2576076.2569 | 1162516.0122
44 | 2576074.2146 | 1162515.5495 | 2576059.1984 | 1162512.148
45 | 2576089.6436 | 1162519.0446 | 2576076.2569 | 1162516.0122
46 | 2576031.3228 | 1162505.8335 | 2576059.1984 | 1162512.148
47 | 2576089.6436 | 1162519.0446 | 2576119.0774 | 1162519.5608
48 | 2576089.6436 | 1162519.0446 | 2576091.8669 | 1162520.3258
49 | 2576006.6508 | 1162500.2447 | 2576031.3228 | 1162505.8335
50 | 2576165.2057 | 1162528.3148 | 2576124.5628 | 1162519.6612 | 2576119.0774 | 1162519.5608
51 | 2576119.0774 | 1162519.5608 | 2576113.4881 | 1162513.8394
52 | 2576126.7732 | 1162529.3099 | 2576115.8392 | 1162525.8657 | 2576099.2798 | 1162524.5978 | 2576091.8669 | 1162520.3258
53 | 2576006.6508 | 1162500.2447 | 2576004.1262 | 1162487.7041 | 2575998.3368 | 1162480.8346
54 | 2576006.6508 | 1162500.2447 | 2575961.5477 | 1162491.8327
55 | 2576165.2057 | 1162528.3148 | 2576159.3743 | 1162518.2663 | 2576151.0981 | 1162508.1351
56 | 2576165.2057 | 1162528.3148 | 2576174.7065 | 1162530.9849
57 | 2576113.4881 | 1162513.8394 | 2576105.9011 | 1162506.0732 | 2576074.9864 | 1162483.8743
58 | 2576158.8868 | 1162542.058 | 2576148.2149 | 1162536.0641 | 2576126.7732 | 1162529.3099
59 | 2575988.7355 | 1162470.5761 | 2575991.9877 | 1162473.301 | 2575998.3368 | 1162480.8346
60 | 2575927.8796 | 1162485.5533 | 2575961.5477 | 1162491.8327
61 | 2575988.7355 | 1162470.5761 | 2575972.4719 | 1162456.9488 | 2575961.7496 | 1162449.4859
62 | 2575927.8796 | 1162485.5533 | 2575921.341 | 1162492.1496 | 2575916.2262 | 1162500.3965
63 | 2575927.8796 | 1162485.5533 | 2575922.758 | 1162483.7403
64 | 2575953.5586 | 1162443.7848 | 2575961.7496 | 1162449.4859
65 | 2575916.2262 | 1162500.3965 | 2575918.7078 | 1162504.0995 | 2575923.4339 | 1162505.8814 | 2575942.5939 | 1162507.4019
66 | 2575916.2262 | 1162500.3965 | 2575910.1644 | 1162511.5897
67 | 2575900.4498 | 1162478.767 | 2575916.7943 | 1162481.6292 | 2575922.758 | 1162483.7403
68 | 2575807.6777 | 1162453.925 | 2575811.4981 | 1162455.0616
69 | 2575807.6777 | 1162453.925 | 2575792.6241 | 1162449.4468 | 2575777.0884 | 1162444.7062
70 | 2575811.4981 | 1162455.0616 | 2575835.207 | 1162462.1146 | 2575848.7077 | 1162464.6549
71 | 2575774.251 | 1162443.8404 | 2575777.0884 | 1162444.7062
72 | 2575873.2138 | 1162471.808 | 2575862.3921 | 1162467.2298 | 2575848.7077 | 1162464.6549
73 | 2575770.2965 | 1162442.6337 | 2575774.251 | 1162443.8404
74 | 2575873.2138 | 1162471.808 | 2575882.0444 | 1162475.5437 | 2575900.4498 | 1162478.767
75 | 2575770.2965 | 1162442.6337 | 2575759.5955 | 1162429.6148 | 2575757.0965 | 1162425.4228 | 2575756.4271 | 1162422.802 | 2575754.2603 | 1162419.309 | 2575746.9631 | 1162412.3777
76 | 2575770.2965 | 1162442.6337 | 2575752.2465 | 1162436.5703 | 2575729.3511 | 1162429.5595 | 2575709.3989 | 1162419.1796 | 2575704.5308 | 1162415.2969
77 | 2575746.9631 | 1162412.3777 | 2575766.2049 | 1162341.9814
78 | 2575953.5586 | 1162443.7848 | 2575944.1541 | 1162436.6888
79 | 2575918.4873 | 1162418.1579 | 2575922.431 | 1162420.298 | 2575944.1541 | 1162436.6888
80 | 2576362.9038 | 1162703.2582 | 2576340.2827 | 1162682.3871 | 2576317.6969 | 1162665.0489
81 | 2576307.6039 | 1162631.2738 | 2576317.6969 | 1162665.0489
82 | 2576292.8896 | 1162608.4452 | 2576301.6895 | 1162626.1336 | 2576307.6039 | 1162631.2738
83 | 2576292.8896 | 1162608.4452 | 2576291.7941 | 1162606.2433
84 | 2575766.2049 | 1162341.9814 | 2575736.2573 | 1162327.5378
85 | 2576203.9281 | 1162469.9232 | 2576223.5039 | 1162476.6683 | 2576228.0944 | 1162477.9505
86 | 2576203.9281 | 1162469.9232 | 2576196.8392 | 1162467.4807 | 2576195.4623 | 1162466.8642
87 | 2576228.0944 | 1162477.9505 | 2576241.5953 | 1162481.7213 | 2576250.3638 | 1162486.8002 | 2576258.6818 | 1162490.5264
88 | 2576181.1517 | 1162460.4562 | 2576195.4623 | 1162466.8642
89 | 2576165.2199 | 1162450.2683 | 2576175.8731 | 1162458.0926 | 2576181.1517 | 1162460.4562
90 | 2576099.4394 | 1162423.5758 | 2576111.435 | 1162422.3202 | 2576126.0948 | 1162425.4855 | 2576139.2506 | 1162431.8808 | 2576162.52 | 1162448.2853 | 2576165.2199 | 1162450.2683
91 | 2576081.8412 | 1162445.1608 | 2576080.5124 | 1162442.3536 | 2576080.4881 | 1162436.284 | 2576085.5957 | 1162430.0049 | 2576096.4187 | 1162423.8919 | 2576099.4394 | 1162423.5758
92 | 2576099.4394 | 1162423.5758 | 2576074.3577 | 1162388.5006
93 | 2575896.5871 | 1162406.2734 | 2575918.4873 | 1162418.1579
94 | 2576203.2111 | 1162538.9956 | 2576233.8197 | 1162547.5976
95 | 2576203.2111 | 1162538.9956 | 2576174.7065 | 1162530.9849
96 | 2576254.53 | 1162556.5389 | 2576235.4927 | 1162548.0677 | 2576233.8197 | 1162547.5976
97 | 2576266.6185 | 1162561.918 | 2576254.53 | 1162556.5389
98 | 2576266.6185 | 1162561.918 | 2576266.4207 | 1162568.0552 | 2576277.3615 | 1162576.227
99 | 2576266.6185 | 1162561.918 | 2576276.1118 | 1162566.1405
100 | 2576151.0981 | 1162508.1351 | 2576117.9893 | 1162467.6057 | 2576117.9893 | 1162467.6057
101 | 2576277.3615 | 1162576.227 | 2576280.4775 | 1162583.4961 | 2576291.7941 | 1162606.2433
102 | 2576117.9893 | 1162467.6057 | 2576104.3424 | 1162455.2428 | 2576100.0144 | 1162452.7362
103 | 2576158.8868 | 1162542.058 | 2576158.8701 | 1162545.5598 | 2576163.0174 | 1162550.1456 | 2576172.9917 | 1162557.6719
104 | 2576158.8868 | 1162542.058 | 2576169.6663 | 1162548.1181 | 2576194.2503 | 1162564.9247
105 | 2576212.8969 | 1162577.6723 | 2576194.2503 | 1162564.9247
106 | 2576229.8078 | 1162593.5389 | 2576212.8969 | 1162577.6723 | 2576212.8969 | 1162577.6723
107 | 2576049.0496 | 1162469.8165 | 2576051.7996 | 1162471.3071
108 | 2576074.9864 | 1162483.8743 | 2576074.9864 | 1162483.8743 | 2576051.7996 | 1162471.3071
109 | 2576040.313 | 1162433.6765 | 2576039.1699 | 1162425.5993 | 2576032.7892 | 1162418.0988
110 | 2576040.313 | 1162433.6765 | 2576069.9834 | 1162445.3749 | 2576074.2745 | 1162445.6468
111 | 2576040.313 | 1162433.6765 | 2576019.1468 | 1162424.5747
112 | 2576074.2745 | 1162445.6468 | 2576063.35 | 1162435.9523 | 2576062.4544 | 1162434.9111
113 | 2576081.8412 | 1162445.1608 | 2576078.7324 | 1162445.5067 | 2576074.2745 | 1162445.6468
114 | 2575997.6275 | 1162411.4927 | 2576015.1351 | 1162422.8496 | 2576019.1468 | 1162424.5747
115 | 2576048.1624 | 1162348.7247 | 2576031.5054 | 1162340.9845
116 | 2576048.1624 | 1162348.7247 | 2576048.5752 | 1162356.1601 | 2576051.0075 | 1162359.0296 | 2576061.0447 | 1162363.2805 | 2576066.5802 | 1162368.2275 | 2576073.4677 | 1162386.1806
117 | 2576073.4677 | 1162386.1806 | 2576074.3577 | 1162388.5006
118 | 2576081.8412 | 1162445.1608 | 2576083.8522 | 1162446.1311 | 2576093.2855 | 1162448.8392 | 2576100.0144 | 1162452.7362
119 | 2575995.3268 | 1162410.0003 | 2575997.6275 | 1162411.4927
120 | 2575696.5849 | 1162458.293 | 2575707.9998 | 1162463.063
121 | 2575696.5849 | 1162458.293 | 2575685.2392 | 1162453.5518
122 | 2575707.9998 | 1162463.063 | 2575719.9083 | 1162468.0393 | 2575728.9914 | 1162472.2711
123 | 2575685.2392 | 1162453.5518 | 2575659.1792 | 1162442.6619 | 2575645.8333 | 1162438.7183
124 | 2575733.5918 | 1162474.4144 | 2575728.9914 | 1162472.2711
125 | 2575645.8333 | 1162438.7183 | 2575634.9448 | 1162435.5008
126 | 2575754.4645 | 1162484.1389 | 2575733.5918 | 1162474.4144
127 | 2575798.3195 | 1162507.0463 | 2575777.5326 | 1162494.8862 | 2575754.4645 | 1162484.1389
128 | 2575979.16 | 1162523.889 | 2575971.5904 | 1162519.8173 | 2575969.4271 | 1162517.1691 | 2575968.3821 | 1162512.5487 | 2575967.34 | 1162510.5853 | 2575964.4998 | 1162509.1404 | 2575942.5939 | 1162507.4019
129 | 2575907.1698 | 1162517.1191 | 2575910.1644 | 1162511.5897
130 | 2575907.1698 | 1162517.1191 | 2575885.3353 | 1162528.0236 | 2575884.1736 | 1162528.708
131 | 2575907.1698 | 1162517.1191 | 2575908.5528 | 1162521.9493 | 2575910.6283 | 1162525.6206 | 2575914.505 | 1162527.6616 | 2575914.6951 | 1162527.767
132 | 2575944.1636 | 1162555.5342 | 2575946.9935 | 1162554.4112 | 2575948.5229 | 1162551.8371 | 2575947.8246 | 1162547.7267 | 2575945.9219 | 1162545.0886 | 2575914.6951 | 1162527.767
133 | 2575934.1012 | 1162552.5843 | 2575944.1636 | 1162555.5342
134 | 2575847.9386 | 1162539.9246 | 2575863.3176 | 1162540.9965 | 2575884.1736 | 1162528.708
135 | 2575847.9386 | 1162539.9246 | 2575845.7961 | 1162534.8196 | 2575817.0677 | 1162518.0138
136 | 2575817.0677 | 1162518.0138 | 2575798.3195 | 1162507.0463

## bus_geodata
| x | y | coords
0 | 2576735.833 | 1162811.4501
1 | 2576678.3747 | 1162772.2476
2 | 2576746.0031 | 1162818.389
3 | 2576550.3183 | 1162717.9017
4 | 2576795.2084 | 1162827.6637
5 | 2576723.0879 | 1162876.5183
6 | 2576539.5476 | 1162712.9632
7 | 2576505.7821 | 1162697.9318
8 | 2576490.4594 | 1162694.3973
9 | 2576521.1501 | 1162703.7287
10 | 2576469.6348 | 1162690.2149
11 | 2576486.3508 | 1162760.7403
12 | 2576537.284 | 1162643.5483
13 | 2576462.2264 | 1162804.549
14 | 2576418.0276 | 1162637.747
15 | 2576409.0464 | 1162625.2371
16 | 2576428.8654 | 1162635.4032
17 | 2576555.5756 | 1162652.9926
18 | 2576531.9346 | 1162642.178
19 | 2576447.3872 | 1162798.7346
20 | 2576421.15 | 1162759.5404
21 | 2576407.9602 | 1162623.7241
22 | 2576444.9134 | 1162546.4722
23 | 2576473.7042 | 1162566.9638
24 | 2576423.7972 | 1162556.9338
25 | 2576413.0976 | 1162568.5761
26 | 2576406.8034 | 1162581.7661
27 | 2576429.1568 | 1162574.5726
28 | 2576404.9845 | 1162585.5779
29 | 2576450.3281 | 1162588.2395
30 | 2576404.4473 | 1162742.2964
31 | 2576443.0259 | 1162704.3921
32 | 2576385.4791 | 1162724.0869
33 | 2576415.6679 | 1162656.2193
34 | 2576510.3028 | 1162645.0462
35 | 2576395.1442 | 1162606.1991
36 | 2576352.7875 | 1162605.6103
37 | 2576346.9376 | 1162561.9634
38 | 2576338.3887 | 1162554.1181
39 | 2576354.7638 | 1162613.5233
40 | 2576296.9641 | 1162575.4155
41 | 2576286.5352 | 1162570.7768
42 | 2576382.8234 | 1162634.3502
43 | 2576074.2146 | 1162515.5495
44 | 2576076.2569 | 1162516.0122
45 | 2576059.1984 | 1162512.148
46 | 2576089.6436 | 1162519.0446
47 | 2576031.3228 | 1162505.8335
48 | 2576119.0774 | 1162519.5608
49 | 2576091.8669 | 1162520.3258
50 | 2576006.6508 | 1162500.2447
51 | 2576165.2057 | 1162528.3148
52 | 2576113.4881 | 1162513.8394
53 | 2576126.7732 | 1162529.31
54 | 2575998.3368 | 1162480.8346
55 | 2575961.5477 | 1162491.8327
56 | 2575988.7355 | 1162470.5761
57 | 2575927.8796 | 1162485.5533
58 | 2575961.7496 | 1162449.4859
59 | 2575916.2262 | 1162500.3965
60 | 2575922.758 | 1162483.7403
61 | 2575807.6777 | 1162453.925
62 | 2575811.4981 | 1162455.0616
63 | 2575777.0884 | 1162444.7062
64 | 2575848.7077 | 1162464.6549
65 | 2575774.251 | 1162443.8404
66 | 2575873.2138 | 1162471.808
67 | 2575770.2965 | 1162442.6337
68 | 2575900.4498 | 1162478.767
69 | 2575746.9631 | 1162412.3777
70 | 2575704.5308 | 1162415.2969
71 | 2575953.5586 | 1162443.7848
72 | 2575944.1541 | 1162436.6888
73 | 2576362.9038 | 1162703.2582
74 | 2576317.6969 | 1162665.0489
75 | 2576307.6039 | 1162631.2738
76 | 2576292.8896 | 1162608.4452
77 | 2575766.2049 | 1162341.9814
78 | 2575736.2573 | 1162327.5378
79 | 2576203.9281 | 1162469.9232
80 | 2576228.0944 | 1162477.9505
81 | 2576195.4623 | 1162466.8642
82 | 2576258.6818 | 1162490.5264
83 | 2576181.1517 | 1162460.4562
84 | 2576165.2199 | 1162450.2683
85 | 2576099.4394 | 1162423.5758
86 | 2575896.5871 | 1162406.2734
87 | 2575918.4873 | 1162418.1579
88 | 2576203.2111 | 1162538.9956
89 | 2576233.8197 | 1162547.5976
90 | 2576174.7065 | 1162530.9849
91 | 2576254.53 | 1162556.5389
92 | 2576266.6185 | 1162561.918
93 | 2576151.0981 | 1162508.1351
94 | 2576277.3615 | 1162576.227
95 | 2576276.1118 | 1162566.1405
96 | 2576117.9893 | 1162467.6057
97 | 2576172.9917 | 1162557.6719
98 | 2576158.8868 | 1162542.058
99 | 2576194.2503 | 1162564.9247
100 | 2576212.8969 | 1162577.6723
101 | 2576229.8078 | 1162593.5389
102 | 2576051.7996 | 1162471.3071
103 | 2576049.0496 | 1162469.8165
104 | 2576074.9864 | 1162483.8743
105 | 2576032.7892 | 1162418.0988
106 | 2576040.313 | 1162433.6765
107 | 2576062.4544 | 1162434.9111
108 | 2576074.2745 | 1162445.6468
109 | 2576019.1468 | 1162424.5747
110 | 2576048.1624 | 1162348.7247
111 | 2576031.5054 | 1162340.9845
112 | 2576073.4677 | 1162386.1806
113 | 2576081.8412 | 1162445.1608
114 | 2575997.6275 | 1162411.4927
115 | 2576100.0144 | 1162452.7362
116 | 2575995.3268 | 1162410.0003
117 | 2575696.5849 | 1162458.293
118 | 2575707.9998 | 1162463.063
119 | 2575685.2392 | 1162453.5518
120 | 2575728.9914 | 1162472.2711
121 | 2575645.8333 | 1162438.7183
122 | 2575733.5918 | 1162474.4144
123 | 2575634.9448 | 1162435.5008
124 | 2575754.4645 | 1162484.1389
125 | 2575942.5939 | 1162507.4019
126 | 2575910.1644 | 1162511.5897
127 | 2575979.16 | 1162523.889
128 | 2575907.1698 | 1162517.1191
129 | 2576291.7941 | 1162606.2433
130 | 2576074.3577 | 1162388.5006
131 | 2575944.1636 | 1162555.5342
132 | 2575914.6951 | 1162527.767
133 | 2575934.1012 | 1162552.5843
134 | 2575884.1736 | 1162528.708
135 | 2575847.9386 | 1162539.9246
136 | 2575798.3195 | 1162507.0463
137 | 2575817.0677 | 1162518.0138
138 | 2576126.7732 | 1162529.31

## line_std_types
| c_nf_per_km | r_ohm_per_km | x_ohm_per_km | max_i_ka | type | q_mm2 | alpha | voltage_rating
NAYY 4x50 SE | 210 | 0.642 | 0.083 | 0.142 | cs | 50 | 0.00403 | LV
NAYY 4x120 SE | 264 | 0.225 | 0.08 | 0.242 | cs | 120 | 0.00403 | LV
NAYY 4x150 SE | 261 | 0.208 | 0.08 | 0.27 | cs | 150 | 0.00403 | LV
NA2XS2Y 1x95 RM/25 12/20 kV | 216 | 0.313 | 0.132 | 0.252 | cs | 95 | 0.00403 | MV
NA2XS2Y 1x185 RM/25 12/20 kV | 273 | 0.161 | 0.117 | 0.362 | cs | 185 | 0.00403 | MV
NA2XS2Y 1x240 RM/25 12/20 kV | 304 | 0.122 | 0.112 | 0.421 | cs | 240 | 0.00403 | MV
NA2XS2Y 1x95 RM/25 6/10 kV | 315 | 0.313 | 0.123 | 0.249 | cs | 95 | 0.00403 | MV
NA2XS2Y 1x185 RM/25 6/10 kV | 406 | 0.161 | 0.11 | 0.358 | cs | 185 | 0.00403 | MV
NA2XS2Y 1x240 RM/25 6/10 kV | 456 | 0.122 | 0.105 | 0.416 | cs | 240 | 0.00403 | MV
NA2XS2Y 1x150 RM/25 12/20 kV | 250 | 0.206 | 0.116 | 0.319 | cs | 150 | 0.00403 | MV
NA2XS2Y 1x120 RM/25 12/20 kV | 230 | 0.253 | 0.119 | 0.283 | cs | 120 | 0.00403 | MV
NA2XS2Y 1x70 RM/25 12/20 kV | 190 | 0.443 | 0.132 | 0.22 | cs | 70 | 0.00403 | MV
NA2XS2Y 1x150 RM/25 6/10 kV | 360 | 0.206 | 0.11 | 0.315 | cs | 150 | 0.00403 | MV
NA2XS2Y 1x120 RM/25 6/10 kV | 340 | 0.253 | 0.113 | 0.28 | cs | 120 | 0.00403 | MV
NA2XS2Y 1x70 RM/25 6/10 kV | 280 | 0.443 | 0.123 | 0.217 | cs | 70 | 0.00403 | MV
N2XS(FL)2Y 1x120 RM/35 64/110 kV | 112 | 0.153 | 0.166 | 0.366 | cs | 120 | 0.00393 | HV
N2XS(FL)2Y 1x185 RM/35 64/110 kV | 125 | 0.099 | 0.156 | 0.457 | cs | 185 | 0.00393 | HV
N2XS(FL)2Y 1x240 RM/35 64/110 kV | 135 | 0.075 | 0.149 | 0.526 | cs | 240 | 0.00393 | HV
N2XS(FL)2Y 1x300 RM/35 64/110 kV | 144 | 0.06 | 0.144 | 0.588 | cs | 300 | 0.00393 | HV
15-AL1/3-ST1A 0.4 | 11 | 1.8769 | 0.35 | 0.105 | ol | 16 | 0.00403 | LV
24-AL1/4-ST1A 0.4 | 11.25 | 1.2012 | 0.335 | 0.14 | ol | 24 | 0.00403 | LV
48-AL1/8-ST1A 0.4 | 12.2 | 0.5939 | 0.3 | 0.21 | ol | 48 | 0.00403 | LV
94-AL1/15-ST1A 0.4 | 13.2 | 0.306 | 0.29 | 0.35 | ol | 94 | 0.00403 | LV
34-AL1/6-ST1A 10.0 | 9.7 | 0.8342 | 0.36 | 0.17 | ol | 34 | 0.00403 | MV
48-AL1/8-ST1A 10.0 | 10.1 | 0.5939 | 0.35 | 0.21 | ol | 48 | 0.00403 | MV
70-AL1/11-ST1A 10.0 | 10.4 | 0.4132 | 0.339 | 0.29 | ol | 70 | 0.00403 | MV
94-AL1/15-ST1A 10.0 | 10.75 | 0.306 | 0.33 | 0.35 | ol | 94 | 0.00403 | MV
122-AL1/20-ST1A 10.0 | 11.1 | 0.2376 | 0.323 | 0.41 | ol | 122 | 0.00403 | MV
149-AL1/24-ST1A 10.0 | 11.25 | 0.194 | 0.315 | 0.47 | ol | 149 | 0.00403 | MV
34-AL1/6-ST1A 20.0 | 9.15 | 0.8342 | 0.382 | 0.17 | ol | 34 | 0.00403 | MV
48-AL1/8-ST1A 20.0 | 9.5 | 0.5939 | 0.372 | 0.21 | ol | 48 | 0.00403 | MV
70-AL1/11-ST1A 20.0 | 9.7 | 0.4132 | 0.36 | 0.29 | ol | 70 | 0.00403 | MV
94-AL1/15-ST1A 20.0 | 10 | 0.306 | 0.35 | 0.35 | ol | 94 | 0.00403 | MV
122-AL1/20-ST1A 20.0 | 10.3 | 0.2376 | 0.344 | 0.41 | ol | 122 | 0.00403 | MV
149-AL1/24-ST1A 20.0 | 10.5 | 0.194 | 0.337 | 0.47 | ol | 149 | 0.00403 | MV
184-AL1/30-ST1A 20.0 | 10.75 | 0.1571 | 0.33 | 0.535 | ol | 184 | 0.00403 | MV
243-AL1/39-ST1A 20.0 | 11 | 0.1188 | 0.32 | 0.645 | ol | 243 | 0.00403 | MV
48-AL1/8-ST1A 110.0 | 8 | 0.5939 | 0.46 | 0.21 | ol | 48 | 0.00403 | HV
70-AL1/11-ST1A 110.0 | 8.4 | 0.4132 | 0.45 | 0.29 | ol | 70 | 0.00403 | HV
94-AL1/15-ST1A 110.0 | 8.65 | 0.306 | 0.44 | 0.35 | ol | 94 | 0.00403 | HV
122-AL1/20-ST1A 110.0 | 8.5 | 0.2376 | 0.43 | 0.41 | ol | 122 | 0.00403 | HV
149-AL1/24-ST1A 110.0 | 8.75 | 0.194 | 0.41 | 0.47 | ol | 149 | 0.00403 | HV
184-AL1/30-ST1A 110.0 | 8.8 | 0.1571 | 0.4 | 0.535 | ol | 184 | 0.00403 | HV
243-AL1/39-ST1A 110.0 | 9 | 0.1188 | 0.39 | 0.645 | ol | 243 | 0.00403 | HV
305-AL1/39-ST1A 110.0 | 9.2 | 0.0949 | 0.38 | 0.74 | ol | 305 | 0.00403 | HV
490-AL1/64-ST1A 110.0 | 9.75 | 0.059 | 0.37 | 0.96 | ol | 490 | 0.00403 | HV
679-AL1/86-ST1A 110.0 | 9.95 | 0.042 | 0.36 | 1.15 | ol | 679 | 0.00403 | HV
490-AL1/64-ST1A 220.0 | 10 | 0.059 | 0.285 | 0.96 | ol | 490 | 0.00403 | HV
679-AL1/86-ST1A 220.0 | 11.7 | 0.042 | 0.275 | 1.15 | ol | 679 | 0.00403 | HV
490-AL1/64-ST1A 380.0 | 11 | 0.059 | 0.253 | 0.96 | ol | 490 | 0.00403 | HV
679-AL1/86-ST1A 380.0 | 14.6 | 0.042 | 0.25 | 1.15 | ol | 679 | 0.00403 | HV

## trafo_std_types
| i0_percent | pfe_kw | vkr_percent | sn_mva | vn_lv_kv | vn_hv_kv | vk_percent | shift_degree | vector_group | tap_side | tap_neutral | tap_min | tap_max | tap_step_degree | tap_step_percent | tap_phase_shifter
160 MVA 380/110 kV | 0.06 | 60 | 0.25 | 160 | 110 | 380 | 12.2 | 0 | Yy0 | hv | 0 | -9 | 9 | 0 | 1.5 | FALSE
100 MVA 220/110 kV | 0.06 | 55 | 0.26 | 100 | 110 | 220 | 12 | 0 | Yy0 | hv | 0 | -9 | 9 | 0 | 1.5 | FALSE
63 MVA 110/20 kV | 0.04 | 22 | 0.32 | 63 | 20 | 110 | 18 | 150 | YNd5 | hv | 0 | -9 | 9 | 0 | 1.5 | FALSE
40 MVA 110/20 kV | 0.05 | 18 | 0.34 | 40 | 20 | 110 | 16.2 | 150 | YNd5 | hv | 0 | -9 | 9 | 0 | 1.5 | FALSE
25 MVA 110/20 kV | 0.07 | 14 | 0.41 | 25 | 20 | 110 | 12 | 150 | YNd5 | hv | 0 | -9 | 9 | 0 | 1.5 | FALSE
63 MVA 110/10 kV | 0.04 | 22 | 0.32 | 63 | 10 | 110 | 18 | 150 | YNd5 | hv | 0 | -9 | 9 | 0 | 1.5 | FALSE
40 MVA 110/10 kV | 0.05 | 18 | 0.34 | 40 | 10 | 110 | 16.2 | 150 | YNd5 | hv | 0 | -9 | 9 | 0 | 1.5 | FALSE
25 MVA 110/10 kV | 0.07 | 14 | 0.41 | 25 | 10 | 110 | 12 | 150 | YNd5 | hv | 0 | -9 | 9 | 0 | 1.5 | FALSE
0.25 MVA 20/0.4 kV | 0.32 | 0.8 | 1.44 | 0.25 | 0.4 | 20 | 6 | 150 | Yzn5 | hv | 0 | -2 | 2 | 0 | 2.5 | FALSE
0.4 MVA 20/0.4 kV | 0.3375 | 1.35 | 1.425 | 0.4 | 0.4 | 20 | 6 | 150 | Dyn5 | hv | 0 | -2 | 2 | 0 | 2.5 | FALSE
0.63 MVA 20/0.4 kV | 0.2619 | 1.65 | 1.206 | 0.63 | 0.4 | 20 | 6 | 150 | Dyn5 | hv | 0 | -2 | 2 | 0 | 2.5 | FALSE
0.25 MVA 10/0.4 kV | 0.24 | 0.6 | 1.2 | 0.25 | 0.4 | 10 | 4 | 150 | Dyn5 | hv | 0 | -2 | 2 | 0 | 2.5 | FALSE
0.4 MVA 10/0.4 kV | 0.2375 | 0.95 | 1.325 | 0.4 | 0.4 | 10 | 4 | 150 | Dyn5 | hv | 0 | -2 | 2 | 0 | 2.5 | FALSE
0.63 MVA 10/0.4 kV | 0.1873 | 1.18 | 1.0794 | 0.63 | 0.4 | 10 | 4 | 150 | Dyn5 | hv | 0 | -2 | 2 | 0 | 2.5 | FALSE

## trafo3w_std_types
| sn_hv_mva | sn_mv_mva | sn_lv_mva | vn_hv_kv | vn_mv_kv | vn_lv_kv | vk_hv_percent | vk_mv_percent | vk_lv_percent | vkr_hv_percent | vkr_mv_percent | vkr_lv_percent | pfe_kw | i0_percent | shift_mv_degree | shift_lv_degree | vector_group | tap_side | tap_neutral | tap_min | tap_max | tap_step_percent
63/25/38 MVA 110/20/10 kV | 63 | 25 | 38 | 110 | 20 | 10 | 10.4 | 10.4 | 10.4 | 0.28 | 0.32 | 0.35 | 35 | 0.89 | 0 | 0 | YN0yn0yn0 | hv | 0 | -10 | 10 | 1.2
63/25/38 MVA 110/10/10 kV | 63 | 25 | 38 | 110 | 10 | 10 | 10.4 | 10.4 | 10.4 | 0.28 | 0.32 | 0.35 | 35 | 0.89 | 0 | 0 | YN0yn0yn0 | hv | 0 | -10 | 10 | 1.2

## fuse_std_types
| fuse_type | i_rated_a | t_avg | t_min | t_total | x_avg | x_min | x_total
HV 100A | HV 100A | 100 | 0 | [10.0, 3.64, 0.854, 0.281, 0.1, 0.0531, 0.022, 0.01] | [10.0, 4.267, 1.21, 0.403, 0.1, 0.058, 0.022, 0.01] | 0 | [300.0, 350.0, 450.0, 550.0, 700.0, 850.0, 1200.0, 1752.0] | [600.0, 700.0, 900.0, 1150.0, 1665.0, 2000.0, 3000.0, 4313.0]
HV 10A | HV 10A | 10 | 0 | [10.0, 1675.0, 0.344, 0.156, 0.1, 0.0417, 0.0171, 0.01] | [10.0, 1.3, 0.3, 0.155, 0.1, 0.0555, 0.023, 0.01] | 0 | [30.0, 32.0, 35.0, 37.0, 39.0, 50.0, 70.0, 88.0] | [60.0, 70.0, 80.0, 87.0, 94.0, 110.0, 150.0, 216.0]
HV 125A | HV 125A | 125 | 0 | [10.0, 1.82, 0.344, 0.1, 0.0467, 0.0269, 0.01] | [10.0, 2.478, 0.426, 0.1, 0.0427, 0.0211, 0.01] | 0 | [375.0, 500.0, 700.0, 925.0, 1200.0, 1500.0, 2341.0] | [750.0, 1000.0, 1500.0, 2200.0, 3000.0, 4000.0, 5765.0]
HV 160A | HV 160A | 160 | 0 | [10.0, 4.15, 1.03, 0.198, 0.1, 0.051, 0.0172, 0.01] | [10.0, 2.3, 0.734, 0.274, 0.1, 0.046, 0.0177, 0.01] | 0 | [480.0, 550.0, 700.0, 1000.0, 1260.0, 1600.0, 2500.0, 3227.0] | [960.0, 1300.0, 1700.0, 2200.0, 2996.0, 4000.0, 6000.0, 7946.0]
HV 16A | HV 16A | 16 | 0 | [10.0, 0.352, 0.164, 0.1, 0.0649, 0.0342, 0.01] | [10.0, 2.34, 0.722, 0.181, 0.1, 0.055, 0.0296, 0.01] | 0 | [48.0, 60.0, 65.0, 71.0, 80.0, 100.0, 162.0] | [96.0, 110.0, 125.0, 150.0, 168.0, 200.0, 250.0, 398.0]
HV 200A | HV 200A | 200 | 0 | [10.0, 4.267, 1.21, 0.403, 0.1, 0.058, 0.022, 0.01] | [10.0, 3.73, 1.654, 0.328, 0.1, 0.0531, 0.019, 0.01] | 0 | [600.0, 700.0, 900.0, 1150.0, 1665.0, 2000.0, 3000.0, 4313.0] | [1200.0, 1500.0, 1800.0, 2700.0, 3960.0, 5000.0, 7500.0, 10620.0]
HV 20A | HV 20A | 20 | 0 | [10.0, 1.3, 0.3, 0.155, 0.1, 0.0555, 0.023, 0.01] | [10.0, 1.3, 0.161, 0.1, 0.0611, 0.0399, 0.0141, 0.01] | 0 | [60.0, 70.0, 80.0, 87.0, 94.0, 110.0, 150.0, 216.0] | [120.0, 150.0, 200.0, 223.0, 260.0, 300.0, 450.0, 532.0]
HV 25A | HV 25A | 25 | 0 | [10.0, 2.512, 0.833, 0.299, 0.1, 0.0372, 0.0223, 0.01] | [10.0, 3.125, 0.597, 0.198, 0.1, 0.0378, 0.022, 0.01] | 0 | [75.0, 82.0, 90.0, 100.0, 124.0, 170.0, 200.0, 289.0] | [150.0, 170.0, 210.0, 250.0, 294.0, 400.0, 500.0, 711.0]
HV 31.5A | HV 31.5A | 31.5 | 0 | [10.0, 2.34, 0.722, 0.181, 0.1, 0.055, 0.0296, 0.01] | [10.0, 2.84, 0.368, 0.164, 0.1, 0.0621, 0.0378, 0.0195, 0.01] | 0 | [95.0, 110.0, 125.0, 150.0, 165.0, 200.0, 250.0, 390.0] | [189.0, 220.0, 300.0, 350.0, 393.0, 450.0, 530.0, 700.0, 960.0]
HV 40A | HV 40A | 40 | 0 | [10.0, 1.3, 0.161, 0.1, 0.0611, 0.0399, 0.0141, 0.01] | [10.0, 2.05, 0.369, 0.198, 0.1, 0.051, 0.0298, 0.01] | 0 | [120.0, 150.0, 200.0, 223.0, 260.0, 300.0, 450.0, 532.0] | [240.0, 300.0, 400.0, 450.0, 530.0, 650.0, 800.0, 1311.0]
HV 50A | HV 50A | 50 | 0 | [10.0, 3.215, 0.597, 0.198, 0.1, 0.0378, 0.022, 0.01] | [10.0, 3.64, 0.854, 0.281, 0.1, 0.0531, 0.022, 0.01] | 0 | [150.0, 170.0, 210.0, 250.0, 294.0, 400.0, 500.0, 711.0] | [300.0, 350.0, 450.0, 550.0, 700.0, 850.0, 1200.0, 1752.0]
HV 6.3A | HV 6.3A | 6.3 | 0 | [10.0, 1.39, 0.344, 0.168, 0.1, 0.056, 0.0263, 0.01] | [10.0, 1.711, 0.516, 0.198, 0.1, 0.0634, 0.0303, 0.01] | 0 | [19.0, 19.5, 20.4, 20.8, 22.0, 25.0, 32.0, 48.0] | [38.0, 40.0, 43.0, 48.0, 53.0, 60.0, 75.0, 118.0]
HV 63A | HV 63A | 63 | 0 | [10.0, 2.84, 0.368, 0.164, 0.1, 0.0621, 0.0378, 0.0195, 0.01] | [10.0, 1.82, 0.344, 0.1, 0.0467, 0.0269, 0.01] | 0 | [189.0, 220.0, 300.0, 350.0, 393.0, 450.0, 530.0, 700.0, 961.0] | [378.0, 500.0, 700.0, 934.0, 1200.0, 1500.0, 2366.0]
HV 80A | HV 80A | 80 | 0 | [10.0, 2.05, 0.369, 0.198, 0.1, 0.051, 0.0298, 0.01] | [10.0, 4.15, 1.03, 0.198, 0.1, 0.051, 0.0172, 0.01] | 0 | [240.0, 300.0, 400.0, 450.0, 530.0, 650.0, 800.0, 1311.0] | [480.0, 550.0, 700.0, 1000.0, 1260.0, 1600.0, 2500.0, 3227.0]
Siemens NH-1-100 | Siemens NH-1-100 | 100 | [5400.0, 2000.0, 400.0, 20.0, 1.0, 0.2, 0.012, 0.004] | 0 | 0 | [150.0, 190.0, 250.0, 430.0, 900.0, 1250.0, 2700.0, 3600.0] | 0 | 0
Siemens NH-1-125 | Siemens NH-1-125 | 125 | [4800.0, 120.0, 7.0, 0.1, 0.004] | 0 | 0 | [180.0, 400.0, 740.0, 2000.0, 4250.0] | 0 | 0
Siemens NH-1-16 | Siemens NH-1-16 | 16 | [4000.0, 400.0, 2.0, 0.1, 0.04, 0.01] | 0 | 0 | [26.0, 35.0, 75.0, 150.0, 200.0, 300.0] | 0 | 0
Siemens NH-1-160 | Siemens NH-1-160 | 160 | [4800.0, 120.0, 7.0, 0.1, 0.004] | 0 | 0 | [210.0, 500.0, 900.0, 2300.0, 5000.0] | 0 | 0
Siemens NH-1-25 | Siemens NH-1-25 | 25 | [4000.0, 1000.0, 10.0, 0.2, 0.02, 0.01] | 0 | 0 | [40.0, 50.0, 100.0, 210.0, 400.0, 500.0] | 0 | 0
Siemens NH-1-50 | Siemens NH-1-50 | 50 | [4000.0, 40.0, 4.0, 1.0, 0.02, 0.01] | 0 | 0 | [86.0, 200.0, 300.0, 400.0, 1000.0, 1280.0] | 0 | 0
Siemens NH-1-63 | Siemens NH-1-63 | 63 | [4000.0, 100.0, 10.0, 2.0, 0.04, 0.01] | 0 | 0 | [100.0, 200.0, 300.0, 400.0, 1000.0, 1500.0] | 0 | 0
Siemens NH-1-80 | Siemens NH-1-80 | 80 | [4800.0, 120.0, 7.0, 0.1, 0.01] | 0 | 0 | [150.58, 250.0, 450.0, 1150.0, 2470.0] | 0 | 0
Siemens NH-2-1000 | Siemens NH-2-1000 | 1000 | [4800.0, 120.0, 7.0, 0.1, 0.004] | 0 | 0 | [1900.0, 3500.0, 8400.0, 24000.0, 52000.0] | 0 | 0
Siemens NH-2-200 | Siemens NH-2-200 | 200 | [4800.0, 120.0, 7.0, 0.1, 0.004] | 0 | 0 | [280.0, 650.0, 1200.0, 3000.0, 7000.0] | 0 | 0
Siemens NH-2-224 | Siemens NH-2-224 | 224 | [4800.0, 120.0, 7.0, 0.2, 0.04, 0.004] | 0 | 0 | [400.0, 750.0, 1453.0, 3025.0, 4315.0, 7600.0] | 0 | 0
Siemens NH-2-250 | Siemens NH-2-250 | 250 | [4800.0, 120.0, 7.0, 0.1, 0.004] | 0 | 0 | [450.0, 800.0, 1650.0, 4000.0, 8500.0] | 0 | 0
Siemens NH-2-315 | Siemens NH-2-315 | 315 | [4800.0, 120.0, 7.0, 0.1, 0.004] | 0 | 0 | [550.0, 920.0, 1900.0, 5000.0, 11000.0] | 0 | 0
Siemens NH-2-355 | Siemens NH-2-355 | 355 | [4800.0, 120.0, 6.0, 0.1, 0.004] | 0 | 0 | [650.0, 1116.27, 2350.0, 5840.0, 12790.0] | 0 | 0
Siemens NH-2-400 | Siemens NH-2-400 | 400 | [4800.0, 120.0, 7.0, 0.1, 0.004] | 0 | 0 | [720.0, 1350.0, 2800.0, 6500.0, 15000.0] | 0 | 0
Siemens NH-2-425 | Siemens NH-2-425 | 425 | [4800.0, 120.0, 7.0, 0.1, 0.004] | 0 | 0 | [850.0, 1500.0, 3050.0, 7500.0, 16500.0] | 0 | 0
Siemens NH-2-630 | Siemens NH-2-630 | 630 | [4800.0, 120.0, 7.0, 0.1, 0.004] | 0 | 0 | [1200.0, 2000.0, 4800.0, 12000.0, 26000.0] | 0 | 0

## res_bus
| vm_pu | va_degree | p_mw | q_mvar
0 | 0.97368 | -0.50783 | 0.0028275 | 0.00070864
1 | 0.97415 | -0.49838 | 0.0021861 | 0.00054788
2 | 0.97362 | -0.50886 | 0 | 0
3 | 0.97539 | -0.47394 | 0.0027583 | 0.00069128
4 | 0.97353 | -0.51068 | 0.0019259 | 0.00048267
5 | 0.97347 | -0.51189 | 0.0026316 | 0.00065953
6 | 0.97553 | -0.47126 | 0 | 0
7 | 0.97615 | -0.45904 | 0.00082692 | 0.00020724
8 | 0.97644 | -0.45338 | 0.002306 | 0.00057795
9 | 0.97586 | -0.46471 | 0.0014575 | 0.00036528
10 | 0.97687 | -0.44486 | 0 | 0
11 | 0.97839 | -0.41513 | 0.0010822 | 0.00027123
12 | 0.97519 | -0.478 | 0 | 0
13 | 0.97946 | -0.39417 | 0.0032939 | 0.00082552
14 | 0.97312 | -0.51827 | 0 | 0
15 | 0.97314 | -0.51797 | 0.0029136 | 0.00073021
16 | 0.97311 | -0.51849 | 0.0010822 | 0.00027122
17 | 0.97516 | -0.47858 | 0.0015224 | 0.00038156
18 | 0.97517 | -0.47835 | 0.0019546 | 0.00048986
19 | 0.97985 | -0.38654 | 0 | 0
20 | 0.981 | -0.36397 | 0.0028932 | 0.0007251
21 | 0.97315 | -0.51783 | 0 | 0
22 | 0.97172 | -0.54607 | 0.0024812 | 0.00062186
23 | 0.97164 | -0.5476 | 0.0023083 | 0.00057851
24 | 0.97183 | -0.54386 | 0.0025235 | 0.00063245
25 | 0.97194 | -0.54172 | 0 | 0
26 | 0.97209 | -0.53862 | 0.0039969 | 0.0010017
27 | 0.97187 | -0.54305 | 0.0021773 | 0.00054568
28 | 0.97215 | -0.53741 | 0.0029489 | 0.00073905
29 | 0.97182 | -0.54399 | 0.0020097 | 0.00050367
30 | 0.98166 | -0.35127 | 0.0026932 | 0.00067498
31 | 0.98046 | -0.37442 | 0.0028816 | 0.0007222
32 | 0.98262 | -0.33245 | 0.0029511 | 0.0007396
33 | 0.97816 | -0.41944 | 0.0024646 | 0.00061768
34 | 0.97514 | -0.47898 | 0.001546 | 0.00038747
35 | 0.97255 | -0.52964 | 0 | 0
36 | 0.97504 | -0.48051 | 0 | 0
37 | 0.97187 | -0.54305 | 0.0031353 | 0.00078579
38 | 0.97178 | -0.54476 | 0.007981 | 0.0020002
39 | 0.97535 | -0.47445 | 0.0042386 | 0.0010623
40 | 0.98855 | -0.21811 | 0.0052064 | 0.0013049
41 | 0.9886 | -0.21705 | 0.00092798 | 0.00023257
42 | 0.97659 | -0.45019 | 0.0041084 | 0.0010297
43 | 0.99542 | -0.086624 | 0.0015636 | 0.00039188
44 | 0.99551 | -0.084784 | 0.0018918 | 0.00047413
45 | 0.99471 | -0.10003 | 0.0032606 | 0.00081718
46 | 0.99616 | -0.072577 | 0 | 0
47 | 0.99279 | -0.13662 | 0.0071542 | 0.001793
48 | 0.99467 | -0.10084 | 0 | 0
49 | 0.99641 | -0.067831 | 0.0016152 | 0.0004048
50 | 0.98955 | -0.19852 | 0 | 0
51 | 0.99248 | -0.14265 | 0 | 0
52 | 0.99458 | -0.10263 | 0.0030243 | 0.00075796
53 | 1 | 0 | -0.33639 | -0.086093
54 | 0.98929 | -0.20347 | 0.0045951 | 0.0011516
55 | 0.98421 | -0.30128 | 0.0023216 | 0.00058185
56 | 0.98919 | -0.20552 | 0.0022458 | 0.00056285
57 | 0.9803 | -0.37727 | 0 | 0
58 | 0.989 | -0.20914 | 0.0010185 | 0.00025525
59 | 0.97877 | -0.40712 | 0 | 0
60 | 0.98012 | -0.38084 | 0.0044188 | 0.0011074
61 | 0.97707 | -0.44059 | 0.0020037 | 0.00050217
62 | 0.97715 | -0.4389 | 0.0012244 | 0.00030687
63 | 0.97644 | -0.45302 | 0.0035945 | 0.00090086
64 | 0.97803 | -0.42169 | 0.0010325 | 0.00025877
65 | 0.97639 | -0.45398 | 0.0018273 | 0.00045797
66 | 0.97864 | -0.40974 | 0.0048968 | 0.0012273
67 | 0.97633 | -0.45518 | 0 | 0
68 | 0.97944 | -0.39408 | 0.0013435 | 0.00033671
69 | 0.97587 | -0.46419 | 0.0022352 | 0.0005602
70 | 0.97612 | -0.45927 | 0.003113 | 0.0007802
71 | 0.98896 | -0.21001 | 0 | 0
72 | 0.9889 | -0.21104 | 0.0019489 | 0.00048844
73 | 0.98341 | -0.31728 | 0.0083489 | 0.0020924
74 | 0.98507 | -0.28512 | 0.0040369 | 0.0010118
75 | 0.9861 | -0.26518 | 0.0035972 | 0.00090153
76 | 0.98694 | -0.24901 | 0.00054054 | 0.00013547
77 | 0.97516 | -0.47826 | 0.0047884 | 0.0012001
78 | 0.97498 | -0.48175 | 0.0057312 | 0.0014364
79 | 0.98739 | -0.2415 | 0.001412 | 0.00035389
80 | 0.98733 | -0.24252 | 0.001175 | 0.00029449
81 | 0.98742 | -0.24091 | 0.0014902 | 0.00037349
82 | 0.9873 | -0.24315 | 0.0010597 | 0.00026558
83 | 0.98749 | -0.23947 | 0.0020552 | 0.00051508
84 | 0.98762 | -0.23703 | 0.0029496 | 0.00073923
85 | 0.9883 | -0.22371 | 0.0014889 | 0.00037316
86 | 0.9888 | -0.21312 | 0.00090526 | 0.00022688
87 | 0.98882 | -0.21271 | 0.0020506 | 0.00051393
88 | 0.99109 | -0.16936 | 0.00097078 | 0.0002433
89 | 0.98997 | -0.19065 | 0.00063269 | 0.00015857
90 | 0.99213 | -0.1494 | 0.001789 | 0.00044837
91 | 0.98919 | -0.20571 | 0.00070427 | 0.00017651
92 | 0.98873 | -0.21449 | 0 | 0
93 | 0.99168 | -0.15823 | 0.0021894 | 0.00054872
94 | 0.98809 | -0.2268 | 0 | 0
95 | 0.98866 | -0.21581 | 0.00096282 | 0.00024131
96 | 0.99007 | -0.18929 | 0.0022474 | 0.00056324
97 | 0.99946 | -0.010364 | 0.0088366 | 0.0022147
98 | 0.99964 | -0.0069443 | 0 | 0
99 | 0.99954 | -0.0088798 | 0.00069205 | 0.00017344
100 | 0.9995 | -0.009644 | 0.00086883 | 0.00021775
101 | 0.99948 | -0.010077 | 0.0010694 | 0.00026803
102 | 0.99394 | -0.11498 | 0.0015385 | 0.00038559
103 | 0.99392 | -0.11537 | 0.007042 | 0.0017649
104 | 0.99415 | -0.11099 | 0.0011122 | 0.00027875
105 | 0.98864 | -0.21703 | 0.0010471 | 0.00026243
106 | 0.98866 | -0.2167 | 0 | 0
107 | 0.98884 | -0.21319 | 0.0011385 | 0.00028534
108 | 0.98886 | -0.21287 | 0 | 0
109 | 0.98856 | -0.21871 | 0.0011221 | 0.00028124
110 | 0.98777 | -0.23406 | 0 | 0
111 | 0.9877 | -0.23537 | 0.0039939 | 0.001001
112 | 0.98795 | -0.23058 | 0.0022171 | 0.00055566
113 | 0.98891 | -0.21191 | 0 | 0
114 | 0.98847 | -0.22041 | 0.00094561 | 0.00023699
115 | 0.9894 | -0.20227 | 0.0038821 | 0.00097296
116 | 0.98846 | -0.22055 | 0.0028314 | 0.00070962
117 | 0.97171 | -0.54587 | 0.0025745 | 0.00064522
118 | 0.9719 | -0.54222 | 0.0034024 | 0.00085273
119 | 0.97156 | -0.54892 | 0.0034849 | 0.0008734
120 | 0.97231 | -0.53401 | 0.0022606 | 0.00056655
121 | 0.97117 | -0.55666 | 0.0056203 | 0.0014086
122 | 0.97241 | -0.53198 | 0.0031572 | 0.00079127
123 | 0.97112 | -0.55756 | 0.004319 | 0.0010824
124 | 0.97295 | -0.52145 | 0.0031397 | 0.00078688
125 | 0.97796 | -0.42302 | 0.016399 | 0.0041099
126 | 0.97811 | -0.42015 | 0.005797 | 0.0014529
127 | 0.97739 | -0.43429 | 0.013994 | 0.0035073
128 | 0.97781 | -0.42593 | 0 | 0
129 | 0.98701 | -0.24757 | 0.0059545 | 0.0014923
130 | 0.98796 | -0.2303 | 0.0023519 | 0.00058944
131 | 0.97705 | -0.44099 | 0.0058393 | 0.0014635
132 | 0.97758 | -0.43054 | 0.0066063 | 0.0016557
133 | 0.97699 | -0.4421 | 0.0058115 | 0.0014565
134 | 0.97704 | -0.44103 | 0.0019798 | 0.00049618
135 | 0.97592 | -0.46289 | 0 | 0
136 | 0.97424 | -0.49598 | 0.0012352 | 0.00030957
137 | 0.97483 | -0.48435 | 0.00097043 | 0.00024321
138 | 0.99998 | 149.9956 | 0 | 0

## res_line
| p_from_mw | q_from_mvar | p_to_mw | q_to_mvar | pl_mw | ql_mvar | i_from_ka | i_to_ka | i_ka | vm_from_pu | va_from_degree | vm_to_pu | va_to_degree | loading_percent
0 | -0.0073857 | -0.0018498 | 0.0073891 | 0.001851 | 3.3228e-06 | 1.261e-06 | 0.011287 | 0.011286 | 0.011287 | 0.97368 | -0.50783 | 0.97415 | -0.49838 | 3.1008
1 | 0.0045582 | 0.0011411 | -0.004558 | -0.0011411 | 2.2401e-07 | -9.7526e-09 | 0.0069656 | 0.0069657 | 0.0069657 | 0.97368 | -0.50783 | 0.97362 | -0.50886 | 1.9136
2 | -0.0095751 | -0.0023989 | 0.0095863 | 0.0024043 | 1.1158e-05 | 5.4073e-06 | 0.014626 | 0.014625 | 0.014626 | 0.97415 | -0.49838 | 0.97539 | -0.47394 | 4.018
3 | 0.0019261 | 0.00048214 | -0.0019259 | -0.00048267 | 1.6724e-07 | -5.3303e-07 | 0.0029434 | 0.0029437 | 0.0029437 | 0.97362 | -0.50886 | 0.97353 | -0.51068 | 0.8087
4 | 0.0026319 | 0.000659 | -0.0026316 | -0.00065953 | 3.791e-07 | -5.3431e-07 | 0.0040222 | 0.0040225 | 0.0040225 | 0.97362 | -0.50886 | 0.97347 | -0.51189 | 1.1051
5 | -0.012345 | -0.0030956 | 0.012346 | 0.0030965 | 1.5759e-06 | 8.6069e-07 | 0.018833 | 0.018833 | 0.018833 | 0.97539 | -0.47394 | 0.97553 | -0.47126 | 5.1739
6 | 0.0050248 | 0.0012585 | -0.0050232 | -0.0012584 | 1.6115e-06 | 1.1833e-07 | 0.0076642 | 0.0076645 | 0.0076645 | 0.97553 | -0.47126 | 0.97519 | -0.478 | 2.1056
7 | -0.017371 | -0.004355 | 0.017376 | 0.0043582 | 5.4208e-06 | 3.2122e-06 | 0.026497 | 0.026497 | 0.026497 | 0.97553 | -0.47126 | 0.97586 | -0.46471 | 7.2794
8 | -0.019666 | -0.0049337 | 0.019671 | 0.0049369 | 5.3069e-06 | 3.1995e-06 | 0.02998 | 0.02998 | 0.02998 | 0.97615 | -0.45904 | 0.97644 | -0.45338 | 8.2362
9 | 0.018839 | 0.0047265 | -0.018834 | -0.0047234 | 5.0931e-06 | 3.0538e-06 | 0.028719 | 0.028719 | 0.028719 | 0.97615 | -0.45904 | 0.97586 | -0.46471 | 7.8899
10 | -0.021977 | -0.0055149 | 0.021986 | 0.0055203 | 8.9356e-06 | 5.453e-06 | 0.033494 | 0.033494 | 0.033494 | 0.97644 | -0.45338 | 0.97687 | -0.44486 | 9.2016
11 | -0.021986 | -0.0055203 | 0.022017 | 0.0055394 | 3.1228e-05 | 1.9055e-05 | 0.033494 | 0.033494 | 0.033494 | 0.97687 | -0.44486 | 0.97839 | -0.41513 | 9.2016
12 | -0.0231 | -0.0058106 | 0.023123 | 0.0058248 | 2.3158e-05 | 1.4192e-05 | 0.035139 | 0.035139 | 0.035139 | 0.97839 | -0.41513 | 0.97946 | -0.39417 | 9.6537
13 | 0.0015225 | 0.00038132 | -0.0015224 | -0.00038156 | 4.2707e-08 | -2.3595e-07 | 0.002323 | 0.0023231 | 0.0023231 | 0.97519 | -0.478 | 0.97516 | -0.47858 | 0.63822
14 | 0.0035007 | 0.00087705 | -0.0035006 | -0.00087708 | 5.9084e-08 | -3.1081e-08 | 0.0053415 | 0.0053415 | 0.0053415 | 0.97519 | -0.478 | 0.97517 | -0.47835 | 1.4675
15 | -0.026417 | -0.0066503 | 0.026426 | 0.0066563 | 9.6318e-06 | 5.9636e-06 | 0.040143 | 0.040143 | 0.040143 | 0.97946 | -0.39417 | 0.97985 | -0.38654 | 11.0284
16 | -0.0010822 | -0.00027109 | 0.0010822 | 0.00027091 | 1.5813e-08 | -1.8121e-07 | 0.0016548 | 0.0016547 | 0.0016548 | 0.97312 | -0.51827 | 0.97314 | -0.51797 | 0.4546
17 | 0.0010822 | 0.00027109 | -0.0010822 | -0.00027122 | 1.1386e-08 | -1.3047e-07 | 0.0016548 | 0.0016548 | 0.0016548 | 0.97312 | -0.51827 | 0.97311 | -0.51849 | 0.45462
18 | -0.0039958 | -0.0010011 | 0.0039958 | 0.0010011 | 2.6073e-08 | -6.4535e-09 | 0.0061098 | 0.0061098 | 0.0061098 | 0.97314 | -0.51797 | 0.97315 | -0.51783 | 1.6785
19 | 0.0015461 | 0.00038722 | -0.001546 | -0.00038747 | 4.645e-08 | -2.4793e-07 | 0.0023591 | 0.0023592 | 0.0023592 | 0.97517 | -0.47835 | 0.97514 | -0.47898 | 0.64813
20 | -0.026426 | -0.0066563 | 0.026455 | 0.006674 | 2.8556e-05 | 1.768e-05 | 0.040143 | 0.040143 | 0.040143 | 0.97985 | -0.38654 | 0.981 | -0.36397 | 11.0284
21 | -0.029348 | -0.0073991 | 0.029366 | 0.0074102 | 1.7853e-05 | 1.1122e-05 | 0.044532 | 0.044531 | 0.044532 | 0.981 | -0.36397 | 0.98166 | -0.35127 | 12.2339
22 | -0.033593 | -0.0084296 | 0.033653 | 0.0084672 | 5.9898e-05 | 3.7581e-05 | 0.051371 | 0.05137 | 0.051371 | 0.97315 | -0.51783 | 0.97504 | -0.48051 | 14.1128
23 | 0.029598 | 0.0074285 | -0.029581 | -0.0074181 | 1.6665e-05 | 1.0396e-05 | 0.045261 | 0.045261 | 0.045261 | 0.97315 | -0.51783 | 0.97255 | -0.52964 | 12.4344
24 | 0.0023085 | 0.00057818 | -0.0023083 | -0.00057851 | 1.6856e-07 | -3.3769e-07 | 0.0035349 | 0.003535 | 0.003535 | 0.97172 | -0.54607 | 0.97164 | -0.5476 | 0.97117
25 | -0.0047897 | -0.0012 | 0.0047902 | 0.0012 | 5.0484e-07 | 1.3048e-08 | 0.0073345 | 0.0073344 | 0.0073345 | 0.97172 | -0.54607 | 0.97183 | -0.54386 | 2.015
26 | -0.0073137 | -0.0018325 | 0.0073145 | 0.0018328 | 7.4356e-07 | 2.7994e-07 | 0.011198 | 0.011198 | 0.011198 | 0.97183 | -0.54386 | 0.97194 | -0.54172 | 3.0764
27 | -0.011502 | -0.0028818 | 0.011503 | 0.0028827 | 1.6993e-06 | 9.0641e-07 | 0.017609 | 0.017609 | 0.017609 | 0.97194 | -0.54172 | 0.97209 | -0.53862 | 4.8376
28 | 0.0041873 | 0.001049 | -0.004187 | -0.0010491 | 2.6418e-07 | -4.3362e-08 | 0.0064105 | 0.0064106 | 0.0064106 | 0.97194 | -0.54172 | 0.97187 | -0.54305 | 1.7612
29 | -0.0155 | -0.0038844 | 0.015501 | 0.003885 | 8.9163e-07 | 5.1828e-07 | 0.023727 | 0.023727 | 0.023727 | 0.97209 | -0.53862 | 0.97215 | -0.53741 | 6.5183
30 | 0.0020098 | 0.00050341 | -0.0020097 | -0.00050367 | 9.0493e-08 | -2.5789e-07 | 0.003077 | 0.0030771 | 0.0030771 | 0.97187 | -0.54305 | 0.97182 | -0.54399 | 0.84536
31 | -0.01845 | -0.004624 | 0.018457 | 0.0046281 | 6.8333e-06 | 4.0899e-06 | 0.02824 | 0.02824 | 0.02824 | 0.97215 | -0.53741 | 0.97255 | -0.52964 | 7.7583
32 | 0.047611 | 0.012065 | -0.047559 | -0.012033 | 5.2889e-05 | 3.2483e-05 | 0.072218 | 0.072219 | 0.072219 | 0.98166 | -0.35127 | 0.98046 | -0.37442 | 9.9202
33 | -0.07967 | -0.020151 | 0.079742 | 0.020196 | 7.2008e-05 | 4.5419e-05 | 0.12083 | 0.12083 | 0.12083 | 0.98166 | -0.35127 | 0.98262 | -0.33245 | 16.5978
34 | 0.044677 | 0.011311 | -0.044581 | -0.01125 | 9.6351e-05 | 6.0962e-05 | 0.067845 | 0.067846 | 0.067846 | 0.98046 | -0.37442 | 0.97816 | -0.41944 | 18.6389
35 | -0.082693 | -0.020936 | 0.082754 | 0.020973 | 6.0281e-05 | 3.7412e-05 | 0.1253 | 0.1253 | 0.1253 | 0.98262 | -0.33245 | 0.98341 | -0.31728 | 11.4744
36 | 0.042116 | 0.010632 | -0.042054 | -0.010593 | 6.1929e-05 | 3.9131e-05 | 0.064096 | 0.064097 | 0.064097 | 0.97816 | -0.41944 | 0.97659 | -0.45019 | 17.609
37 | 0.011124 | 0.00279 | -0.011117 | -0.0027863 | 7.1081e-06 | 3.7379e-06 | 0.017021 | 0.017021 | 0.017021 | 0.97255 | -0.52964 | 0.97187 | -0.54305 | 4.6761
38 | -0.033653 | -0.0084672 | 0.033663 | 0.0084733 | 9.7378e-06 | 6.1094e-06 | 0.05137 | 0.05137 | 0.05137 | 0.97504 | -0.48051 | 0.97535 | -0.47445 | 14.1128
39 | 0.0079816 | 0.0020005 | -0.007981 | -0.0020002 | 6.4981e-07 | 2.7211e-07 | 0.012221 | 0.012221 | 0.012221 | 0.97187 | -0.54305 | 0.97178 | -0.54476 | 3.3573
40 | -0.037902 | -0.0095356 | 0.037946 | 0.0095633 | 4.4e-05 | 2.7722e-05 | 0.057837 | 0.057837 | 0.057837 | 0.97535 | -0.47445 | 0.97659 | -0.45019 | 15.8893
41 | -0.0052064 | -0.0013049 | 0.0052067 | 0.0013049 | 2.6288e-07 | 2.1905e-08 | 0.007837 | 0.0078369 | 0.007837 | 0.98855 | -0.21811 | 0.9886 | -0.21705 | 2.153
42 | -0.0061347 | -0.0015374 | 0.006135 | 0.0015375 | 3.6475e-07 | 8.7156e-08 | 0.0092337 | 0.0092337 | 0.0092337 | 0.9886 | -0.21705 | 0.98866 | -0.21581 | 2.5367
43 | -0.15222 | -0.039051 | 0.15223 | 0.039059 | 1.3591e-05 | 8.6165e-06 | 0.22787 | 0.22787 | 0.22787 | 0.99542 | -0.086624 | 0.99551 | -0.084784 | 20.867
44 | 0.15065 | 0.038659 | -0.15056 | -0.038597 | 9.7892e-05 | 6.2051e-05 | 0.22553 | 0.22553 | 0.22553 | 0.99542 | -0.086624 | 0.99471 | -0.10003 | 20.6529
45 | -0.15412 | -0.039533 | 0.15422 | 0.039591 | 9.1312e-05 | 5.7904e-05 | 0.23069 | 0.23069 | 0.23069 | 0.99551 | -0.084784 | 0.99616 | -0.072577 | 21.1259
46 | 0.1473 | 0.037779 | -0.14704 | -0.037613 | 0.00026092 | 0.00016625 | 0.22065 | 0.22065 | 0.22065 | 0.99471 | -0.10003 | 0.99279 | -0.13662 | 30.3095
47 | 0.1663 | 0.042496 | -0.16607 | -0.042352 | 0.00022694 | 0.0001441 | 0.2487 | 0.2487 | 0.2487 | 0.99616 | -0.072577 | 0.99467 | -0.10084 | 22.7748
48 | -0.32051 | -0.082087 | 0.32059 | 0.082134 | 7.3716e-05 | 4.7078e-05 | 0.4794 | 0.4794 | 0.4794 | 0.99616 | -0.072577 | 0.99641 | -0.067831 | 43.9007
49 | 0.13988 | 0.03582 | -0.13946 | -0.035553 | 0.00041807 | 0.00026724 | 0.20993 | 0.20993 | 0.20993 | 0.99279 | -0.13662 | 0.98955 | -0.19852 | 57.6731
50 | 0.15335 | 0.039161 | -0.15304 | -0.038965 | 0.00030929 | 0.00019612 | 0.22967 | 0.22967 | 0.22967 | 0.99467 | -0.10084 | 0.99248 | -0.14265 | 21.0318
51 | 0.012724 | 0.0031904 | -0.012723 | -0.0031898 | 1.0868e-06 | 5.9173e-07 | 0.019035 | 0.019035 | 0.019035 | 0.99467 | -0.10084 | 0.99458 | -0.10263 | 5.2294
52 | -0.3222 | -0.082539 | 0.32327 | 0.083218 | 0.0010628 | 0.00067877 | 0.48181 | 0.48181 | 0.48181 | 0.99641 | -0.067831 | 1 | 0 | 44.1216
53 | 0.01277 | 0.0032006 | -0.012767 | -0.003199 | 3.011e-06 | 1.6474e-06 | 0.019202 | 0.019202 | 0.019202 | 0.98955 | -0.19852 | 0.98929 | -0.20347 | 5.2754
54 | 0.12669 | 0.032352 | -0.12607 | -0.031952 | 0.00062588 | 0.00039998 | 0.19073 | 0.19073 | 0.19073 | 0.98955 | -0.19852 | 0.98421 | -0.30128 | 52.3979
55 | 0.035731 | 0.0089995 | -0.035704 | -0.0089828 | 2.6597e-05 | 1.6703e-05 | 0.053586 | 0.053586 | 0.053586 | 0.99248 | -0.14265 | 0.99168 | -0.15823 | 14.7215
56 | 0.11731 | 0.029966 | -0.11727 | -0.029942 | 3.8248e-05 | 2.4096e-05 | 0.17608 | 0.17608 | 0.17608 | 0.99248 | -0.14265 | 0.99213 | -0.1494 | 16.1246
57 | 0.0096984 | 0.0024318 | -0.0096945 | -0.00243 | 3.8623e-06 | 1.8374e-06 | 0.01451 | 0.014511 | 0.014511 | 0.99458 | -0.10263 | 0.99415 | -0.11099 | 3.9864
58 | 0.011472 | 0.0028755 | -0.011469 | -0.0028736 | 3.7945e-06 | 1.9731e-06 | 0.017071 | 0.017071 | 0.017071 | 1 | 0 | 0.99964 | -0.0069443 | 4.69
59 | 0.0081715 | 0.0020473 | -0.0081707 | -0.002047 | 7.9847e-07 | 3.3006e-07 | 0.012291 | 0.012291 | 0.012291 | 0.98929 | -0.20347 | 0.98919 | -0.20552 | 3.3766
60 | 0.12375 | 0.031371 | -0.1233 | -0.031083 | 0.00045017 | 0.00028767 | 0.18722 | 0.18722 | 0.18722 | 0.98421 | -0.30128 | 0.9803 | -0.37727 | 51.4337
61 | 0.0059249 | 0.0014842 | -0.0059239 | -0.0014839 | 1.0212e-06 | 2.1356e-07 | 0.0089125 | 0.0089127 | 0.0089127 | 0.98919 | -0.20552 | 0.989 | -0.20914 | 2.4485
62 | 0.086972 | 0.02194 | -0.086848 | -0.02186 | 0.0001241 | 7.9188e-05 | 0.13207 | 0.13207 | 0.13207 | 0.9803 | -0.37727 | 0.97877 | -0.40712 | 36.2824
63 | 0.036324 | 0.0091433 | -0.036318 | -0.0091394 | 6.1969e-06 | 3.8975e-06 | 0.055151 | 0.055151 | 0.055151 | 0.9803 | -0.37727 | 0.98012 | -0.38084 | 15.1513
64 | 0.0049054 | 0.0012287 | -0.0049052 | -0.0012287 | 2.0385e-07 | 2.4049e-09 | 0.0073803 | 0.0073804 | 0.0073804 | 0.989 | -0.20914 | 0.98896 | -0.21001 | 2.0276
65 | 0.030424 | 0.0076359 | -0.030401 | -0.0076215 | 2.3051e-05 | 1.4392e-05 | 0.046257 | 0.046257 | 0.046257 | 0.97877 | -0.40712 | 0.97796 | -0.42302 | 12.7079
66 | 0.056424 | 0.014224 | -0.056389 | -0.014202 | 3.515e-05 | 2.2336e-05 | 0.085811 | 0.085811 | 0.085811 | 0.97877 | -0.40712 | 0.97811 | -0.42015 | 23.5745
67 | 0.031899 | 0.008032 | -0.031879 | -0.0080194 | 2.0169e-05 | 1.262e-05 | 0.048442 | 0.048442 | 0.048442 | 0.98012 | -0.38084 | 0.97944 | -0.39408 | 13.3083
68 | -0.023322 | -0.0058529 | 0.023324 | 0.005854 | 1.8859e-06 | 1.1571e-06 | 0.035521 | 0.035521 | 0.035521 | 0.97707 | -0.44059 | 0.97715 | -0.4389 | 9.7584
69 | 0.021318 | 0.0053507 | -0.021306 | -0.005343 | 1.2631e-05 | 7.6837e-06 | 0.032469 | 0.032469 | 0.032469 | 0.97707 | -0.44059 | 0.97644 | -0.45302 | 8.9201
70 | -0.024548 | -0.0061609 | 0.024568 | 0.0061733 | 2.0164e-05 | 1.2423e-05 | 0.037385 | 0.037385 | 0.037385 | 0.97715 | -0.4389 | 0.97803 | -0.42169 | 10.2706
71 | 0.017711 | 0.0044422 | -0.01771 | -0.0044417 | 8.1048e-07 | 4.816e-07 | 0.026992 | 0.026992 | 0.026992 | 0.97644 | -0.45302 | 0.97639 | -0.45398 | 7.4153
72 | -0.025601 | -0.0064321 | 0.025615 | 0.0064411 | 1.4611e-05 | 9.0287e-06 | 0.038956 | 0.038956 | 0.038956 | 0.97803 | -0.42169 | 0.97864 | -0.40974 | 10.7022
73 | 0.015883 | 0.0039837 | -0.015882 | -0.0039832 | 9.0851e-07 | 5.2974e-07 | 0.024207 | 0.024207 | 0.024207 | 0.97639 | -0.45398 | 0.97633 | -0.45518 | 6.6502
74 | -0.030512 | -0.0076684 | 0.030535 | 0.0076827 | 2.2828e-05 | 1.4255e-05 | 0.046401 | 0.046401 | 0.046401 | 0.97864 | -0.40974 | 0.97944 | -0.39408 | 12.7476
75 | 0.012768 | 0.0032035 | -0.012763 | -0.0032005 | 5.4842e-06 | 3.0272e-06 | 0.019461 | 0.019462 | 0.019462 | 0.97633 | -0.45518 | 0.97587 | -0.46419 | 5.3466
76 | 0.0031136 | 0.00077969 | -0.003113 | -0.0007802 | 6.0551e-07 | -5.0897e-07 | 0.0047453 | 0.0047456 | 0.0047456 | 0.97633 | -0.45518 | 0.97612 | -0.45927 | 1.3037
77 | 0.010528 | 0.0026403 | -0.010521 | -0.0026367 | 7.0529e-06 | 3.6027e-06 | 0.016053 | 0.016054 | 0.016054 | 0.97587 | -0.46419 | 0.97516 | -0.47826 | 4.4103
78 | 0.0049052 | 0.0012287 | -0.004905 | -0.0012287 | 2.4065e-07 | 2.856e-09 | 0.0073804 | 0.0073804 | 0.0073804 | 0.98896 | -0.21001 | 0.9889 | -0.21104 | 2.0276
79 | 0.0029561 | 0.00074024 | -0.0029559 | -0.0007405 | 2.3519e-07 | -2.5615e-07 | 0.0044479 | 0.004448 | 0.004448 | 0.9889 | -0.21104 | 0.98882 | -0.21271 | 1.222
80 | -0.091103 | -0.023065 | 0.091244 | 0.023153 | 0.00014091 | 8.7924e-05 | 0.13793 | 0.13793 | 0.13793 | 0.98341 | -0.31728 | 0.98507 | -0.28512 | 12.6312
81 | -0.09528 | -0.024165 | 0.095372 | 0.024222 | 9.1409e-05 | 5.7154e-05 | 0.14403 | 0.14403 | 0.14403 | 0.98507 | -0.28512 | 0.9861 | -0.26518 | 13.1896
82 | -0.098969 | -0.025124 | 0.099046 | 0.025172 | 7.7044e-05 | 4.8251e-05 | 0.14946 | 0.14946 | 0.14946 | 0.9861 | -0.26518 | 0.98694 | -0.24901 | 13.6866
83 | -0.099587 | -0.025308 | 0.099594 | 0.025312 | 6.9419e-06 | 4.3485e-06 | 0.15027 | 0.15027 | 0.15027 | 0.98694 | -0.24901 | 0.98701 | -0.24757 | 13.7612
84 | 0.0057322 | 0.0014366 | -0.0057312 | -0.0014364 | 9.5394e-07 | 1.958e-07 | 0.0087469 | 0.008747 | 0.008747 | 0.97516 | -0.47826 | 0.97498 | -0.48175 | 2.403
85 | 0.0022349 | 0.00055941 | -0.0022347 | -0.00055967 | 1.0834e-07 | -2.5644e-07 | 0.0033677 | 0.0033678 | 0.0033678 | 0.98739 | -0.2415 | 0.98733 | -0.24252 | 0.92523
86 | -0.0036469 | -0.0009133 | 0.003647 | 0.00091325 | 1.0201e-07 | -4.9915e-08 | 0.0054957 | 0.0054957 | 0.0054957 | 0.98739 | -0.2415 | 0.98742 | -0.24091 | 1.5098
87 | 0.0010597 | 0.00026518 | -0.0010597 | -0.00026558 | 3.1816e-08 | -4.0506e-07 | 0.001597 | 0.0015971 | 0.0015971 | 0.98733 | -0.24252 | 0.9873 | -0.24315 | 0.43876
88 | -0.0051372 | -0.0012867 | 0.0051376 | 0.0012868 | 3.5238e-07 | 2.4945e-08 | 0.0077414 | 0.0077414 | 0.0077414 | 0.98742 | -0.24091 | 0.98749 | -0.23947 | 2.1268
89 | -0.0071928 | -0.0018018 | 0.0071936 | 0.0018021 | 8.3701e-07 | 2.9257e-07 | 0.010838 | 0.010838 | 0.010838 | 0.98749 | -0.23947 | 0.98762 | -0.23703 | 2.9775
90 | -0.010143 | -0.0025414 | 0.01015 | 0.0025445 | 6.4376e-06 | 3.1788e-06 | 0.015282 | 0.015282 | 0.015282 | 0.98762 | -0.23703 | 0.9883 | -0.22371 | 4.1984
91 | -0.020205 | -0.0050647 | 0.020216 | 0.0050715 | 1.1361e-05 | 6.8516e-06 | 0.030422 | 0.030422 | 0.030422 | 0.9883 | -0.22371 | 0.98891 | -0.21191 | 8.3576
92 | 0.0085665 | 0.002147 | -0.0085639 | -0.0021458 | 2.6901e-06 | 1.1693e-06 | 0.012898 | 0.012898 | 0.012898 | 0.9883 | -0.22371 | 0.98796 | -0.2303 | 3.5435
93 | -0.00090526 | -0.00022688 | 0.00090528 | 0.00022657 | 1.734e-08 | -3.0852e-07 | 0.0013623 | 0.0013622 | 0.0013623 | 0.9888 | -0.21312 | 0.98882 | -0.21271 | 0.37426
94 | 0.1144 | 0.02918 | -0.11428 | -0.029106 | 0.0001175 | 7.3969e-05 | 0.17194 | 0.17194 | 0.17194 | 0.99109 | -0.16936 | 0.98997 | -0.19065 | 15.7455
95 | -0.11537 | -0.029423 | 0.11548 | 0.029493 | 0.00011128 | 7.0074e-05 | 0.1734 | 0.1734 | 0.1734 | 0.99109 | -0.16936 | 0.99213 | -0.1494 | 15.879
96 | 0.11365 | 0.028947 | -0.11357 | -0.028895 | 8.2504e-05 | 5.1933e-05 | 0.17099 | 0.17099 | 0.17099 | 0.98997 | -0.19065 | 0.98919 | -0.20571 | 15.6585
97 | 0.11286 | 0.028719 | -0.11281 | -0.028689 | 4.7759e-05 | 3.0057e-05 | 0.16993 | 0.16993 | 0.16993 | 0.98919 | -0.20571 | 0.98873 | -0.21449 | 15.5615
98 | 0.10572 | 0.02691 | -0.10565 | -0.026871 | 6.2684e-05 | 3.9357e-05 | 0.15925 | 0.15925 | 0.15925 | 0.98873 | -0.21449 | 0.98809 | -0.2268 | 14.5832
99 | 0.0070983 | 0.001779 | -0.0070978 | -0.0017788 | 4.4465e-07 | 1.5133e-07 | 0.010683 | 0.010683 | 0.010683 | 0.98873 | -0.21449 | 0.98866 | -0.21581 | 2.9348
100 | 0.033515 | 0.0084341 | -0.033465 | -0.008403 | 4.9656e-05 | 3.1105e-05 | 0.050301 | 0.050301 | 0.050301 | 0.99168 | -0.15823 | 0.99007 | -0.18929 | 13.819
101 | 0.10565 | 0.026871 | -0.10555 | -0.026804 | 0.00010561 | 6.6313e-05 | 0.15925 | 0.15925 | 0.15925 | 0.98809 | -0.2268 | 0.98701 | -0.24757 | 14.5833
102 | 0.031218 | 0.0078397 | -0.031198 | -0.0078277 | 1.9334e-05 | 1.2073e-05 | 0.046924 | 0.046924 | 0.046924 | 0.99007 | -0.18929 | 0.9894 | -0.20227 | 12.8911
103 | -0.0088366 | -0.0022147 | 0.008838 | 0.0022153 | 1.4396e-06 | 6.3062e-07 | 0.013156 | 0.013156 | 0.013156 | 0.99946 | -0.010364 | 0.99964 | -0.0069443 | 3.6143
104 | 0.0026307 | 0.00065828 | -0.0026304 | -0.00065868 | 2.4232e-07 | -3.9739e-07 | 0.0039155 | 0.0039157 | 0.0039157 | 0.99964 | -0.0069443 | 0.99954 | -0.0088798 | 1.0757
105 | 0.0019384 | 0.00048524 | -0.0019383 | -0.00048549 | 7.0525e-08 | -2.5091e-07 | 0.0028855 | 0.0028856 | 0.0028856 | 0.99954 | -0.0088798 | 0.9995 | -0.009644 | 0.79273
106 | 0.0010695 | 0.00026774 | -0.0010694 | -0.00026803 | 2.2043e-08 | -2.898e-07 | 0.0015921 | 0.0015922 | 0.0015922 | 0.9995 | -0.009644 | 0.99948 | -0.010077 | 0.43741
107 | 0.0070421 | 0.0017649 | -0.007042 | -0.0017649 | 1.3038e-07 | 4.29e-08 | 0.010543 | 0.010543 | 0.010543 | 0.99394 | -0.11498 | 0.99392 | -0.11537 | 2.8963
108 | -0.0085807 | -0.0021505 | 0.0085823 | 0.0021512 | 1.632e-06 | 7.0261e-07 | 0.012846 | 0.012846 | 0.012846 | 0.99394 | -0.11498 | 0.99415 | -0.11099 | 3.5291
109 | -0.0010471 | -0.00026243 | 0.0010471 | 0.00026221 | 1.677e-08 | -2.2015e-07 | 0.001576 | 0.0015759 | 0.001576 | 0.98864 | -0.21703 | 0.98866 | -0.2167 | 0.43298
110 | -0.0059471 | -0.0014899 | 0.0059482 | 0.0014902 | 1.0846e-06 | 2.3109e-07 | 0.0089507 | 0.0089505 | 0.0089507 | 0.98866 | -0.2167 | 0.98886 | -0.21287 | 2.459
111 | 0.0049 | 0.0012277 | -0.0048995 | -0.0012277 | 4.6992e-07 | 5.3219e-09 | 0.0073748 | 0.0073749 | 0.0073749 | 0.98866 | -0.2167 | 0.98856 | -0.21871 | 2.0261
112 | -0.0011385 | -0.00028534 | 0.0011385 | 0.00028514 | 1.7587e-08 | -1.9373e-07 | 0.0017132 | 0.0017132 | 0.0017132 | 0.98884 | -0.21319 | 0.98886 | -0.21287 | 0.47067
113 | -0.0070867 | -0.0017753 | 0.0070871 | 0.0017754 | 3.2264e-07 | 1.0942e-07 | 0.010664 | 0.010664 | 0.010664 | 0.98886 | -0.21287 | 0.98891 | -0.21191 | 2.9296
114 | 0.0037774 | 0.00094647 | -0.0037771 | -0.00094659 | 3.0593e-07 | -1.2771e-07 | 0.0056858 | 0.0056859 | 0.0056859 | 0.98856 | -0.21871 | 0.98847 | -0.22041 | 1.5621
115 | 0.0039941 | 0.0010009 | -0.0039939 | -0.001001 | 2.4936e-07 | -7.5504e-08 | 0.0060169 | 0.0060169 | 0.0060169 | 0.98777 | -0.23406 | 0.9877 | -0.23537 | 1.653
116 | -0.0039941 | -0.0010009 | 0.0039948 | 0.0010007 | 6.6196e-07 | -2.0062e-07 | 0.0060169 | 0.0060166 | 0.0060169 | 0.98777 | -0.23406 | 0.98795 | -0.23058 | 1.653
117 | -0.0062119 | -0.0015563 | 0.006212 | 0.0015564 | 8.1565e-08 | 2.0383e-08 | 0.009356 | 0.009356 | 0.009356 | 0.98795 | -0.23058 | 0.98796 | -0.2303 | 2.5703
118 | -0.027303 | -0.0068469 | 0.027316 | 0.0068547 | 1.2548e-05 | 7.7762e-06 | 0.041085 | 0.041085 | 0.041085 | 0.98891 | -0.21191 | 0.9894 | -0.20227 | 11.2871
119 | 0.0028315 | 0.0007096 | -0.0028314 | -0.00070962 | 1.8684e-08 | -2.3195e-08 | 0.0042624 | 0.0042624 | 0.0042624 | 0.98847 | -0.22041 | 0.98846 | -0.22055 | 1.171
120 | -0.016004 | -0.0040125 | 0.016007 | 0.0040142 | 2.7867e-06 | 1.6302e-06 | 0.024509 | 0.024509 | 0.024509 | 0.97171 | -0.54587 | 0.9719 | -0.54222 | 6.7331
121 | 0.01343 | 0.0033673 | -0.013428 | -0.0033662 | 1.9504e-06 | 1.096e-06 | 0.020566 | 0.020566 | 0.020566 | 0.97171 | -0.54587 | 0.97156 | -0.54892 | 5.6501
122 | -0.01941 | -0.0048669 | 0.019417 | 0.0048715 | 7.5929e-06 | 4.5752e-06 | 0.029718 | 0.029718 | 0.029718 | 0.9719 | -0.54222 | 0.97231 | -0.53401 | 8.1642
123 | 0.0099431 | 0.0024928 | -0.0099394 | -0.002491 | 3.6667e-06 | 1.8248e-06 | 0.015229 | 0.015229 | 0.015229 | 0.97156 | -0.54892 | 0.97117 | -0.55666 | 4.1838
124 | -0.021678 | -0.005438 | 0.02168 | 0.0054393 | 2.0949e-06 | 1.2778e-06 | 0.033177 | 0.033177 | 0.033177 | 0.97231 | -0.53401 | 0.97241 | -0.53198 | 9.1146
125 | 0.0043192 | 0.0010824 | -0.004319 | -0.0010824 | 1.8647e-07 | -2.1143e-08 | 0.0066178 | 0.0066178 | 0.0066178 | 0.97117 | -0.55666 | 0.97112 | -0.55756 | 1.8181
126 | -0.024837 | -0.0062306 | 0.02485 | 0.0062383 | 1.2475e-05 | 7.6979e-06 | 0.038009 | 0.038008 | 0.038009 | 0.97241 | -0.53198 | 0.97295 | -0.52145 | 10.4419
127 | -0.027989 | -0.0070251 | 0.028023 | 0.0070463 | 3.4041e-05 | 2.117e-05 | 0.04281 | 0.04281 | 0.04281 | 0.97295 | -0.52145 | 0.97424 | -0.49598 | 11.761
128 | 0.014002 | 0.0035116 | -0.013994 | -0.0035073 | 7.5128e-06 | 4.2547e-06 | 0.021305 | 0.021305 | 0.021305 | 0.97796 | -0.42302 | 0.97739 | -0.43429 | 5.8532
129 | 0.050592 | 0.012749 | -0.050578 | -0.01274 | 1.3978e-05 | 8.8672e-06 | 0.076992 | 0.076992 | 0.076992 | 0.97811 | -0.42015 | 0.97781 | -0.42593 | 21.1517
130 | 0.032311 | 0.0081592 | -0.032288 | -0.0081446 | 2.3371e-05 | 1.4635e-05 | 0.049192 | 0.049193 | 0.049193 | 0.97781 | -0.42593 | 0.97704 | -0.44103 | 13.5144
131 | 0.018267 | 0.0045812 | -0.018263 | -0.0045788 | 4.0111e-06 | 2.3935e-06 | 0.0278 | 0.0278 | 0.0278 | 0.97781 | -0.42593 | 0.97758 | -0.43054 | 7.6373
132 | -0.011651 | -0.00292 | 0.011657 | 0.0029231 | 5.8056e-06 | 3.0994e-06 | 0.017744 | 0.017744 | 0.017744 | 0.97705 | -0.44099 | 0.97758 | -0.43054 | 4.8748
133 | 0.0058118 | 0.0014566 | -0.0058115 | -0.0014565 | 3.0806e-07 | 6.5844e-08 | 0.0088512 | 0.0088512 | 0.0088512 | 0.97705 | -0.44099 | 0.97699 | -0.4421 | 2.4317
134 | 0.030308 | 0.0076484 | -0.030276 | -0.0076286 | 3.1684e-05 | 1.9782e-05 | 0.046177 | 0.046178 | 0.046178 | 0.97704 | -0.44103 | 0.97592 | -0.46289 | 12.6861
135 | 0.030276 | 0.0076286 | -0.030245 | -0.0076092 | 3.1042e-05 | 1.9382e-05 | 0.046178 | 0.046178 | 0.046178 | 0.97592 | -0.46289 | 0.97483 | -0.48435 | 12.6862
136 | -0.029258 | -0.0073559 | 0.029275 | 0.007366 | 1.6272e-05 | 1.0144e-05 | 0.044697 | 0.044696 | 0.044697 | 0.97424 | -0.49598 | 0.97483 | -0.48435 | 12.2793

## res_trafo
| p_hv_mw | q_hv_mvar | p_lv_mw | q_lv_mvar | pl_mw | ql_mvar | i_hv_ka | i_lv_ka | vm_hv_pu | va_hv_degree | vm_lv_pu | va_lv_degree | loading_percent
0 | -1.2729e-15 | -1.3162e-15 | 0.00165 | 1.2699e-07 | 0.00165 | 1.2699e-07 | 5.2857e-17 | 0.0023815 | 0.99998 | 149.9956 | 1 | 0 | 0.2619

## res_ext_grid
| p_mw | q_mvar
0 | 0.34038 | 0.087093

## res_load
| p_mw | q_mvar
0 | 0.0028275 | 0.00070864
1 | 0.0021861 | 0.00054788
2 | 0.0027583 | 0.00069128
3 | 0.0019259 | 0.00048267
4 | 0.0026316 | 0.00065953
5 | 0.00082692 | 0.00020724
6 | 0.002306 | 0.00057795
7 | 0.0014575 | 0.00036528
8 | 0.0010822 | 0.00027123
9 | 0.0032939 | 0.00082552
10 | 0.0029136 | 0.00073021
11 | 0.0010822 | 0.00027122
12 | 0.0015224 | 0.00038156
13 | 0.0019546 | 0.00048986
14 | 0.0028932 | 0.0007251
15 | 0.0024812 | 0.00062186
16 | 0.0023083 | 0.00057851
17 | 0.0025235 | 0.00063245
18 | 0.0039969 | 0.0010017
19 | 0.0021773 | 0.00054568
20 | 0.0029489 | 0.00073905
21 | 0.0020097 | 0.00050367
22 | 0.0026932 | 0.00067498
23 | 0.0028816 | 0.0007222
24 | 0.0029511 | 0.0007396
25 | 0.0024646 | 0.00061768
26 | 0.001546 | 0.00038747
27 | 0.0031353 | 0.00078579
28 | 0.007981 | 0.0020002
29 | 0.0042386 | 0.0010623
30 | 0.0052064 | 0.0013049
31 | 0.00092798 | 0.00023257
32 | 0.0041084 | 0.0010297
33 | 0.0015636 | 0.00039188
34 | 0.0018918 | 0.00047413
35 | 0.0032606 | 0.00081718
36 | 0.0071542 | 0.001793
37 | 0.0016152 | 0.0004048
38 | 0.0030243 | 0.00075796
39 | 0.0039897 | 0.00099993
40 | 0.0045951 | 0.0011516
41 | 0.0023216 | 0.00058185
42 | 0.0022458 | 0.00056285
43 | 0.0010185 | 0.00025525
44 | 0.0044188 | 0.0011074
45 | 0.0020037 | 0.00050217
46 | 0.0012244 | 0.00030687
47 | 0.0035945 | 0.00090086
48 | 0.0010325 | 0.00025877
49 | 0.0018273 | 0.00045797
50 | 0.0048968 | 0.0012273
51 | 0.0013435 | 0.00033671
52 | 0.0022352 | 0.0005602
53 | 0.003113 | 0.0007802
54 | 0.0019489 | 0.00048844
55 | 0.0083489 | 0.0020924
56 | 0.0040369 | 0.0010118
57 | 0.0035972 | 0.00090153
58 | 0.00054054 | 0.00013547
59 | 0.0047884 | 0.0012001
60 | 0.0057312 | 0.0014364
61 | 0.001412 | 0.00035389
62 | 0.001175 | 0.00029449
63 | 0.0014902 | 0.00037349
64 | 0.0010597 | 0.00026558
65 | 0.0020552 | 0.00051508
66 | 0.0029496 | 0.00073923
67 | 0.0014889 | 0.00037316
68 | 0.00090526 | 0.00022688
69 | 0.0020506 | 0.00051393
70 | 0.00097078 | 0.0002433
71 | 0.00063269 | 0.00015857
72 | 0.001789 | 0.00044837
73 | 0.00070427 | 0.00017651
74 | 0.0021894 | 0.00054872
75 | 0.00096282 | 0.00024131
76 | 0.0022474 | 0.00056324
77 | 0.0088366 | 0.0022147
78 | 0.00069205 | 0.00017344
79 | 0.00086883 | 0.00021775
80 | 0.0010694 | 0.00026803
81 | 0.0015385 | 0.00038559
82 | 0.007042 | 0.0017649
83 | 0.0011122 | 0.00027875
84 | 0.0010471 | 0.00026243
85 | 0.0011385 | 0.00028534
86 | 0.0011221 | 0.00028124
87 | 0.0039939 | 0.001001
88 | 0.0022171 | 0.00055566
89 | 0.00094561 | 0.00023699
90 | 0.0038821 | 0.00097296
91 | 0.0028314 | 0.00070962
92 | 0.0025745 | 0.00064522
93 | 0.0034024 | 0.00085273
94 | 0.0034849 | 0.0008734
95 | 0.0022606 | 0.00056655
96 | 0.0056203 | 0.0014086
97 | 0.0031572 | 0.00079127
98 | 0.004319 | 0.0010824
99 | 0.0031397 | 0.00078688
100 | 0.016399 | 0.0041099
101 | 0.005797 | 0.0014529
102 | 0.013994 | 0.0035073
103 | 0.0059545 | 0.0014923
104 | 0.0023519 | 0.00058944
105 | 0.0058393 | 0.0014635
106 | 0.0066063 | 0.0016557
107 | 0.0058115 | 0.0014565
108 | 0.0019798 | 0.00049618
109 | 0.0012352 | 0.00030957
110 | 0.00097043 | 0.00024321

## dtypes
| element | column | dtype
0 | bus | name | object
1 | bus | vn_kv | float64
2 | bus | type | object
3 | bus | zone | object
4 | bus | in_service | bool
5 | load | name | object
6 | load | bus | uint32
7 | load | p_mw | float64
8 | load | q_mvar | float64
9 | load | const_z_percent | float64
10 | load | const_i_percent | float64
11 | load | sn_mva | float64
12 | load | scaling | float64
13 | load | in_service | bool
14 | load | type | object
15 | ext_grid | name | object
16 | ext_grid | bus | uint32
17 | ext_grid | vm_pu | float64
18 | ext_grid | va_degree | float64
19 | ext_grid | slack_weight | float64
20 | ext_grid | in_service | bool
21 | line | name | object
22 | line | std_type | object
23 | line | from_bus | uint32
24 | line | to_bus | uint32
25 | line | length_km | float64
26 | line | r_ohm_per_km | float64
27 | line | x_ohm_per_km | float64
28 | line | c_nf_per_km | float64
29 | line | g_us_per_km | float64
30 | line | max_i_ka | float64
31 | line | df | float64
32 | line | parallel | uint32
33 | line | type | object
34 | line | in_service | bool
35 | trafo | name | object
36 | trafo | std_type | object
37 | trafo | hv_bus | uint32
38 | trafo | lv_bus | uint32
39 | trafo | sn_mva | float64
40 | trafo | vn_hv_kv | float64
41 | trafo | vn_lv_kv | float64
42 | trafo | vk_percent | float64
43 | trafo | vkr_percent | float64
44 | trafo | pfe_kw | float64
45 | trafo | i0_percent | float64
46 | trafo | shift_degree | float64
47 | trafo | tap_side | object
48 | trafo | tap_neutral | int32
49 | trafo | tap_min | int32
50 | trafo | tap_max | int32
51 | trafo | tap_step_percent | float64
52 | trafo | tap_step_degree | float64
53 | trafo | tap_pos | int32
54 | trafo | tap_phase_shifter | bool
55 | trafo | parallel | uint32
56 | trafo | df | float64
57 | trafo | in_service | bool
58 | line_geodata | coords | object
59 | bus_geodata | x | float64
60 | bus_geodata | y | float64
61 | bus_geodata | coords | object
62 | res_bus | vm_pu | float64
63 | res_bus | va_degree | float64
64 | res_bus | p_mw | float64
65 | res_bus | q_mvar | float64
66 | res_line | p_from_mw | float64
67 | res_line | q_from_mvar | float64
68 | res_line | p_to_mw | float64
69 | res_line | q_to_mvar | float64
70 | res_line | pl_mw | float64
71 | res_line | ql_mvar | float64
72 | res_line | i_from_ka | float64
73 | res_line | i_to_ka | float64
74 | res_line | i_ka | float64
75 | res_line | vm_from_pu | float64
76 | res_line | va_from_degree | float64
77 | res_line | vm_to_pu | float64
78 | res_line | va_to_degree | float64
79 | res_line | loading_percent | float64
80 | res_trafo | p_hv_mw | float64
81 | res_trafo | q_hv_mvar | float64
82 | res_trafo | p_lv_mw | float64
83 | res_trafo | q_lv_mvar | float64
84 | res_trafo | pl_mw | float64
85 | res_trafo | ql_mvar | float64
86 | res_trafo | i_hv_ka | float64
87 | res_trafo | i_lv_ka | float64
88 | res_trafo | vm_hv_pu | float64
89 | res_trafo | va_hv_degree | float64
90 | res_trafo | vm_lv_pu | float64
91 | res_trafo | va_lv_degree | float64
92 | res_trafo | loading_percent | float64
93 | res_ext_grid | p_mw | float64
94 | res_ext_grid | q_mvar | float64
95 | res_load | p_mw | float64
96 | res_load | q_mvar | float64

## parameters
| version | format_version | converged | OPF_converged | name | f_hz | sn_mva
0 | 2.14.6 | 2.14.0 | TRUE | FALSE |  | 50 | 1