## bus
| name | vn_kv | type | zone | in_service
0 | bus_LV_2149-2_1_4_node_4 | 0.4 | n |  | TRUE
1 | bus_LV_2149-2_1_4_node_5 | 0.4 | n |  | TRUE
2 | bus_LV_2149-2_1_4_node_6 | 0.4 | n |  | TRUE
3 | bus_LV_2149-2_1_4_node_8 | 0.4 | n |  | TRUE
4 | bus_LV_2149-2_1_4_node_9 | 0.4 | n |  | TRUE
5 | bus_LV_2149-2_1_4_node_10 | 0.4 | n |  | TRUE
6 | bus_LV_2149-2_1_4_node_28 | 0.4 | n |  | TRUE
7 | bus_LV_2149-2_1_4_node_60 | 0.4 | n |  | TRUE
8 | bus_LV_2149-2_1_4_node_29 | 0.4 | n |  | TRUE
9 | bus_LV_2149-2_1_4_node_61 | 0.4 | n |  | TRUE
10 | bus_LV_2149-2_1_4_node_44 | 0.4 | n |  | TRUE
11 | bus_LV_2149-2_1_4_node_49 | 0.4 | n |  | TRUE
12 | bus_LV_2149-2_1_4_node_35 | 0.4 | n |  | TRUE
13 | bus_LV_2149-2_1_4_node_30 | 0.4 | n |  | TRUE
14 | bus_LV_2149-2_1_4_node_31 | 0.4 | n |  | TRUE
15 | bus_LV_2149-2_1_4_node_32 | 0.4 | n |  | TRUE
16 | bus_LV_2149-2_1_4_node_136 | 0.4 | n |  | TRUE
17 | bus_LV_2149-2_1_4_node_133 | 0.4 | n |  | TRUE
18 | bus_LV_2149-2_1_4_node_220 | 0.4 | n |  | TRUE
19 | bus_LV_2149-2_1_4_node_119 | 0.4 | n |  | TRUE
20 | bus_LV_2149-2_1_4_node_134 | 0.4 | n |  | TRUE
21 | bus_LV_2149-2_1_4_node_67 | 0.4 | n |  | TRUE
22 | bus_LV_2149-2_1_4_node_68 | 0.4 | n |  | TRUE
23 | bus_LV_2149-2_1_4_node_69 | 0.4 | n |  | TRUE
24 | bus_LV_2149-2_1_4_node_122 | 0.4 | n |  | TRUE
25 | bus_LV_2149-2_1_4_node_70 | 0.4 | n |  | TRUE
26 | bus_LV_2149-2_1_4_node_84 | 0.4 | n |  | TRUE
27 | bus_LV_2149-2_1_4_node_85 | 0.4 | n |  | TRUE
28 | bus_LV_2149-2_1_4_node_86 | 0.4 | n |  | TRUE
29 | bus_LV_2149-2_1_4_node_71 | 0.4 | n |  | TRUE
30 | bus_LV_2149-2_1_4_node_72 | 0.4 | n |  | TRUE
31 | bus_LV_2149-2_1_4_node_73 | 0.4 | n |  | TRUE
32 | bus_LV_2149-2_1_4_node_76 | 0.4 | n |  | TRUE
33 | bus_LV_2149-2_1_4_node_74 | 0.4 | n |  | TRUE
34 | bus_LV_2149-2_1_4_node_217 | 0.4 | n |  | TRUE
35 | bus_LV_2149-2_1_4_node_176 | 0.4 | n |  | TRUE
36 | bus_LV_2149-2_1_4_node_106 | 0.4 | n |  | TRUE
37 | bus_LV_2149-2_1_4_node_174 | 0.4 | n |  | TRUE
38 | bus_LV_2149-2_1_4_node_175 | 0.4 | n |  | TRUE
39 | bus_LV_2149-2_1_4_node_82 | 0.4 | n |  | TRUE
40 | bus_LV_2149-2_1_4_node_83 | 0.4 | n |  | TRUE
41 | bus_LV_2149-2_1_4_node_80 | 0.4 | n |  | TRUE
42 | bus_LV_2149-2_1_4_node_123 | 0.4 | n |  | TRUE
43 | bus_LV_2149-2_1_4_node_77 | 0.4 | n |  | TRUE
44 | bus_LV_2149-2_1_4_node_78 | 0.4 | n |  | TRUE
45 | bus_LV_2149-2_1_4_node_79 | 0.4 | n |  | TRUE
46 | bus_LV_2149-2_1_4_node_92 | 0.4 | n |  | TRUE
47 | bus_LV_2149-2_1_4_node_81 | 0.4 | n |  | TRUE
48 | bus_LV_2149-2_1_4_node_100 | 0.4 | n |  | TRUE
49 | bus_LV_2149-2_1_4_node_99 | 0.4 | n |  | TRUE
50 | bus_LV_2149-2_1_4_node_139 | 0.4 | n |  | TRUE
51 | bus_LV_2149-2_1_4_node_138 | 0.4 | n |  | TRUE
52 | bus_LV_2149-2_1_4_node_101 | 0.4 | n |  | TRUE
53 | bus_LV_2149-2_1_4_node_102 | 0.4 | n |  | TRUE
54 | bus_LV_2149-2_1_4_node_213 | 0.4 | n |  | TRUE
55 | bus_LV_2149-2_1_4_node_116 | 0.4 | n |  | TRUE
56 | bus_LV_2149-2_1_4_node_118 | 0.4 | n |  | TRUE
57 | bus_LV_2149-2_1_4_node_115 | 0.4 | n |  | TRUE
58 | bus_LV_2149-2_1_4_node_117 | 0.4 | n |  | TRUE
59 | bus_LV_2149-2_1_4_node_120 | 0.4 | n |  | TRUE
60 | bus_LV_2149-2_1_4_node_185 | 0.4 | n |  | TRUE
61 | bus_LV_2149-2_1_4_node_182 | 0.4 | n |  | TRUE
62 | bus_LV_2149-2_1_4_node_151 | 0.4 | n |  | TRUE
63 | bus_LV_2149-2_1_4_node_256 | 0.4 | n |  | TRUE
64 | bus_LV_2149-2_1_4_node_218 | 0.4 | n |  | TRUE
65 | bus_LV_2149-2_1_4_node_172 | 0.4 | n |  | TRUE
66 | bus_LV_2149-2_1_4_node_154 | 0.4 | n |  | TRUE
67 | bus_LV_2149-2_1_4_node_149 | 0.4 | n |  | TRUE
68 | bus_LV_2149-2_1_4_node_126 | 0.4 | n |  | TRUE
69 | bus_LV_2149-2_1_4_node_127 | 0.4 | n |  | TRUE
70 | bus_LV_2149-2_1_4_node_128 | 0.4 | n |  | TRUE
71 | bus_LV_2149-2_1_4_node_129 | 0.4 | n |  | TRUE
72 | bus_LV_2149-2_1_4_node_130 | 0.4 | n |  | TRUE
73 | bus_LV_2149-2_1_4_node_204 | 0.4 | n |  | TRUE
74 | bus_LV_2149-2_1_4_node_146 | 0.4 | n |  | TRUE
75 | bus_LV_2149-2_1_4_node_199 | 0.4 | n |  | TRUE
76 | bus_LV_2149-2_1_4_node_148 | 0.4 | n |  | TRUE
77 | bus_LV_2149-2_1_4_node_144 | 0.4 | n |  | TRUE
78 | bus_LV_2149-2_1_4_node_135 | 0.4 | n |  | TRUE
79 | bus_LV_2149-2_1_4_node_137 | 0.4 | n |  | TRUE
80 | bus_LV_2149-2_1_4_node_254 | 0.4 | n |  | TRUE
81 | bus_LV_2149-2_1_4_node_255 | 0.4 | n |  | TRUE
82 | bus_LV_2149-2_1_4_node_216 | 0.4 | n |  | TRUE
83 | bus_LV_2149-2_1_4_node_140 | 0.4 | n |  | TRUE
84 | bus_LV_2149-2_1_4_node_141 | 0.4 | n |  | TRUE
85 | bus_LV_2149-2_1_4_node_142 | 0.4 | n |  | TRUE
86 | bus_LV_2149-2_1_4_node_143 | 0.4 | n |  | TRUE
87 | bus_LV_2149-2_1_4_node_162 | 0.4 | n |  | TRUE
88 | bus_LV_2149-2_1_4_node_163 | 0.4 | n |  | TRUE
89 | bus_LV_2149-2_1_4_node_145 | 0.4 | n |  | TRUE
90 | bus_LV_2149-2_1_4_node_147 | 0.4 | n |  | TRUE
91 | bus_LV_2149-2_1_4_node_156 | 0.4 | n |  | TRUE
92 | bus_LV_2149-2_1_4_node_167 | 0.4 | n |  | TRUE
93 | bus_LV_2149-2_1_4_node_155 | 0.4 | n |  | TRUE
94 | bus_LV_2149-2_1_4_node_168 | 0.4 | n |  | TRUE
95 | bus_LV_2149-2_1_4_node_169 | 0.4 | n |  | TRUE
96 | bus_LV_2149-2_1_4_node_150 | 0.4 | n |  | TRUE
97 | bus_LV_2149-2_1_4_node_152 | 0.4 | n |  | TRUE
98 | bus_LV_2149-2_1_4_node_153 | 0.4 | n |  | TRUE
99 | bus_LV_2149-2_1_4_node_170 | 0.4 | n |  | TRUE
100 | bus_LV_2149-2_1_4_node_158 | 0.4 | n |  | TRUE
101 | bus_LV_2149-2_1_4_node_165 | 0.4 | n |  | TRUE
102 | bus_LV_2149-2_1_4_node_171 | 0.4 | n |  | TRUE
103 | bus_LV_2149-2_1_4_node_202 | 0.4 | n |  | TRUE
104 | bus_LV_2149-2_1_4_node_157 | 0.4 | n |  | TRUE
105 | bus_LV_2149-2_1_4_node_164 | 0.4 | n |  | TRUE
106 | bus_LV_2149-2_1_4_node_200 | 0.4 | n |  | TRUE
107 | bus_LV_2149-2_1_4_node_159 | 0.4 | n |  | TRUE
108 | bus_LV_2149-2_1_4_node_253 | 0.4 | n |  | TRUE
109 | bus_LV_2149-2_1_4_node_244 | 0.4 | n |  | TRUE
110 | bus_LV_2149-2_1_4_node_208 | 0.4 | n |  | TRUE
111 | bus_LV_2149-2_1_4_node_245 | 0.4 | n |  | TRUE
112 | bus_LV_2149-2_1_4_node_246 | 0.4 | n |  | TRUE
113 | bus_LV_2149-2_1_4_node_247 | 0.4 | n |  | TRUE
114 | bus_LV_2149-2_1_4_node_252 | 0.4 | n |  | TRUE
115 | bus_LV_2149-2_1_4_node_251 | 0.4 | n |  | TRUE
116 | bus_LV_2149-2_1_4_node_160 | 0.4 | n |  | TRUE
117 | bus_LV_2149-2_1_4_node_161 | 0.4 | n |  | TRUE
118 | bus_LV_2149-2_1_4_node_173 | 0.4 | n |  | TRUE
119 | bus_LV_2149-2_1_4_node_248 | 0.4 | n |  | TRUE
120 | bus_LV_2149-2_1_4_node_166 | 0.4 | n |  | TRUE
121 | bus_LV_2149-2_1_4_node_191 | 0.4 | n |  | TRUE
122 | bus_LV_2149-2_1_4_node_192 | 0.4 | n |  | TRUE
123 | bus_LV_2149-2_1_4_node_180 | 0.4 | n |  | TRUE
124 | bus_LV_2149-2_1_4_node_179 | 0.4 | n |  | TRUE
125 | bus_LV_2149-2_1_4_node_249 | 0.4 | n |  | TRUE
126 | bus_LV_2149-2_1_4_node_214 | 0.4 | n |  | TRUE
127 | bus_LV_2149-2_1_4_node_215 | 0.4 | n |  | TRUE
128 | bus_LV_2149-2_1_4_node_177 | 0.4 | n |  | TRUE
129 | bus_LV_2149-2_1_4_node_178 | 0.4 | n |  | TRUE
130 | bus_LV_2149-2_1_4_node_181 | 0.4 | n |  | TRUE
131 | bus_LV_2149-2_1_4_node_206 | 0.4 | n |  | TRUE
132 | bus_LV_2149-2_1_4_node_205 | 0.4 | n |  | TRUE
133 | bus_LV_2149-2_1_4_node_219 | 0.4 | n |  | TRUE
134 | bus_LV_2149-2_1_4_node_195 | 0.4 | n |  | TRUE
135 | bus_LV_2149-2_1_4_node_196 | 0.4 | n |  | TRUE
136 | bus_LV_2149-2_1_4_node_197 | 0.4 | n |  | TRUE
137 | bus_LV_2149-2_1_4_node_198 | 0.4 | n |  | TRUE
138 | bus_LV_2149-2_1_4_node_201 | 0.4 | n |  | TRUE
139 | bus_LV_2149-2_1_4_node_203 | 0.4 | n |  | TRUE
140 | bus_LV_2149-2_1_4_node_212 | 0.4 | n |  | TRUE
141 | bus_LV_2149-2_1_4_node_207 | 0.4 | n |  | TRUE
142 | bus_LV_2149-2_1_4_node_250 | 0.4 | n |  | TRUE
143 | bus_MV_27_0_node_14 | 20 | n |  | TRUE

## load
| name | bus | p_mw | q_mvar | const_z_percent | const_i_percent | sn_mva | scaling | in_service | type
0 | LV_2149-2_1_4_load_4 | 0 | 0.0012288 | 0.00030798 | 0 | 0 |  | 1 | TRUE | wye
1 | LV_2149-2_1_4_load_5 | 1 | 0.0060362 | 0.0015128 | 0 | 0 |  | 1 | TRUE | wye
2 | LV_2149-2_1_4_load_8 | 3 | 0.0013601 | 0.00034086 | 0 | 0 |  | 1 | TRUE | wye
3 | LV_2149-2_1_4_load_9 | 4 | 0.00071438 | 0.00017904 | 0 | 0 |  | 1 | TRUE | wye
4 | LV_2149-2_1_4_load_10 | 5 | 0.0092501 | 0.0023183 | 0 | 0 |  | 1 | TRUE | wye
5 | LV_2149-2_1_4_load_28 | 6 | 0.00046807 | 0.00011731 | 0 | 0 |  | 1 | TRUE | wye
6 | LV_2149-2_1_4_load_49 | 11 | 0.00073051 | 0.00018308 | 0 | 0 |  | 1 | TRUE | wye
7 | LV_2149-2_1_4_load_30 | 13 | 0.0018451 | 0.00046244 | 0 | 0 |  | 1 | TRUE | wye
8 | LV_2149-2_1_4_load_31 | 14 | 0.001786 | 0.00044761 | 0 | 0 |  | 1 | TRUE | wye
9 | LV_2149-2_1_4_load_32 | 15 | 0.0030657 | 0.00076833 | 0 | 0 |  | 1 | TRUE | wye
10 | LV_2149-2_1_4_load_133 | 17 | 0.0040773 | 0.0010219 | 0 | 0 |  | 1 | TRUE | wye
11 | LV_2149-2_1_4_load_220 | 18 | 0.0012557 | 0.0003147 | 0 | 0 |  | 1 | TRUE | wye
12 | LV_2149-2_1_4_load_119 | 19 | 0.0010039 | 0.00025161 | 0 | 0 |  | 1 | TRUE | wye
13 | LV_2149-2_1_4_load_134 | 20 | 0.0024903 | 0.00062413 | 0 | 0 |  | 1 | TRUE | wye
14 | LV_2149-2_1_4_load_67 | 21 | 0.0027341 | 0.00068522 | 0 | 0 |  | 1 | TRUE | wye
15 | LV_2149-2_1_4_load_68 | 22 | 0.00074506 | 0.00018673 | 0 | 0 |  | 1 | TRUE | wye
16 | LV_2149-2_1_4_load_69 | 23 | 0.0022697 | 0.00056885 | 0 | 0 |  | 1 | TRUE | wye
17 | LV_2149-2_1_4_load_122 | 24 | 0.0060737 | 0.0015222 | 0 | 0 |  | 1 | TRUE | wye
18 | LV_2149-2_1_4_load_85 | 27 | 0.0016387 | 0.00041071 | 0 | 0 |  | 1 | TRUE | wye
19 | LV_2149-2_1_4_load_86 | 28 | 0.0091907 | 0.0023034 | 0 | 0 |  | 1 | TRUE | wye
20 | LV_2149-2_1_4_load_71 | 29 | 0.0016329 | 0.00040924 | 0 | 0 |  | 1 | TRUE | wye
21 | LV_2149-2_1_4_load_72 | 30 | 0.00039274 | 9.8429e-05 | 0 | 0 |  | 1 | TRUE | wye
22 | LV_2149-2_1_4_load_73 | 31 | 0.00086409 | 0.00021656 | 0 | 0 |  | 1 | TRUE | wye
23 | LV_2149-2_1_4_load_76 | 32 | 0.0015337 | 0.00038439 | 0 | 0 |  | 1 | TRUE | wye
24 | LV_2149-2_1_4_load_74 | 33 | 0.001407 | 0.00035263 | 0 | 0 |  | 1 | TRUE | wye
25 | LV_2149-2_1_4_load_217 | 34 | 0.0036056 | 0.00090366 | 0 | 0 |  | 1 | TRUE | wye
26 | LV_2149-2_1_4_load_106 | 36 | 0.00060558 | 0.00015177 | 0 | 0 |  | 1 | TRUE | wye
27 | LV_2149-2_1_4_load_174 | 37 | 0.002533 | 0.00063483 | 0 | 0 |  | 1 | TRUE | wye
28 | LV_2149-2_1_4_load_82 | 39 | 0.0012174 | 0.00030512 | 0 | 0 |  | 1 | TRUE | wye
29 | LV_2149-2_1_4_load_83 | 40 | 0.0061872 | 0.0015507 | 0 | 0 |  | 1 | TRUE | wye
30 | LV_2149-2_1_4_load_80 | 41 | 0.0027498 | 0.00068916 | 0 | 0 |  | 1 | TRUE | wye
31 | LV_2149-2_1_4_load_123 | 42 | 0.0082903 | 0.0020777 | 0 | 0 |  | 1 | TRUE | wye
32 | LV_2149-2_1_4_load_77 | 43 | 0.0043556 | 0.0010916 | 0 | 0 |  | 1 | TRUE | wye
33 | LV_2149-2_1_4_load_79 | 45 | 0.0045986 | 0.0011525 | 0 | 0 |  | 1 | TRUE | wye
34 | LV_2149-2_1_4_load_92 | 46 | 0.0037234 | 0.00093318 | 0 | 0 |  | 1 | TRUE | wye
35 | LV_2149-2_1_4_load_81 | 47 | 0.00030426 | 7.6255e-05 | 0 | 0 |  | 1 | TRUE | wye
36 | LV_2149-2_1_4_load_100 | 48 | 0.013643 | 0.0034193 | 0 | 0 |  | 1 | TRUE | wye
37 | LV_2149-2_1_4_load_139 | 50 | 0.0026853 | 0.00067301 | 0 | 0 |  | 1 | TRUE | wye
38 | LV_2149-2_1_4_load_138 | 51 | 0.0023739 | 0.00059494 | 0 | 0 |  | 1 | TRUE | wye
39 | LV_2149-2_1_4_load_101 | 52 | 0.0061249 | 0.001535 | 0 | 0 |  | 1 | TRUE | wye
40 | LV_2149-2_1_4_load_102 | 53 | 0.0058532 | 0.001467 | 0 | 0 |  | 1 | TRUE | wye
41 | LV_2149-2_1_4_load_213 | 54 | 0.0017489 | 0.0004383 | 0 | 0 |  | 1 | TRUE | wye
42 | LV_2149-2_1_4_load_115 | 57 | 0.0056164 | 0.0014076 | 0 | 0 |  | 1 | TRUE | wye
43 | LV_2149-2_1_4_load_185 | 60 | 0.0037621 | 0.00094288 | 0 | 0 |  | 1 | TRUE | wye
44 | LV_2149-2_1_4_load_182 | 61 | 0.002882 | 0.00072231 | 0 | 0 |  | 1 | TRUE | wye
45 | LV_2149-2_1_4_load_256 | 63 | 0.0026629 | 0.00066738 | 0 | 0 |  | 1 | TRUE | wye
46 | LV_2149-2_1_4_load_218 | 64 | 0.0033924 | 0.00085021 | 0 | 0 |  | 1 | TRUE | wye
47 | LV_2149-2_1_4_load_154 | 66 | 0.0043443 | 0.0010888 | 0 | 0 |  | 1 | TRUE | wye
48 | LV_2149-2_1_4_load_149 | 67 | 0.0051151 | 0.001282 | 0 | 0 |  | 1 | TRUE | wye
49 | LV_2149-2_1_4_load_126 | 68 | 0.0036879 | 0.00092428 | 0 | 0 |  | 1 | TRUE | wye
50 | LV_2149-2_1_4_load_127 | 69 | 0.0039347 | 0.00098612 | 0 | 0 |  | 1 | TRUE | wye
51 | LV_2149-2_1_4_load_128 | 70 | 0.0030907 | 0.0007746 | 0 | 0 |  | 1 | TRUE | wye
52 | LV_2149-2_1_4_load_129 | 71 | 0.0031463 | 0.00078855 | 0 | 0 |  | 1 | TRUE | wye
53 | LV_2149-2_1_4_load_130 | 72 | 0.0018341 | 0.00045968 | 0 | 0 |  | 1 | TRUE | wye
54 | LV_2149-2_1_4_load_204 | 73 | 0.0020914 | 0.00052415 | 0 | 0 |  | 1 | TRUE | wye
55 | LV_2149-2_1_4_load_199 | 75 | 0.002135 | 0.00053509 | 0 | 0 |  | 1 | TRUE | wye
56 | LV_2149-2_1_4_load_148 | 76 | 0.0016798 | 0.00042099 | 0 | 0 |  | 1 | TRUE | wye
57 | LV_2149-2_1_4_load_144 | 77 | 0.002039 | 0.00051101 | 0 | 0 |  | 1 | TRUE | wye
58 | LV_2149-2_1_4_load_135 | 78 | 0.0026115 | 0.00065449 | 0 | 0 |  | 1 | TRUE | wye
59 | LV_2149-2_1_4_load_137 | 79 | 0.0031861 | 0.00079852 | 0 | 0 |  | 1 | TRUE | wye
60 | LV_2149-2_1_4_load_255 | 81 | 0.0012569 | 0.00031502 | 0 | 0 |  | 1 | TRUE | wye
61 | LV_2149-2_1_4_load_216 | 82 | 0.0060533 | 0.0015171 | 0 | 0 |  | 1 | TRUE | wye
62 | LV_2149-2_1_4_load_140 | 83 | 0.0018427 | 0.00046183 | 0 | 0 |  | 1 | TRUE | wye
63 | LV_2149-2_1_4_load_141 | 84 | 0.0024355 | 0.0006104 | 0 | 0 |  | 1 | TRUE | wye
64 | LV_2149-2_1_4_load_142 | 85 | 0.0016655 | 0.00041742 | 0 | 0 |  | 1 | TRUE | wye
65 | LV_2149-2_1_4_load_143 | 86 | 0.0034715 | 0.00087005 | 0 | 0 |  | 1 | TRUE | wye
66 | LV_2149-2_1_4_load_163 | 88 | 0.0044198 | 0.0011077 | 0 | 0 |  | 1 | TRUE | wye
67 | LV_2149-2_1_4_load_145 | 89 | 0.0026058 | 0.00065308 | 0 | 0 |  | 1 | TRUE | wye
68 | LV_2149-2_1_4_load_147 | 90 | 0.002964 | 0.00074286 | 0 | 0 |  | 1 | TRUE | wye
69 | LV_2149-2_1_4_load_156 | 91 | 0.0038211 | 0.00095766 | 0 | 0 |  | 1 | TRUE | wye
70 | LV_2149-2_1_4_load_155 | 93 | 0.0030701 | 0.00076944 | 0 | 0 |  | 1 | TRUE | wye
71 | LV_2149-2_1_4_load_168 | 94 | 0.0012602 | 0.00031584 | 0 | 0 |  | 1 | TRUE | wye
72 | LV_2149-2_1_4_load_169 | 95 | 0.0013119 | 0.00032879 | 0 | 0 |  | 1 | TRUE | wye
73 | LV_2149-2_1_4_load_152 | 97 | 0.0022377 | 0.00056081 | 0 | 0 |  | 1 | TRUE | wye
74 | LV_2149-2_1_4_load_153 | 98 | 0.0036516 | 0.00091519 | 0 | 0 |  | 1 | TRUE | wye
75 | LV_2149-2_1_4_load_170 | 99 | 0.0045504 | 0.0011404 | 0 | 0 |  | 1 | TRUE | wye
76 | LV_2149-2_1_4_load_165 | 101 | 0.0015079 | 0.00037792 | 0 | 0 |  | 1 | TRUE | wye
77 | LV_2149-2_1_4_load_171 | 102 | 0.0043801 | 0.0010978 | 0 | 0 |  | 1 | TRUE | wye
78 | LV_2149-2_1_4_load_202 | 103 | 0.0030592 | 0.00076672 | 0 | 0 |  | 1 | TRUE | wye
79 | LV_2149-2_1_4_load_164 | 105 | 0.0020396 | 0.00051116 | 0 | 0 |  | 1 | TRUE | wye
80 | LV_2149-2_1_4_load_200 | 106 | 0.0025427 | 0.00063725 | 0 | 0 |  | 1 | TRUE | wye
81 | LV_2149-2_1_4_load_159 | 107 | 0.00066821 | 0.00016747 | 0 | 0 |  | 1 | TRUE | wye
82 | LV_2149-2_1_4_load_253 | 108 | 0.001308 | 0.00032781 | 0 | 0 |  | 1 | TRUE | wye
83 | LV_2149-2_1_4_load_244 | 109 | 0.0013753 | 0.00034469 | 0 | 0 |  | 1 | TRUE | wye
84 | LV_2149-2_1_4_load_208 | 110 | 0.0016059 | 0.00040248 | 0 | 0 |  | 1 | TRUE | wye
85 | LV_2149-2_1_4_load_246 | 112 | 0.00082792 | 0.0002075 | 0 | 0 |  | 1 | TRUE | wye
86 | LV_2149-2_1_4_load_252 | 114 | 0.00092131 | 0.0002309 | 0 | 0 |  | 1 | TRUE | wye
87 | LV_2149-2_1_4_load_251 | 115 | 0.00036891 | 9.2458e-05 | 0 | 0 |  | 1 | TRUE | wye
88 | LV_2149-2_1_4_load_160 | 116 | 0.00030413 | 7.6222e-05 | 0 | 0 |  | 1 | TRUE | wye
89 | LV_2149-2_1_4_load_161 | 117 | 0.0012145 | 0.00030438 | 0 | 0 |  | 1 | TRUE | wye
90 | LV_2149-2_1_4_load_248 | 119 | 0.0030534 | 0.00076527 | 0 | 0 |  | 1 | TRUE | wye
91 | LV_2149-2_1_4_load_166 | 120 | 0.0033198 | 0.00083202 | 0 | 0 |  | 1 | TRUE | wye
92 | LV_2149-2_1_4_load_191 | 121 | 0.002356 | 0.00059046 | 0 | 0 |  | 1 | TRUE | wye
93 | LV_2149-2_1_4_load_192 | 122 | 0.0019654 | 0.00049259 | 0 | 0 |  | 1 | TRUE | wye
94 | LV_2149-2_1_4_load_180 | 123 | 0.0025115 | 0.00062945 | 0 | 0 |  | 1 | TRUE | wye
95 | LV_2149-2_1_4_load_249 | 125 | 0.0013811 | 0.00034615 | 0 | 0 |  | 1 | TRUE | wye
96 | LV_2149-2_1_4_load_214 | 126 | 0.0030625 | 0.00076754 | 0 | 0 |  | 1 | TRUE | wye
97 | LV_2149-2_1_4_load_215 | 127 | 0.0013904 | 0.00034847 | 0 | 0 |  | 1 | TRUE | wye
98 | LV_2149-2_1_4_load_177 | 128 | 0.00095403 | 0.0002391 | 0 | 0 |  | 1 | TRUE | wye
99 | LV_2149-2_1_4_load_178 | 129 | 0.00053799 | 0.00013483 | 0 | 0 |  | 1 | TRUE | wye
100 | LV_2149-2_1_4_load_181 | 130 | 0.0021377 | 0.00053575 | 0 | 0 |  | 1 | TRUE | wye
101 | LV_2149-2_1_4_load_206 | 131 | 0.0033821 | 0.00084763 | 0 | 0 |  | 1 | TRUE | wye
102 | LV_2149-2_1_4_load_205 | 132 | 0.0022932 | 0.00057474 | 0 | 0 |  | 1 | TRUE | wye
103 | LV_2149-2_1_4_load_219 | 133 | 0.0015159 | 0.00037991 | 0 | 0 |  | 1 | TRUE | wye
104 | LV_2149-2_1_4_load_195 | 134 | 0.0025905 | 0.00064924 | 0 | 0 |  | 1 | TRUE | wye
105 | LV_2149-2_1_4_load_196 | 135 | 0.00081153 | 0.00020339 | 0 | 0 |  | 1 | TRUE | wye
106 | LV_2149-2_1_4_load_197 | 136 | 0.0019393 | 0.00048604 | 0 | 0 |  | 1 | TRUE | wye
107 | LV_2149-2_1_4_load_198 | 137 | 0.0010047 | 0.0002518 | 0 | 0 |  | 1 | TRUE | wye
108 | LV_2149-2_1_4_load_201 | 138 | 0.0027377 | 0.00068614 | 0 | 0 |  | 1 | TRUE | wye
109 | LV_2149-2_1_4_load_203 | 139 | 0.0019147 | 0.00047987 | 0 | 0 |  | 1 | TRUE | wye
110 | LV_2149-2_1_4_load_212 | 140 | 0.0034201 | 0.00085716 | 0 | 0 |  | 1 | TRUE | wye
111 | LV_2149-2_1_4_load_207 | 141 | 0.0031574 | 0.00079131 | 0 | 0 |  | 1 | TRUE | wye
112 | LV_2149-2_1_4_load_250 | 142 | 0.00058939 | 0.00014771 | 0 | 0 |  | 1 | TRUE | wye

## ext_grid
| name | bus | vm_pu | va_degree | slack_weight | in_service
0 |  | 60 | 1 | 0 | 1 | TRUE

## line
| name | std_type | from_bus | to_bus | length_km | r_ohm_per_km | x_ohm_per_km | c_nf_per_km | g_us_per_km | max_i_ka | df | parallel | type | in_service
0 | LV_2149-2_1_4_line_0 |  | 0 | 1 | 0.011668 | 0.125 | 0.08 | 261 | 0 | 0.364 | 1 | 1 | cs | TRUE
1 | LV_2149-2_1_4_line_1 |  | 0 | 2 | 0.02308 | 0.125 | 0.08 | 261 | 0 | 0.364 | 1 | 1 | cs | TRUE
2 | LV_2149-2_1_4_line_2 |  | 2 | 3 | 0.053608 | 0.125 | 0.08 | 261 | 0 | 0.364 | 1 | 1 | cs | TRUE
3 | LV_2149-2_1_4_line_3 |  | 2 | 4 | 0.036918 | 0.125 | 0.08 | 261 | 0 | 0.364 | 1 | 1 | cs | TRUE
4 | LV_2149-2_1_4_line_4 |  | 2 | 5 | 0.048123 | 0.125 | 0.08 | 261 | 0 | 0.364 | 1 | 1 | cs | TRUE
5 | LV_2149-2_1_4_line_5 |  | 3 | 6 | 0.010386 | 0.125 | 0.08 | 261 | 0 | 0.364 | 1 | 1 | cs | TRUE
6 | LV_2149-2_1_4_line_6 |  | 5 | 7 | 0.01579 | 0.125 | 0.08 | 261 | 0 | 0.364 | 1 | 1 | cs | TRUE
7 | LV_2149-2_1_4_line_7 |  | 6 | 8 | 0.015226 | 0.125 | 0.08 | 261 | 0 | 0.364 | 1 | 1 | cs | TRUE
8 | LV_2149-2_1_4_line_8 |  | 7 | 9 | 0.037002 | 0.125 | 0.08 | 261 | 0 | 0.364 | 1 | 1 | cs | TRUE
9 | LV_2149-2_1_4_line_9 |  | 8 | 10 | 0.019006 | 0.125 | 0.08 | 261 | 0 | 0.364 | 1 | 1 | cs | TRUE
10 | LV_2149-2_1_4_line_10 |  | 9 | 16 | 0.077616 | 0.125 | 0.08 | 261 | 0 | 0.364 | 1 | 1 | cs | TRUE
11 | LV_2149-2_1_4_line_11 |  | 9 | 17 | 0.024726 | 0.125 | 0.08 | 261 | 0 | 0.364 | 1 | 1 | cs | TRUE
12 | LV_2149-2_1_4_line_12 |  | 10 | 11 | 0.054304 | 0.125 | 0.08 | 261 | 0 | 0.364 | 1 | 1 | cs | TRUE
13 | LV_2149-2_1_4_line_13 |  | 10 | 12 | 0.023856 | 0.125 | 0.08 | 261 | 0 | 0.364 | 1 | 1 | cs | TRUE
14 | LV_2149-2_1_4_line_14 |  | 12 | 15 | 0.0082817 | 0.125 | 0.08 | 261 | 0 | 0.364 | 1 | 1 | cs | TRUE
15 | LV_2149-2_1_4_line_15 |  | 13 | 14 | 0.037713 | 0.125 | 0.08 | 261 | 0 | 0.364 | 1 | 1 | cs | TRUE
16 | LV_2149-2_1_4_line_16 |  | 14 | 15 | 0.035141 | 0.125 | 0.08 | 261 | 0 | 0.364 | 1 | 1 | cs | TRUE
17 | LV_2149-2_1_4_line_17 |  | 16 | 18 | 0.025583 | 0.125 | 0.08 | 261 | 0 | 0.364 | 1 | 1 | cs | TRUE
18 | LV_2149-2_1_4_line_18 |  | 16 | 19 | 0.028925 | 0.125 | 0.08 | 261 | 0 | 0.364 | 1 | 1 | cs | TRUE
19 | LV_2149-2_1_4_line_19 |  | 17 | 20 | 0.0029988 | 0.125 | 0.08 | 261 | 0 | 0.364 | 1 | 1 | cs | TRUE
20 | LV_2149-2_1_4_line_20 |  | 18 | 82 | 0.0401 | 0.125 | 0.08 | 261 | 0 | 0.364 | 1 | 1 | cs | TRUE
21 | LV_2149-2_1_4_line_21 |  | 19 | 58 | 0.042008 | 0.125 | 0.08 | 261 | 0 | 0.364 | 1 | 1 | cs | TRUE
22 | LV_2149-2_1_4_line_22 |  | 20 | 78 | 0.063443 | 0.125 | 0.08 | 261 | 0 | 0.364 | 1 | 1 | cs | TRUE
23 | LV_2149-2_1_4_line_23 |  | 21 | 22 | 0.032153 | 0.125 | 0.08 | 261 | 0 | 0.364 | 1 | 1 | cs | TRUE
24 | LV_2149-2_1_4_line_24 |  | 21 | 23 | 0.021977 | 0.125 | 0.08 | 261 | 0 | 0.364 | 1 | 1 | cs | TRUE
25 | LV_2149-2_1_4_line_25 |  | 22 | 24 | 0.082571 | 0.125 | 0.08 | 261 | 0 | 0.364 | 1 | 1 | cs | TRUE
26 | LV_2149-2_1_4_line_26 |  | 23 | 25 | 0.090686 | 0.125 | 0.08 | 261 | 0 | 0.364 | 1 | 1 | cs | TRUE
27 | LV_2149-2_1_4_line_27 |  | 24 | 26 | 0.040006 | 0.125 | 0.08 | 261 | 0 | 0.364 | 1 | 1 | cs | TRUE
28 | LV_2149-2_1_4_line_28 |  | 25 | 27 | 0.029449 | 0.125 | 0.08 | 261 | 0 | 0.364 | 1 | 1 | cs | TRUE
29 | LV_2149-2_1_4_line_29 |  | 26 | 48 | 0.012116 | 0.125 | 0.08 | 261 | 0 | 0.364 | 1 | 1 | cs | TRUE
30 | LV_2149-2_1_4_line_30 |  | 26 | 40 | 0.019608 | 0.125 | 0.08 | 261 | 0 | 0.364 | 1 | 1 | cs | TRUE
31 | LV_2149-2_1_4_line_31 |  | 27 | 28 | 0.09725 | 0.125 | 0.08 | 261 | 0 | 0.364 | 1 | 1 | cs | TRUE
32 | LV_2149-2_1_4_line_32 |  | 28 | 46 | 0.10733 | 0.125 | 0.08 | 261 | 0 | 0.364 | 1 | 1 | cs | TRUE
33 | LV_2149-2_1_4_line_33 |  | 29 | 30 | 0.01651 | 0.125 | 0.08 | 261 | 0 | 0.364 | 1 | 1 | cs | TRUE
34 | LV_2149-2_1_4_line_34 |  | 29 | 31 | 0.093114 | 0.125 | 0.08 | 261 | 0 | 0.364 | 1 | 1 | cs | TRUE
35 | LV_2149-2_1_4_line_35 |  | 29 | 32 | 0.28372 | 0.125 | 0.08 | 261 | 0 | 0.364 | 1 | 1 | cs | TRUE
36 | LV_2149-2_1_4_line_36 |  | 30 | 33 | 0.028187 | 0.125 | 0.08 | 261 | 0 | 0.364 | 1 | 1 | cs | TRUE
37 | LV_2149-2_1_4_line_37 |  | 33 | 36 | 0.0088001 | 0.125 | 0.08 | 261 | 0 | 0.364 | 1 | 1 | cs | TRUE
38 | LV_2149-2_1_4_line_38 |  | 34 | 35 | 0.029485 | 0.125 | 0.08 | 261 | 0 | 0.364 | 1 | 1 | cs | TRUE
39 | LV_2149-2_1_4_line_39 |  | 35 | 126 | 0.0025144 | 0.125 | 0.08 | 261 | 0 | 0.364 | 1 | 1 | cs | TRUE
40 | LV_2149-2_1_4_line_40 |  | 35 | 38 | 0.014047 | 0.125 | 0.08 | 261 | 0 | 0.364 | 1 | 1 | cs | TRUE
41 | LV_2149-2_1_4_line_41 |  | 36 | 39 | 0.016345 | 0.125 | 0.08 | 261 | 0 | 0.364 | 1 | 1 | cs | TRUE
42 | LV_2149-2_1_4_line_42 |  | 37 | 38 | 0.030619 | 0.125 | 0.08 | 261 | 0 | 0.364 | 1 | 1 | cs | TRUE
43 | LV_2149-2_1_4_line_43 |  | 39 | 47 | 0.022125 | 0.125 | 0.08 | 261 | 0 | 0.364 | 1 | 1 | cs | TRUE
44 | LV_2149-2_1_4_line_44 |  | 40 | 41 | 0.1616 | 0.125 | 0.08 | 261 | 0 | 0.364 | 1 | 1 | cs | TRUE
45 | LV_2149-2_1_4_line_45 |  | 41 | 47 | 0.049473 | 0.125 | 0.08 | 261 | 0 | 0.364 | 1 | 1 | cs | TRUE
46 | LV_2149-2_1_4_line_46 |  | 42 | 43 | 0.34207 | 0.125 | 0.08 | 261 | 0 | 0.364 | 1 | 1 | cs | TRUE
47 | LV_2149-2_1_4_line_47 |  | 43 | 44 | 0.013758 | 0.125 | 0.08 | 261 | 0 | 0.364 | 1 | 1 | cs | TRUE
48 | LV_2149-2_1_4_line_48 |  | 44 | 45 | 0.048666 | 0.125 | 0.08 | 261 | 0 | 0.364 | 1 | 1 | cs | TRUE
49 | LV_2149-2_1_4_line_49 |  | 45 | 46 | 0.029783 | 0.125 | 0.08 | 261 | 0 | 0.364 | 1 | 1 | cs | TRUE
50 | LV_2149-2_1_4_line_50 |  | 48 | 49 | 0.023041 | 0.125 | 0.08 | 261 | 0 | 0.364 | 1 | 1 | cs | TRUE
51 | LV_2149-2_1_4_line_51 |  | 49 | 52 | 0.016493 | 0.125 | 0.08 | 261 | 0 | 0.364 | 1 | 1 | cs | TRUE
52 | LV_2149-2_1_4_line_52 |  | 49 | 53 | 0.02703 | 0.125 | 0.08 | 261 | 0 | 0.364 | 1 | 1 | cs | TRUE
53 | LV_2149-2_1_4_line_53 |  | 50 | 51 | 0.026068 | 0.125 | 0.08 | 261 | 0 | 0.364 | 1 | 1 | cs | TRUE
54 | LV_2149-2_1_4_line_54 |  | 51 | 79 | 0.027885 | 0.125 | 0.08 | 261 | 0 | 0.364 | 1 | 1 | cs | TRUE
55 | LV_2149-2_1_4_line_55 |  | 52 | 54 | 0.038121 | 0.125 | 0.08 | 261 | 0 | 0.364 | 1 | 1 | cs | TRUE
56 | LV_2149-2_1_4_line_56 |  | 53 | 55 | 0.023667 | 0.125 | 0.08 | 261 | 0 | 0.364 | 1 | 1 | cs | TRUE
57 | LV_2149-2_1_4_line_57 |  | 55 | 56 | 0.032798 | 0.125 | 0.08 | 261 | 0 | 0.364 | 1 | 1 | cs | TRUE
58 | LV_2149-2_1_4_line_58 |  | 55 | 57 | 0.0062988 | 0.125 | 0.08 | 261 | 0 | 0.364 | 1 | 1 | cs | TRUE
59 | LV_2149-2_1_4_line_59 |  | 56 | 60 | 0.024795 | 0.125 | 0.08 | 261 | 0 | 0.364 | 1 | 3 | cs | TRUE
60 | LV_2149-2_1_4_line_60 |  | 56 | 61 | 0.022943 | 0.125 | 0.08 | 261 | 0 | 0.364 | 1 | 3 | cs | TRUE
61 | LV_2149-2_1_4_line_61 |  | 58 | 59 | 0.013642 | 0.125 | 0.08 | 261 | 0 | 0.364 | 1 | 1 | cs | TRUE
62 | LV_2149-2_1_4_line_62 |  | 59 | 62 | 0.011779 | 0.125 | 0.08 | 261 | 0 | 0.364 | 1 | 1 | cs | TRUE
63 | LV_2149-2_1_4_line_63 |  | 59 | 63 | 0.027211 | 0.125 | 0.08 | 261 | 0 | 0.364 | 1 | 1 | cs | TRUE
64 | LV_2149-2_1_4_line_64 |  | 60 | 64 | 0.0025771 | 0.125 | 0.08 | 261 | 0 | 0.364 | 1 | 1 | cs | TRUE
65 | LV_2149-2_1_4_line_65 |  | 61 | 65 | 0.0054979 | 0.125 | 0.08 | 261 | 0 | 0.364 | 1 | 3 | cs | TRUE
66 | LV_2149-2_1_4_line_66 |  | 62 | 66 | 0.016039 | 0.125 | 0.08 | 261 | 0 | 0.364 | 1 | 1 | cs | TRUE
67 | LV_2149-2_1_4_line_67 |  | 62 | 67 | 0.018048 | 0.125 | 0.08 | 261 | 0 | 0.364 | 1 | 1 | cs | TRUE
68 | LV_2149-2_1_4_line_68 |  | 64 | 133 | 0.0078604 | 0.125 | 0.08 | 261 | 0 | 0.364 | 1 | 1 | cs | TRUE
69 | LV_2149-2_1_4_line_69 |  | 65 | 123 | 0.017999 | 0.125 | 0.08 | 261 | 0 | 0.364 | 1 | 1 | cs | TRUE
70 | LV_2149-2_1_4_line_70 |  | 65 | 102 | 0.046692 | 0.125 | 0.08 | 261 | 0 | 0.364 | 1 | 3 | cs | TRUE
71 | LV_2149-2_1_4_line_71 |  | 66 | 101 | 0.030192 | 0.125 | 0.08 | 261 | 0 | 0.364 | 1 | 1 | cs | TRUE
72 | LV_2149-2_1_4_line_72 |  | 67 | 96 | 0.025818 | 0.125 | 0.08 | 261 | 0 | 0.364 | 1 | 1 | cs | TRUE
73 | LV_2149-2_1_4_line_73 |  | 68 | 69 | 0.022729 | 0.125 | 0.08 | 261 | 0 | 0.364 | 1 | 3 | cs | TRUE
74 | LV_2149-2_1_4_line_74 |  | 68 | 70 | 0.0049836 | 0.125 | 0.08 | 261 | 0 | 0.364 | 1 | 3 | cs | TRUE
75 | LV_2149-2_1_4_line_75 |  | 69 | 71 | 0.0025825 | 0.125 | 0.08 | 261 | 0 | 0.364 | 1 | 3 | cs | TRUE
76 | LV_2149-2_1_4_line_76 |  | 70 | 72 | 0.021839 | 0.125 | 0.08 | 261 | 0 | 0.364 | 1 | 3 | cs | TRUE
77 | LV_2149-2_1_4_line_77 |  | 71 | 73 | 0.025429 | 0.125 | 0.08 | 261 | 0 | 0.364 | 1 | 2 | cs | TRUE
78 | LV_2149-2_1_4_line_78 |  | 72 | 74 | 0.010059 | 0.125 | 0.08 | 261 | 0 | 0.364 | 1 | 3 | cs | TRUE
79 | LV_2149-2_1_4_line_79 |  | 73 | 75 | 0.014169 | 0.125 | 0.08 | 261 | 0 | 0.364 | 1 | 1 | cs | TRUE
80 | LV_2149-2_1_4_line_80 |  | 74 | 76 | 0.0081212 | 0.125 | 0.08 | 261 | 0 | 0.364 | 1 | 1 | cs | TRUE
81 | LV_2149-2_1_4_line_81 |  | 74 | 77 | 0.034931 | 0.125 | 0.08 | 261 | 0 | 0.364 | 1 | 3 | cs | TRUE
82 | LV_2149-2_1_4_line_82 |  | 75 | 136 | 0.034696 | 0.125 | 0.08 | 261 | 0 | 0.364 | 1 | 1 | cs | TRUE
83 | LV_2149-2_1_4_line_83 |  | 76 | 92 | 0.051769 | 0.125 | 0.08 | 261 | 0 | 0.364 | 1 | 1 | cs | TRUE
84 | LV_2149-2_1_4_line_84 |  | 77 | 89 | 0.021351 | 0.125 | 0.08 | 261 | 0 | 0.364 | 1 | 3 | cs | TRUE
85 | LV_2149-2_1_4_line_85 |  | 78 | 79 | 0.033812 | 0.125 | 0.08 | 261 | 0 | 0.364 | 1 | 1 | cs | TRUE
86 | LV_2149-2_1_4_line_86 |  | 78 | 80 | 0.03658 | 0.125 | 0.08 | 261 | 0 | 0.364 | 1 | 1 | cs | TRUE
87 | LV_2149-2_1_4_line_87 |  | 80 | 81 | 0.057801 | 0.125 | 0.08 | 261 | 0 | 0.364 | 1 | 1 | cs | TRUE
88 | LV_2149-2_1_4_line_88 |  | 82 | 127 | 0.044125 | 0.125 | 0.08 | 261 | 0 | 0.364 | 1 | 1 | cs | TRUE
89 | LV_2149-2_1_4_line_89 |  | 83 | 84 | 0.0046983 | 0.125 | 0.08 | 261 | 0 | 0.364 | 1 | 1 | cs | TRUE
90 | LV_2149-2_1_4_line_90 |  | 83 | 85 | 0.025718 | 0.125 | 0.08 | 261 | 0 | 0.364 | 1 | 1 | cs | TRUE
91 | LV_2149-2_1_4_line_91 |  | 85 | 86 | 0.02866 | 0.125 | 0.08 | 261 | 0 | 0.364 | 1 | 1 | cs | TRUE
92 | LV_2149-2_1_4_line_92 |  | 86 | 87 | 0.030604 | 0.125 | 0.08 | 261 | 0 | 0.364 | 1 | 1 | cs | TRUE
93 | LV_2149-2_1_4_line_93 |  | 87 | 88 | 0.083657 | 0.125 | 0.08 | 261 | 0 | 0.364 | 1 | 1 | cs | TRUE
94 | LV_2149-2_1_4_line_94 |  | 88 | 95 | 0.050241 | 0.125 | 0.08 | 261 | 0 | 0.364 | 1 | 1 | cs | TRUE
95 | LV_2149-2_1_4_line_95 |  | 89 | 90 | 0.0053317 | 0.125 | 0.08 | 261 | 0 | 0.364 | 1 | 3 | cs | TRUE
96 | LV_2149-2_1_4_line_96 |  | 90 | 91 | 0.022925 | 0.125 | 0.08 | 261 | 0 | 0.364 | 1 | 3 | cs | TRUE
97 | LV_2149-2_1_4_line_97 |  | 91 | 93 | 0.002844 | 0.125 | 0.08 | 261 | 0 | 0.364 | 1 | 3 | cs | TRUE
98 | LV_2149-2_1_4_line_98 |  | 92 | 94 | 0.028448 | 0.125 | 0.08 | 261 | 0 | 0.364 | 1 | 1 | cs | TRUE
99 | LV_2149-2_1_4_line_99 |  | 92 | 95 | 0.036144 | 0.125 | 0.08 | 261 | 0 | 0.364 | 1 | 1 | cs | TRUE
100 | LV_2149-2_1_4_line_100 |  | 93 | 104 | 0.0098432 | 0.125 | 0.08 | 261 | 0 | 0.364 | 1 | 3 | cs | TRUE
101 | LV_2149-2_1_4_line_101 |  | 94 | 121 | 0.016073 | 0.125 | 0.08 | 261 | 0 | 0.364 | 1 | 1 | cs | TRUE
102 | LV_2149-2_1_4_line_102 |  | 96 | 97 | 0.019134 | 0.125 | 0.08 | 261 | 0 | 0.364 | 1 | 3 | cs | TRUE
103 | LV_2149-2_1_4_line_103 |  | 96 | 98 | 0.06412 | 0.125 | 0.08 | 261 | 0 | 0.364 | 1 | 3 | cs | TRUE
104 | LV_2149-2_1_4_line_104 |  | 97 | 99 | 0.03282 | 0.125 | 0.08 | 261 | 0 | 0.364 | 1 | 3 | cs | TRUE
105 | LV_2149-2_1_4_line_105 |  | 98 | 100 | 0.0034511 | 0.125 | 0.08 | 261 | 0 | 0.364 | 1 | 3 | cs | TRUE
106 | LV_2149-2_1_4_line_106 |  | 99 | 102 | 0.00058256 | 0.125 | 0.08 | 261 | 0 | 0.364 | 1 | 3 | cs | TRUE
107 | LV_2149-2_1_4_line_107 |  | 100 | 103 | 0.032015 | 0.125 | 0.08 | 261 | 0 | 0.364 | 1 | 1 | cs | TRUE
108 | LV_2149-2_1_4_line_108 |  | 100 | 104 | 0.02236 | 0.125 | 0.08 | 261 | 0 | 0.364 | 1 | 3 | cs | TRUE
109 | LV_2149-2_1_4_line_109 |  | 101 | 105 | 0.011859 | 0.125 | 0.08 | 261 | 0 | 0.364 | 1 | 1 | cs | TRUE
110 | LV_2149-2_1_4_line_110 |  | 103 | 106 | 0.0033386 | 0.125 | 0.08 | 261 | 0 | 0.364 | 1 | 1 | cs | TRUE
111 | LV_2149-2_1_4_line_111 |  | 105 | 120 | 0.013774 | 0.125 | 0.08 | 261 | 0 | 0.364 | 1 | 1 | cs | TRUE
112 | LV_2149-2_1_4_line_112 |  | 106 | 138 | 0.021534 | 0.125 | 0.08 | 261 | 0 | 0.364 | 1 | 1 | cs | TRUE
113 | LV_2149-2_1_4_line_113 |  | 107 | 108 | 0.13545 | 0.125 | 0.08 | 261 | 0 | 0.364 | 1 | 1 | cs | TRUE
114 | LV_2149-2_1_4_line_114 |  | 107 | 109 | 0.36706 | 0.125 | 0.08 | 261 | 0 | 0.364 | 1 | 1 | cs | TRUE
115 | LV_2149-2_1_4_line_115 |  | 108 | 110 | 0.10581 | 0.125 | 0.08 | 261 | 0 | 0.364 | 1 | 1 | cs | TRUE
116 | LV_2149-2_1_4_line_116 |  | 109 | 111 | 0.039324 | 0.125 | 0.08 | 261 | 0 | 0.364 | 1 | 1 | cs | TRUE
117 | LV_2149-2_1_4_line_117 |  | 109 | 112 | 0.11567 | 0.125 | 0.08 | 261 | 0 | 0.364 | 1 | 1 | cs | TRUE
118 | LV_2149-2_1_4_line_118 |  | 110 | 137 | 0.028778 | 0.125 | 0.08 | 261 | 0 | 0.364 | 1 | 1 | cs | TRUE
119 | LV_2149-2_1_4_line_119 |  | 111 | 113 | 0.091325 | 0.125 | 0.08 | 261 | 0 | 0.364 | 1 | 1 | cs | TRUE
120 | LV_2149-2_1_4_line_120 |  | 113 | 114 | 0.1015 | 0.125 | 0.08 | 261 | 0 | 0.364 | 1 | 1 | cs | TRUE
121 | LV_2149-2_1_4_line_121 |  | 114 | 115 | 0.24964 | 0.125 | 0.08 | 261 | 0 | 0.364 | 1 | 1 | cs | TRUE
122 | LV_2149-2_1_4_line_122 |  | 115 | 142 | 0.28761 | 0.125 | 0.08 | 261 | 0 | 0.364 | 1 | 1 | cs | TRUE
123 | LV_2149-2_1_4_line_123 |  | 116 | 117 | 0.096983 | 0.125 | 0.08 | 261 | 0 | 0.364 | 1 | 1 | cs | TRUE
124 | LV_2149-2_1_4_line_124 |  | 117 | 118 | 0.056264 | 0.125 | 0.08 | 261 | 0 | 0.364 | 1 | 1 | cs | TRUE
125 | LV_2149-2_1_4_line_125 |  | 118 | 119 | 0.03452 | 0.125 | 0.08 | 261 | 0 | 0.364 | 1 | 1 | cs | TRUE
126 | LV_2149-2_1_4_line_126 |  | 119 | 125 | 0.058956 | 0.125 | 0.08 | 261 | 0 | 0.364 | 1 | 1 | cs | TRUE
127 | LV_2149-2_1_4_line_127 |  | 121 | 122 | 0.013953 | 0.125 | 0.08 | 261 | 0 | 0.364 | 1 | 1 | cs | TRUE
128 | LV_2149-2_1_4_line_128 |  | 123 | 124 | 0.012928 | 0.125 | 0.08 | 261 | 0 | 0.364 | 1 | 1 | cs | TRUE
129 | LV_2149-2_1_4_line_129 |  | 124 | 130 | 0.002733 | 0.125 | 0.08 | 261 | 0 | 0.364 | 1 | 1 | cs | TRUE
130 | LV_2149-2_1_4_line_130 |  | 124 | 129 | 0.024062 | 0.125 | 0.08 | 261 | 0 | 0.364 | 1 | 1 | cs | TRUE
131 | LV_2149-2_1_4_line_131 |  | 125 | 142 | 0.030482 | 0.125 | 0.08 | 261 | 0 | 0.364 | 1 | 1 | cs | TRUE
132 | LV_2149-2_1_4_line_132 |  | 126 | 127 | 0.030632 | 0.125 | 0.08 | 261 | 0 | 0.364 | 1 | 1 | cs | TRUE
133 | LV_2149-2_1_4_line_133 |  | 128 | 129 | 0.021766 | 0.125 | 0.08 | 261 | 0 | 0.364 | 1 | 1 | cs | TRUE
134 | LV_2149-2_1_4_line_134 |  | 130 | 131 | 0.016414 | 0.125 | 0.08 | 261 | 0 | 0.364 | 1 | 1 | cs | TRUE
135 | LV_2149-2_1_4_line_135 |  | 131 | 132 | 0.0072665 | 0.125 | 0.08 | 261 | 0 | 0.364 | 1 | 1 | cs | TRUE
136 | LV_2149-2_1_4_line_136 |  | 132 | 141 | 0.0077272 | 0.125 | 0.08 | 261 | 0 | 0.364 | 1 | 1 | cs | TRUE
137 | LV_2149-2_1_4_line_137 |  | 134 | 135 | 0.029224 | 0.125 | 0.08 | 261 | 0 | 0.364 | 1 | 1 | cs | TRUE
138 | LV_2149-2_1_4_line_138 |  | 134 | 136 | 0.021062 | 0.125 | 0.08 | 261 | 0 | 0.364 | 1 | 1 | cs | TRUE
139 | LV_2149-2_1_4_line_139 |  | 135 | 137 | 0.034601 | 0.125 | 0.08 | 261 | 0 | 0.364 | 1 | 1 | cs | TRUE
140 | LV_2149-2_1_4_line_140 |  | 138 | 139 | 0.0052941 | 0.125 | 0.08 | 261 | 0 | 0.364 | 1 | 1 | cs | TRUE
141 | LV_2149-2_1_4_line_141 |  | 139 | 140 | 0.036145 | 0.125 | 0.08 | 261 | 0 | 0.364 | 1 | 1 | cs | TRUE

## trafo
| name | std_type | hv_bus | lv_bus | sn_mva | vn_hv_kv | vn_lv_kv | vk_percent | vkr_percent | pfe_kw | i0_percent | shift_degree | tap_side | tap_neutral | tap_min | tap_max | tap_step_percent | tap_step_degree | tap_pos | tap_phase_shifter | parallel | df | in_service
0 | LV_2149-2_1_4_trafo_185 | 0.63 MVA 20/0.4 kV | 143 | 60 | 0.63 | 20 | 0.4 | 6 | 1.206 | 1.65 | 0.2619 | 150 | hv | 0 | -2 | 2 | 2.5 | 0 | 0 | FALSE | 1 | 1 | TRUE

## line_geodata
| x0 | y0 | x1 | y1 | x2 | y2 | x3 | y3 | x4 | y4 | x5 | y5 | x6 | y6 | x7 | y7 | x8 | y8
0 | 2576616.6633 | 1171324.2364 | 2576625.0416 | 1171332.3578
1 | 2576600.0911 | 1171308.1722 | 2576616.6633 | 1171324.2364
2 | 2576600.0911 | 1171308.1722 | 2576619.2424 | 1171272.3124 | 2576629.7446 | 1171264.7286
3 | 2576600.0911 | 1171308.1722 | 2576580.5767 | 1171339.5111
4 | 2576600.0911 | 1171308.1722 | 2576595.4039 | 1171304.7443 | 2576586.628 | 1171298.331 | 2576571.3698 | 1171287.1739 | 2576561.798 | 1171279.066
5 | 2576638.1647 | 1171258.6483 | 2576629.7446 | 1171264.7286
6 | 2576549.7498 | 1171268.8604 | 2576561.798 | 1171279.066
7 | 2576650.5089 | 1171249.7343 | 2576638.1647 | 1171258.6483
8 | 2576516.0487 | 1171253.8072 | 2576520.748 | 1171256.4012 | 2576533.4665 | 1171263.5771 | 2576549.7498 | 1171268.8604
9 | 2576668.0398 | 1171257.1919 | 2576661.6262 | 1171254.3377 | 2576650.5089 | 1171249.7343
10 | 2576461.6381 | 1171214.8012 | 2576479.5959 | 1171225.6917 | 2576499.6671 | 1171235.1954 | 2576518.6833 | 1171239.0338 | 2576516.0487 | 1171253.8072
11 | 2576516.0487 | 1171253.8072 | 2576498.3164 | 1171265.216 | 2576495.0203 | 1171266.7626
12 | 2576668.0398 | 1171257.1919 | 2576678.8998 | 1171264.4977 | 2576687.1138 | 1171271.9584 | 2576693.5806 | 1171278.6588 | 2576699.9687 | 1171286.7381 | 2576705.1388 | 1171295.8854
13 | 2576668.0398 | 1171257.1919 | 2576670.816 | 1171251.1669 | 2576673.271 | 1171243.1977 | 2576674.7435 | 1171240.2683 | 2576678.2374 | 1171235.8746
14 | 2576678.2374 | 1171235.8746 | 2576684.5655 | 1171230.5321
15 | 2576737.6644 | 1171180.7286 | 2576710.8966 | 1171207.2943
16 | 2576684.5655 | 1171230.5321 | 2576704.0991 | 1171214.0405 | 2576710.8966 | 1171207.2943
17 | 2576461.6381 | 1171214.8012 | 2576439.4292 | 1171227.4994
18 | 2576461.6381 | 1171214.8012 | 2576448.4661 | 1171201.2795 | 2576443.0355 | 1171192.8257
19 | 2576495.0203 | 1171266.7626 | 2576492.3055 | 1171268.0364
20 | 2576402.8673 | 1171243.7244 | 2576428.1403 | 1171233.954 | 2576439.4292 | 1171227.4994
21 | 2576424.113 | 1171155.4076 | 2576426.9076 | 1171161.8888 | 2576437.3752 | 1171184.0144 | 2576443.0355 | 1171192.8257
22 | 2576492.3055 | 1171268.0364 | 2576477.9837 | 1171274.7563 | 2576468.5286 | 1171280.4519 | 2576455.0787 | 1171281.8167 | 2576433.9233 | 1171291.0087
23 | 2576295.7269 | 1170876.2234 | 2576299.9966 | 1170890.2297 | 2576306.7043 | 1170906.404
24 | 2576295.7269 | 1170876.2234 | 2576290.3703 | 1170858.6518 | 2576289.1927 | 1170855.2425
25 | 2576321.6259 | 1170987.6159 | 2576306.7043 | 1170906.404
26 | 2576249.5827 | 1170774.3151 | 2576254.1046 | 1170780.2891 | 2576269.8609 | 1170804.6612 | 2576281.4707 | 1170832.8851 | 2576289.1927 | 1170855.2425
27 | 2576321.6259 | 1170987.6159 | 2576323.7659 | 1171004.5271 | 2576330.2177 | 1171026.5573
28 | 2576249.5827 | 1170774.3151 | 2576220.7579 | 1170780.3446
29 | 2576330.2177 | 1171026.5573 | 2576341.4059 | 1171021.9081
30 | 2576330.2177 | 1171026.5573 | 2576328.5834 | 1171027.2419 | 2576311.3483 | 1171031.8349
31 | 2576220.7579 | 1170780.3446 | 2576210.6307 | 1170782.4629 | 2576175.2172 | 1170776.2674 | 2576138.6669 | 1170763.173 | 2576128.3466 | 1170756.8046
32 | 2576128.3466 | 1170756.8046 | 2576028.0023 | 1170718.7293
33 | 2576040.9349 | 1171155.0902 | 2576052.9592 | 1171143.7767
34 | 2576040.9349 | 1171155.0902 | 2576039.1721 | 1171156.7489 | 2576031.7397 | 1171165.1162 | 2576026.7508 | 1171176.2085 | 2576028.0685 | 1171190.0659 | 2576036.9592 | 1171200.1131 | 2576059.4352 | 1171208.2162 | 2576073.6932 | 1171215.7185 | 2576073.6932 | 1171215.7185
35 | 2576040.9349 | 1171155.0902 | 2575804.6385 | 1170998.0564
36 | 2576052.9592 | 1171143.7767 | 2576059.1538 | 1171137.9482 | 2576072.0603 | 1171123.089
37 | 2576078.8292 | 1171117.4654 | 2576072.0603 | 1171123.089 | 2576072.0603 | 1171123.089
38 | 2576326.7402 | 1171253.3976 | 2576297.5999 | 1171257.8933
39 | 2576326.7402 | 1171253.3976 | 2576329.2508 | 1171253.2598
40 | 2576326.7402 | 1171253.3976 | 2576318.8539 | 1171265.0348
41 | 2576078.8292 | 1171117.4654 | 2576091.4012 | 1171107.0206
42 | 2576318.8539 | 1171265.0348 | 2576309.3107 | 1171269.7082 | 2576291.3509 | 1171278.4932
43 | 2576091.4012 | 1171107.0206 | 2576094.4069 | 1171104.5235 | 2576112.2057 | 1171100.6405
44 | 2576311.3483 | 1171031.8349 | 2576160.4399 | 1171089.6413
45 | 2576160.4399 | 1171089.6413 | 2576115.5854 | 1171099.9032 | 2576112.2057 | 1171100.6405
46 | 2575981.8964 | 1170644.291 | 2575642.8659 | 1170598.7795
47 | 2575985.067 | 1170657.6784 | 2575981.8964 | 1170644.291
48 | 2575985.067 | 1170657.6784 | 2575989.8438 | 1170677.5026 | 2576001.8215 | 1170699.777 | 2576004.0695 | 1170701.7386
49 | 2576028.0023 | 1170718.7293 | 2576020.6914 | 1170716.2431 | 2576004.0695 | 1170701.7386
50 | 2576362.6831 | 1171013.0665 | 2576341.4059 | 1171021.9081
51 | 2576362.6831 | 1171013.0665 | 2576376.0889 | 1171003.4583
52 | 2576362.6831 | 1171013.0665 | 2576374.8184 | 1171037.2187
53 | 2576350.5814 | 1171314.779 | 2576366.0449 | 1171313.9397 | 2576376.4267 | 1171311.8912
54 | 2576376.4267 | 1171311.8912 | 2576393.6986 | 1171308.4833 | 2576403.5029 | 1171305.3909
55 | 2576408.5971 | 1171006.1743 | 2576395.9399 | 1170996.5267 | 2576388.1416 | 1170995.7127 | 2576384.0036 | 1170997.7856 | 2576376.0889 | 1171003.4583
56 | 2576385.4439 | 1171058.3663 | 2576374.8184 | 1171037.2187
57 | 2576413.9895 | 1171047.9595 | 2576411.2477 | 1171045.1911 | 2576385.4439 | 1171058.3663
58 | 2576385.4439 | 1171058.3663 | 2576387.5642 | 1171062.5823 | 2576388.1314 | 1171064.0566
59 | 2576413.9895 | 1171047.9595 | 2576412.4855 | 1171048.7103 | 2576410.7835 | 1171051.6296 | 2576411.2832 | 1171054.1845 | 2576419.1437 | 1171069.4064
60 | 2576413.9895 | 1171047.9595 | 2576434.5036 | 1171037.6845
61 | 2576435.3654 | 1171147.6482 | 2576424.113 | 1171155.4076
62 | 2576445.301 | 1171141.5393 | 2576444.0164 | 1171141.6778 | 2576435.3654 | 1171147.6482
63 | 2576427.0247 | 1171121.7457 | 2576435.3654 | 1171147.6482
64 | 2576420.3262 | 1171071.6962 | 2576419.1437 | 1171069.4064
65 | 2576439.995 | 1171037.4183 | 2576434.5036 | 1171037.6845
66 | 2576445.301 | 1171141.5393 | 2576446.8838 | 1171141.3663 | 2576449.4099 | 1171143.7687 | 2576454.848 | 1171153.2855 | 2576454.848 | 1171153.2855
67 | 2576445.301 | 1171141.5393 | 2576445.5266 | 1171136.6693 | 2576451.0936 | 1171132.3118 | 2576457.0926 | 1171131.1904
68 | 2576423.9328 | 1171078.6804 | 2576420.3262 | 1171071.6962
69 | 2576439.995 | 1171037.4183 | 2576442.748 | 1171033.3054 | 2576454.496 | 1171027.6245
70 | 2576439.995 | 1171037.4183 | 2576440.5341 | 1171042.2075 | 2576459.1586 | 1171079.7096
71 | 2576473.3844 | 1171177.0176 | 2576466.9732 | 1171167.0781 | 2576454.848 | 1171153.2855
72 | 2576482.5267 | 1171126.7631 | 2576468.4071 | 1171129.0754 | 2576457.0926 | 1171131.1904
73 | 2576579.4887 | 1171079.3306 | 2576580.9228 | 1171093.5713 | 2576582.4545 | 1171101.8473 | 2576582.4545 | 1171101.8473
74 | 2576584.7069 | 1171106.2928 | 2576582.4545 | 1171101.8473
75 | 2576579.23 | 1171076.7611 | 2576579.4887 | 1171079.3306
76 | 2576584.7069 | 1171106.2928 | 2576591.5667 | 1171119.8319 | 2576596.0941 | 1171124.7176
77 | 2576579.23 | 1171076.7611 | 2576578.0972 | 1171065.5125 | 2576575.5761 | 1171058.5188 | 2576570.6016 | 1171054.0472
78 | 2576603.2408 | 1171131.7923 | 2576597.6432 | 1171126.3892 | 2576596.0941 | 1171124.7176
79 | 2576558.6156 | 1171046.4903 | 2576570.6016 | 1171054.0472 | 2576570.6016 | 1171054.0472
80 | 2576603.2408 | 1171131.7923 | 2576606.323 | 1171124.2788
81 | 2576603.2408 | 1171131.7923 | 2576599.4219 | 1171166.5138
82 | 2576558.6156 | 1171046.4903 | 2576558.6156 | 1171046.4903 | 2576528.8663 | 1171036.7909 | 2576525.9646 | 1171035.0088
83 | 2576621.5083 | 1171075.1699 | 2576619.295 | 1171092.0982 | 2576607.4614 | 1171121.5039 | 2576606.323 | 1171124.2788
84 | 2576586.1919 | 1171181.2703 | 2576592.1742 | 1171179.2709 | 2576596.7911 | 1171174.4837 | 2576599.4219 | 1171166.5138
85 | 2576403.5029 | 1171305.3909 | 2576411.866 | 1171302.7531 | 2576424.6635 | 1171295.0321 | 2576433.9233 | 1171291.0087
86 | 2576433.9233 | 1171291.0087 | 2576450.8367 | 1171323.4435
87 | 2576450.8367 | 1171323.4435 | 2576449.3403 | 1171330.0082 | 2576453.174 | 1171340.0761 | 2576484.3843 | 1171365.6663
88 | 2576402.8673 | 1171243.7244 | 2576389.3558 | 1171248.9479 | 2576364.9253 | 1171251.3011 | 2576359.8372 | 1171251.5805
89 | 2576641.2525 | 1170990.1482 | 2576638.1364 | 1170986.6319
90 | 2576621.0791 | 1170967.384 | 2576638.1364 | 1170986.6319
91 | 2576600.944 | 1170947.0346 | 2576612.8808 | 1170958.1329 | 2576621.0791 | 1170967.384
92 | 2576578.5307 | 1170926.1955 | 2576600.944 | 1170947.0346
93 | 2576578.5307 | 1170926.1955 | 2576570.6768 | 1170969.7707 | 2576569.7335 | 1170986.7497 | 2576572.5313 | 1170995.999 | 2576580.7959 | 1171004.5598 | 2576581.4063 | 1171005.096
94 | 2576581.4063 | 1171005.096 | 2576613.6265 | 1171033.4016 | 2576617.2925 | 1171039.7764
95 | 2576586.1919 | 1171181.2703 | 2576581.1352 | 1171182.9604
96 | 2576581.1352 | 1171182.9604 | 2576581.1352 | 1171182.9604 | 2576558.2252 | 1171183.782
97 | 2576558.2252 | 1171183.782 | 2576555.3831 | 1171183.884
98 | 2576621.5083 | 1171075.1699 | 2576643.3358 | 1171093.4135
99 | 2576621.5083 | 1171075.1699 | 2576621.8105 | 1171062.4511 | 2576619.6033 | 1171043.7947 | 2576617.2925 | 1171039.7764
100 | 2576545.8383 | 1171186.2893 | 2576555.3831 | 1171183.884 | 2576555.3831 | 1171183.884
101 | 2576655.6682 | 1171103.7211 | 2576643.3358 | 1171093.4135
102 | 2576482.5267 | 1171126.7631 | 2576474.0159 | 1171109.626
103 | 2576482.5267 | 1171126.7631 | 2576491.9691 | 1171145.0131 | 2576501.2097 | 1171158.6281 | 2576513.7459 | 1171169.9736 | 2576523.177 | 1171173.8829
104 | 2576474.0159 | 1171109.626 | 2576459.4177 | 1171080.2313
105 | 2576526.3651 | 1171175.2045 | 2576523.177 | 1171173.8829
106 | 2576459.1586 | 1171079.7096 | 2576459.4177 | 1171080.2313
107 | 2576526.3651 | 1171175.2045 | 2576533.3915 | 1171162.6149 | 2576535.5421 | 1171153.1572 | 2576532.4538 | 1171145.8876
108 | 2576545.8383 | 1171186.2893 | 2576526.3651 | 1171175.2045
109 | 2576473.3844 | 1171177.0176 | 2576476.586 | 1171181.9812 | 2576479.2071 | 1171187.3259
110 | 2576530.9609 | 1171142.9042 | 2576532.0909 | 1171145.0333 | 2576532.4538 | 1171145.8876
111 | 2576483.7101 | 1171200.2884 | 2576481.2437 | 1171191.4789 | 2576479.2071 | 1171187.3259
112 | 2576530.9609 | 1171142.9042 | 2576520.8661 | 1171123.8828
113 | 2576506.0713 | 1170846.2612 | 2576622.0889 | 1170776.3623
114 | 2576622.0889 | 1170776.3623 | 2576665.521 | 1170411.8824
115 | 2576467.5595 | 1170944.8183 | 2576506.0713 | 1170846.2612
116 | 2576687.412 | 1170379.2143 | 2576665.521 | 1170411.8824
117 | 2576665.521 | 1170411.8824 | 2576552.1736 | 1170388.8144
118 | 2576467.5595 | 1170944.8183 | 2576468.7741 | 1170963.8343 | 2576470.7849 | 1170973.3475
119 | 2576741.8892 | 1170309.8559 | 2576713.2649 | 1170332.5455 | 2576698.7327 | 1170349.2439 | 2576689.3016 | 1170365.4555 | 2576687.4392 | 1170372.4663 | 2576687.412 | 1170379.2143
120 | 2576741.8892 | 1170309.8559 | 2576812.865 | 1170382.4162
121 | 2576812.865 | 1170382.4162 | 2576992.0036 | 1170556.2821
122 | 2576883.2592 | 1170822.5439 | 2576992.0036 | 1170556.2821
123 | 2576728.6608 | 1170876.3622 | 2576737.7817 | 1170894.1022 | 2576743.851 | 1170914.5557 | 2576746.2021 | 1170934.8902 | 2576747.8459 | 1170950.3806 | 2576749.6988 | 1170956.7211 | 2576755.4017 | 1170957.7105 | 2576762.4247 | 1170955.8712
124 | 2576800.5358 | 1170914.48 | 2576762.4247 | 1170955.8712
125 | 2576800.5358 | 1170914.48 | 2576810.6141 | 1170903.5354 | 2576823.5661 | 1170888.7685
126 | 2576823.5661 | 1170888.7685 | 2576859.1903 | 1170848.1524 | 2576862.8692 | 1170844.8694
127 | 2576666.3743 | 1171112.6693 | 2576655.6682 | 1171103.7211
128 | 2576466.1344 | 1171021.9965 | 2576454.496 | 1171027.6245
129 | 2576466.1344 | 1171021.9965 | 2576467.6775 | 1171024.2522
130 | 2576466.1344 | 1171021.9965 | 2576452.1704 | 1171002.4013
131 | 2576883.2592 | 1170822.5439 | 2576876.6941 | 1170832.5324 | 2576862.8692 | 1170844.8694
132 | 2576329.2508 | 1171253.2598 | 2576359.8372 | 1171251.5805
133 | 2576438.1773 | 1170985.8427 | 2576445.3655 | 1170992.8523 | 2576452.1704 | 1171002.4013
134 | 2576477.3829 | 1171037.4797 | 2576471.9972 | 1171030.5667 | 2576467.6775 | 1171024.2522
135 | 2576481.8487 | 1171043.212 | 2576477.3829 | 1171037.4797
136 | 2576486.5976 | 1171049.3077 | 2576481.8487 | 1171043.212
137 | 2576508.6036 | 1171023.1771 | 2576491.0259 | 1171008.236 | 2576487.1944 | 1171003.4203
138 | 2576508.6036 | 1171023.1771 | 2576513.5606 | 1171027.3906 | 2576525.9646 | 1171035.0088
139 | 2576487.1944 | 1171003.4203 | 2576479.502 | 1170993.7518 | 2576471.3308 | 1170975.9304 | 2576470.7849 | 1170973.3475
140 | 2576520.8661 | 1171123.8828 | 2576518.3843 | 1171119.2065
141 | 2576515.0189 | 1171088.994 | 2576509.8171 | 1171090.9265 | 2576508.4601 | 1171095.99 | 2576511.9614 | 1171107.1041 | 2576518.3843 | 1171119.2065

## bus_geodata
| x | y | coords
0 | 2576616.6633 | 1171324.2364
1 | 2576625.0416 | 1171332.3578
2 | 2576600.0911 | 1171308.1722
3 | 2576629.7446 | 1171264.7286
4 | 2576580.5767 | 1171339.5111
5 | 2576561.798 | 1171279.066
6 | 2576638.1647 | 1171258.6483
7 | 2576549.7498 | 1171268.8604
8 | 2576650.5089 | 1171249.7343
9 | 2576516.0487 | 1171253.8072
10 | 2576668.0398 | 1171257.1919
11 | 2576705.1388 | 1171295.8854
12 | 2576678.2374 | 1171235.8746
13 | 2576737.6644 | 1171180.7286
14 | 2576710.8966 | 1171207.2943
15 | 2576684.5655 | 1171230.5321
16 | 2576461.6381 | 1171214.8012
17 | 2576495.0203 | 1171266.7626
18 | 2576439.4292 | 1171227.4994
19 | 2576443.0355 | 1171192.8257
20 | 2576492.3055 | 1171268.0364
21 | 2576295.7269 | 1170876.2234
22 | 2576306.7043 | 1170906.404
23 | 2576289.1927 | 1170855.2425
24 | 2576321.6259 | 1170987.6159
25 | 2576249.5827 | 1170774.3151
26 | 2576330.2177 | 1171026.5573
27 | 2576220.7579 | 1170780.3446
28 | 2576128.3466 | 1170756.8046
29 | 2576040.9349 | 1171155.0902
30 | 2576052.9592 | 1171143.7767
31 | 2576073.6932 | 1171215.7185
32 | 2575804.6385 | 1170998.0564
33 | 2576072.0603 | 1171123.089
34 | 2576297.5999 | 1171257.8933
35 | 2576326.7402 | 1171253.3976
36 | 2576078.8292 | 1171117.4654
37 | 2576291.3509 | 1171278.4932
38 | 2576318.8539 | 1171265.0348
39 | 2576091.4012 | 1171107.0206
40 | 2576311.3483 | 1171031.8349
41 | 2576160.4399 | 1171089.6413
42 | 2575642.8659 | 1170598.7795
43 | 2575981.8964 | 1170644.291
44 | 2575985.067 | 1170657.6784
45 | 2576004.0695 | 1170701.7386
46 | 2576028.0023 | 1170718.7293
47 | 2576112.2057 | 1171100.6405
48 | 2576341.4059 | 1171021.9081
49 | 2576362.6831 | 1171013.0665
50 | 2576350.5814 | 1171314.779
51 | 2576376.4267 | 1171311.8912
52 | 2576376.0889 | 1171003.4583
53 | 2576374.8184 | 1171037.2187
54 | 2576408.5971 | 1171006.1743
55 | 2576385.4439 | 1171058.3663
56 | 2576413.9895 | 1171047.9595
57 | 2576388.1314 | 1171064.0566
58 | 2576424.113 | 1171155.4076
59 | 2576435.3654 | 1171147.6482
60 | 2576419.1437 | 1171069.4064
61 | 2576434.5036 | 1171037.6845
62 | 2576445.301 | 1171141.5393
63 | 2576427.0247 | 1171121.7457
64 | 2576420.3262 | 1171071.6962
65 | 2576439.995 | 1171037.4183
66 | 2576454.848 | 1171153.2855
67 | 2576457.0926 | 1171131.1904
68 | 2576582.4545 | 1171101.8473
69 | 2576579.4887 | 1171079.3306
70 | 2576584.7069 | 1171106.2928
71 | 2576579.23 | 1171076.7611
72 | 2576596.0941 | 1171124.7176
73 | 2576570.6016 | 1171054.0472
74 | 2576603.2408 | 1171131.7923
75 | 2576558.6156 | 1171046.4903
76 | 2576606.323 | 1171124.2788
77 | 2576599.4219 | 1171166.5138
78 | 2576433.9233 | 1171291.0087
79 | 2576403.5029 | 1171305.3909
80 | 2576450.8367 | 1171323.4435
81 | 2576484.3843 | 1171365.6663
82 | 2576402.8673 | 1171243.7244
83 | 2576638.1364 | 1170986.6319
84 | 2576641.2525 | 1170990.1482
85 | 2576621.0791 | 1170967.384
86 | 2576600.944 | 1170947.0346
87 | 2576578.5307 | 1170926.1955
88 | 2576581.4063 | 1171005.096
89 | 2576586.1919 | 1171181.2703
90 | 2576581.1352 | 1171182.9604
91 | 2576558.2252 | 1171183.782
92 | 2576621.5083 | 1171075.1699
93 | 2576555.3831 | 1171183.884
94 | 2576643.3358 | 1171093.4135
95 | 2576617.2925 | 1171039.7764
96 | 2576482.5267 | 1171126.7631
97 | 2576474.0159 | 1171109.626
98 | 2576523.177 | 1171173.8829
99 | 2576459.4177 | 1171080.2313
100 | 2576526.3651 | 1171175.2045
101 | 2576473.3844 | 1171177.0176
102 | 2576459.1586 | 1171079.7096
103 | 2576532.4538 | 1171145.8876
104 | 2576545.8383 | 1171186.2893
105 | 2576479.2071 | 1171187.3259
106 | 2576530.9609 | 1171142.9042
107 | 2576622.0889 | 1170776.3623
108 | 2576506.0713 | 1170846.2612
109 | 2576665.521 | 1170411.8824
110 | 2576467.5595 | 1170944.8183
111 | 2576687.412 | 1170379.2143
112 | 2576552.1736 | 1170388.8144
113 | 2576741.8892 | 1170309.8559
114 | 2576812.865 | 1170382.4162
115 | 2576992.0036 | 1170556.2821
116 | 2576728.6608 | 1170876.3622
117 | 2576762.4247 | 1170955.8712
118 | 2576800.5358 | 1170914.48
119 | 2576823.5661 | 1170888.7685
120 | 2576483.7101 | 1171200.2884
121 | 2576655.6682 | 1171103.7211
122 | 2576666.3743 | 1171112.6693
123 | 2576454.496 | 1171027.6245
124 | 2576466.1344 | 1171021.9965
125 | 2576862.8692 | 1170844.8694
126 | 2576329.2508 | 1171253.2598
127 | 2576359.8372 | 1171251.5805
128 | 2576438.1773 | 1170985.8427
129 | 2576452.1704 | 1171002.4013
130 | 2576467.6775 | 1171024.2522
131 | 2576477.3829 | 1171037.4797
132 | 2576481.8487 | 1171043.212
133 | 2576423.9328 | 1171078.6804
134 | 2576508.6036 | 1171023.1771
135 | 2576487.1944 | 1171003.4203
136 | 2576525.9646 | 1171035.0088
137 | 2576470.7849 | 1170973.3475
138 | 2576520.8661 | 1171123.8828
139 | 2576518.3843 | 1171119.2065
140 | 2576515.0189 | 1171088.994
141 | 2576486.5976 | 1171049.3077
142 | 2576883.2592 | 1170822.5439
143 | 2576423.9328 | 1171078.6804

## line_std_types
| c_nf_per_km | r_ohm_per_km | x_ohm_per_km | max_i_ka | type | q_mm2 | alpha | voltage_rating
NAYY 4x50 SE | 210 | 0.642 | 0.083 | 0.142 | cs | 50 | 0.00403 | LV
NAYY 4x120 SE | 264 | 0.225 | 0.08 | 0.242 | cs | 120 | 0.00403 | LV
NAYY 4x150 SE | 261 | 0.208 | 0.08 | 0.27 | cs | 150 | 0.00403 | LV
NA2XS2Y 1x95 RM/25 12/20 kV | 216 | 0.313 | 0.132 | 0.252 | cs | 95 | 0.00403 | MV
NA2XS2Y 1x185 RM/25 12/20 kV | 273 | 0.161 | 0.117 | 0.362 | cs | 185 | 0.00403 | MV
NA2XS2Y 1x240 RM/25 12/20 kV | 304 | 0.122 | 0.112 | 0.421 | cs | 240 | 0.00403 | MV
NA2XS2Y 1x95 RM/25 6/10 kV | 315 | 0.313 | 0.123 | 0.249 | cs | 95 | 0.00403 | MV
NA2XS2Y 1x185 RM/25 6/10 kV | 406 | 0.161 | 0.11 | 0.358 | cs | 185 | 0.00403 | MV
NA2XS2Y 1x240 RM/25 6/10 kV | 456 | 0.122 | 0.105 | 0.416 | cs | 240 | 0.00403 | MV
NA2XS2Y 1x150 RM/25 12/20 kV | 250 | 0.206 | 0.116 | 0.319 | cs | 150 | 0.00403 | MV
NA2XS2Y 1x120 RM/25 12/20 kV | 230 | 0.253 | 0.119 | 0.283 | cs | 120 | 0.00403 | MV
NA2XS2Y 1x70 RM/25 12/20 kV | 190 | 0.443 | 0.132 | 0.22 | cs | 70 | 0.00403 | MV
NA2XS2Y 1x150 RM/25 6/10 kV | 360 | 0.206 | 0.11 | 0.315 | cs | 150 | 0.00403 | MV
NA2XS2Y 1x120 RM/25 6/10 kV | 340 | 0.253 | 0.113 | 0.28 | cs | 120 | 0.00403 | MV
NA2XS2Y 1x70 RM/25 6/10 kV | 280 | 0.443 | 0.123 | 0.217 | cs | 70 | 0.00403 | MV
N2XS(FL)2Y 1x120 RM/35 64/110 kV | 112 | 0.153 | 0.166 | 0.366 | cs | 120 | 0.00393 | HV
N2XS(FL)2Y 1x185 RM/35 64/110 kV | 125 | 0.099 | 0.156 | 0.457 | cs | 185 | 0.00393 | HV
N2XS(FL)2Y 1x240 RM/35 64/110 kV | 135 | 0.075 | 0.149 | 0.526 | cs | 240 | 0.00393 | HV
N2XS(FL)2Y 1x300 RM/35 64/110 kV | 144 | 0.06 | 0.144 | 0.588 | cs | 300 | 0.00393 | HV
15-AL1/3-ST1A 0.4 | 11 | 1.8769 | 0.35 | 0.105 | ol | 16 | 0.00403 | LV
24-AL1/4-ST1A 0.4 | 11.25 | 1.2012 | 0.335 | 0.14 | ol | 24 | 0.00403 | LV
48-AL1/8-ST1A 0.4 | 12.2 | 0.5939 | 0.3 | 0.21 | ol | 48 | 0.00403 | LV
94-AL1/15-ST1A 0.4 | 13.2 | 0.306 | 0.29 | 0.35 | ol | 94 | 0.00403 | LV
34-AL1/6-ST1A 10.0 | 9.7 | 0.8342 | 0.36 | 0.17 | ol | 34 | 0.00403 | MV
48-AL1/8-ST1A 10.0 | 10.1 | 0.5939 | 0.35 | 0.21 | ol | 48 | 0.00403 | MV
70-AL1/11-ST1A 10.0 | 10.4 | 0.4132 | 0.339 | 0.29 | ol | 70 | 0.00403 | MV
94-AL1/15-ST1A 10.0 | 10.75 | 0.306 | 0.33 | 0.35 | ol | 94 | 0.00403 | MV
122-AL1/20-ST1A 10.0 | 11.1 | 0.2376 | 0.323 | 0.41 | ol | 122 | 0.00403 | MV
149-AL1/24-ST1A 10.0 | 11.25 | 0.194 | 0.315 | 0.47 | ol | 149 | 0.00403 | MV
34-AL1/6-ST1A 20.0 | 9.15 | 0.8342 | 0.382 | 0.17 | ol | 34 | 0.00403 | MV
48-AL1/8-ST1A 20.0 | 9.5 | 0.5939 | 0.372 | 0.21 | ol | 48 | 0.00403 | MV
70-AL1/11-ST1A 20.0 | 9.7 | 0.4132 | 0.36 | 0.29 | ol | 70 | 0.00403 | MV
94-AL1/15-ST1A 20.0 | 10 | 0.306 | 0.35 | 0.35 | ol | 94 | 0.00403 | MV
122-AL1/20-ST1A 20.0 | 10.3 | 0.2376 | 0.344 | 0.41 | ol | 122 | 0.00403 | MV
149-AL1/24-ST1A 20.0 | 10.5 | 0.194 | 0.337 | 0.47 | ol | 149 | 0.00403 | MV
184-AL1/30-ST1A 20.0 | 10.75 | 0.1571 | 0.33 | 0.535 | ol | 184 | 0.00403 | MV
243-AL1/39-ST1A 20.0 | 11 | 0.1188 | 0.32 | 0.645 | ol | 243 | 0.00403 | MV
48-AL1/8-ST1A 110.0 | 8 | 0.5939 | 0.46 | 0.21 | ol | 48 | 0.00403 | HV
70-AL1/11-ST1A 110.0 | 8.4 | 0.4132 | 0.45 | 0.29 | ol | 70 | 0.00403 | HV
94-AL1/15-ST1A 110.0 | 8.65 | 0.306 | 0.44 | 0.35 | ol | 94 | 0.00403 | HV
122-AL1/20-ST1A 110.0 | 8.5 | 0.2376 | 0.43 | 0.41 | ol | 122 | 0.00403 | HV
149-AL1/24-ST1A 110.0 | 8.75 | 0.194 | 0.41 | 0.47 | ol | 149 | 0.00403 | HV
184-AL1/30-ST1A 110.0 | 8.8 | 0.1571 | 0.4 | 0.535 | ol | 184 | 0.00403 | HV
243-AL1/39-ST1A 110.0 | 9 | 0.1188 | 0.39 | 0.645 | ol | 243 | 0.00403 | HV
305-AL1/39-ST1A 110.0 | 9.2 | 0.0949 | 0.38 | 0.74 | ol | 305 | 0.00403 | HV
490-AL1/64-ST1A 110.0 | 9.75 | 0.059 | 0.37 | 0.96 | ol | 490 | 0.00403 | HV
679-AL1/86-ST1A 110.0 | 9.95 | 0.042 | 0.36 | 1.15 | ol | 679 | 0.00403 | HV
490-AL1/64-ST1A 220.0 | 10 | 0.059 | 0.285 | 0.96 | ol | 490 | 0.00403 | HV
679-AL1/86-ST1A 220.0 | 11.7 | 0.042 | 0.275 | 1.15 | ol | 679 | 0.00403 | HV
490-AL1/64-ST1A 380.0 | 11 | 0.059 | 0.253 | 0.96 | ol | 490 | 0.00403 | HV
679-AL1/86-ST1A 380.0 | 14.6 | 0.042 | 0.25 | 1.15 | ol | 679 | 0.00403 | HV

## trafo_std_types
| i0_percent | pfe_kw | vkr_percent | sn_mva | vn_lv_kv | vn_hv_kv | vk_percent | shift_degree | vector_group | tap_side | tap_neutral | tap_min | tap_max | tap_step_degree | tap_step_percent | tap_phase_shifter
160 MVA 380/110 kV | 0.06 | 60 | 0.25 | 160 | 110 | 380 | 12.2 | 0 | Yy0 | hv | 0 | -9 | 9 | 0 | 1.5 | FALSE
100 MVA 220/110 kV | 0.06 | 55 | 0.26 | 100 | 110 | 220 | 12 | 0 | Yy0 | hv | 0 | -9 | 9 | 0 | 1.5 | FALSE
63 MVA 110/20 kV | 0.04 | 22 | 0.32 | 63 | 20 | 110 | 18 | 150 | YNd5 | hv | 0 | -9 | 9 | 0 | 1.5 | FALSE
40 MVA 110/20 kV | 0.05 | 18 | 0.34 | 40 | 20 | 110 | 16.2 | 150 | YNd5 | hv | 0 | -9 | 9 | 0 | 1.5 | FALSE
25 MVA 110/20 kV | 0.07 | 14 | 0.41 | 25 | 20 | 110 | 12 | 150 | YNd5 | hv | 0 | -9 | 9 | 0 | 1.5 | FALSE
63 MVA 110/10 kV | 0.04 | 22 | 0.32 | 63 | 10 | 110 | 18 | 150 | YNd5 | hv | 0 | -9 | 9 | 0 | 1.5 | FALSE
40 MVA 110/10 kV | 0.05 | 18 | 0.34 | 40 | 10 | 110 | 16.2 | 150 | YNd5 | hv | 0 | -9 | 9 | 0 | 1.5 | FALSE
25 MVA 110/10 kV | 0.07 | 14 | 0.41 | 25 | 10 | 110 | 12 | 150 | YNd5 | hv | 0 | -9 | 9 | 0 | 1.5 | FALSE
0.25 MVA 20/0.4 kV | 0.32 | 0.8 | 1.44 | 0.25 | 0.4 | 20 | 6 | 150 | Yzn5 | hv | 0 | -2 | 2 | 0 | 2.5 | FALSE
0.4 MVA 20/0.4 kV | 0.3375 | 1.35 | 1.425 | 0.4 | 0.4 | 20 | 6 | 150 | Dyn5 | hv | 0 | -2 | 2 | 0 | 2.5 | FALSE
0.63 MVA 20/0.4 kV | 0.2619 | 1.65 | 1.206 | 0.63 | 0.4 | 20 | 6 | 150 | Dyn5 | hv | 0 | -2 | 2 | 0 | 2.5 | FALSE
0.25 MVA 10/0.4 kV | 0.24 | 0.6 | 1.2 | 0.25 | 0.4 | 10 | 4 | 150 | Dyn5 | hv | 0 | -2 | 2 | 0 | 2.5 | FALSE
0.4 MVA 10/0.4 kV | 0.2375 | 0.95 | 1.325 | 0.4 | 0.4 | 10 | 4 | 150 | Dyn5 | hv | 0 | -2 | 2 | 0 | 2.5 | FALSE
0.63 MVA 10/0.4 kV | 0.1873 | 1.18 | 1.0794 | 0.63 | 0.4 | 10 | 4 | 150 | Dyn5 | hv | 0 | -2 | 2 | 0 | 2.5 | FALSE

## trafo3w_std_types
| sn_hv_mva | sn_mv_mva | sn_lv_mva | vn_hv_kv | vn_mv_kv | vn_lv_kv | vk_hv_percent | vk_mv_percent | vk_lv_percent | vkr_hv_percent | vkr_mv_percent | vkr_lv_percent | pfe_kw | i0_percent | shift_mv_degree | shift_lv_degree | vector_group | tap_side | tap_neutral | tap_min | tap_max | tap_step_percent
63/25/38 MVA 110/20/10 kV | 63 | 25 | 38 | 110 | 20 | 10 | 10.4 | 10.4 | 10.4 | 0.28 | 0.32 | 0.35 | 35 | 0.89 | 0 | 0 | YN0yn0yn0 | hv | 0 | -10 | 10 | 1.2
63/25/38 MVA 110/10/10 kV | 63 | 25 | 38 | 110 | 10 | 10 | 10.4 | 10.4 | 10.4 | 0.28 | 0.32 | 0.35 | 35 | 0.89 | 0 | 0 | YN0yn0yn0 | hv | 0 | -10 | 10 | 1.2

## fuse_std_types
| fuse_type | i_rated_a | t_avg | t_min | t_total | x_avg | x_min | x_total
HV 100A | HV 100A | 100 | 0 | [10.0, 3.64, 0.854, 0.281, 0.1, 0.0531, 0.022, 0.01] | [10.0, 4.267, 1.21, 0.403, 0.1, 0.058, 0.022, 0.01] | 0 | [300.0, 350.0, 450.0, 550.0, 700.0, 850.0, 1200.0, 1752.0] | [600.0, 700.0, 900.0, 1150.0, 1665.0, 2000.0, 3000.0, 4313.0]
HV 10A | HV 10A | 10 | 0 | [10.0, 1675.0, 0.344, 0.156, 0.1, 0.0417, 0.0171, 0.01] | [10.0, 1.3, 0.3, 0.155, 0.1, 0.0555, 0.023, 0.01] | 0 | [30.0, 32.0, 35.0, 37.0, 39.0, 50.0, 70.0, 88.0] | [60.0, 70.0, 80.0, 87.0, 94.0, 110.0, 150.0, 216.0]
HV 125A | HV 125A | 125 | 0 | [10.0, 1.82, 0.344, 0.1, 0.0467, 0.0269, 0.01] | [10.0, 2.478, 0.426, 0.1, 0.0427, 0.0211, 0.01] | 0 | [375.0, 500.0, 700.0, 925.0, 1200.0, 1500.0, 2341.0] | [750.0, 1000.0, 1500.0, 2200.0, 3000.0, 4000.0, 5765.0]
HV 160A | HV 160A | 160 | 0 | [10.0, 4.15, 1.03, 0.198, 0.1, 0.051, 0.0172, 0.01] | [10.0, 2.3, 0.734, 0.274, 0.1, 0.046, 0.0177, 0.01] | 0 | [480.0, 550.0, 700.0, 1000.0, 1260.0, 1600.0, 2500.0, 3227.0] | [960.0, 1300.0, 1700.0, 2200.0, 2996.0, 4000.0, 6000.0, 7946.0]
HV 16A | HV 16A | 16 | 0 | [10.0, 0.352, 0.164, 0.1, 0.0649, 0.0342, 0.01] | [10.0, 2.34, 0.722, 0.181, 0.1, 0.055, 0.0296, 0.01] | 0 | [48.0, 60.0, 65.0, 71.0, 80.0, 100.0, 162.0] | [96.0, 110.0, 125.0, 150.0, 168.0, 200.0, 250.0, 398.0]
HV 200A | HV 200A | 200 | 0 | [10.0, 4.267, 1.21, 0.403, 0.1, 0.058, 0.022, 0.01] | [10.0, 3.73, 1.654, 0.328, 0.1, 0.0531, 0.019, 0.01] | 0 | [600.0, 700.0, 900.0, 1150.0, 1665.0, 2000.0, 3000.0, 4313.0] | [1200.0, 1500.0, 1800.0, 2700.0, 3960.0, 5000.0, 7500.0, 10620.0]
HV 20A | HV 20A | 20 | 0 | [10.0, 1.3, 0.3, 0.155, 0.1, 0.0555, 0.023, 0.01] | [10.0, 1.3, 0.161, 0.1, 0.0611, 0.0399, 0.0141, 0.01] | 0 | [60.0, 70.0, 80.0, 87.0, 94.0, 110.0, 150.0, 216.0] | [120.0, 150.0, 200.0, 223.0, 260.0, 300.0, 450.0, 532.0]
HV 25A | HV 25A | 25 | 0 | [10.0, 2.512, 0.833, 0.299, 0.1, 0.0372, 0.0223, 0.01] | [10.0, 3.125, 0.597, 0.198, 0.1, 0.0378, 0.022, 0.01] | 0 | [75.0, 82.0, 90.0, 100.0, 124.0, 170.0, 200.0, 289.0] | [150.0, 170.0, 210.0, 250.0, 294.0, 400.0, 500.0, 711.0]
HV 31.5A | HV 31.5A | 31.5 | 0 | [10.0, 2.34, 0.722, 0.181, 0.1, 0.055, 0.0296, 0.01] | [10.0, 2.84, 0.368, 0.164, 0.1, 0.0621, 0.0378, 0.0195, 0.01] | 0 | [95.0, 110.0, 125.0, 150.0, 165.0, 200.0, 250.0, 390.0] | [189.0, 220.0, 300.0, 350.0, 393.0, 450.0, 530.0, 700.0, 960.0]
HV 40A | HV 40A | 40 | 0 | [10.0, 1.3, 0.161, 0.1, 0.0611, 0.0399, 0.0141, 0.01] | [10.0, 2.05, 0.369, 0.198, 0.1, 0.051, 0.0298, 0.01] | 0 | [120.0, 150.0, 200.0, 223.0, 260.0, 300.0, 450.0, 532.0] | [240.0, 300.0, 400.0, 450.0, 530.0, 650.0, 800.0, 1311.0]
HV 50A | HV 50A | 50 | 0 | [10.0, 3.215, 0.597, 0.198, 0.1, 0.0378, 0.022, 0.01] | [10.0, 3.64, 0.854, 0.281, 0.1, 0.0531, 0.022, 0.01] | 0 | [150.0, 170.0, 210.0, 250.0, 294.0, 400.0, 500.0, 711.0] | [300.0, 350.0, 450.0, 550.0, 700.0, 850.0, 1200.0, 1752.0]
HV 6.3A | HV 6.3A | 6.3 | 0 | [10.0, 1.39, 0.344, 0.168, 0.1, 0.056, 0.0263, 0.01] | [10.0, 1.711, 0.516, 0.198, 0.1, 0.0634, 0.0303, 0.01] | 0 | [19.0, 19.5, 20.4, 20.8, 22.0, 25.0, 32.0, 48.0] | [38.0, 40.0, 43.0, 48.0, 53.0, 60.0, 75.0, 118.0]
HV 63A | HV 63A | 63 | 0 | [10.0, 2.84, 0.368, 0.164, 0.1, 0.0621, 0.0378, 0.0195, 0.01] | [10.0, 1.82, 0.344, 0.1, 0.0467, 0.0269, 0.01] | 0 | [189.0, 220.0, 300.0, 350.0, 393.0, 450.0, 530.0, 700.0, 961.0] | [378.0, 500.0, 700.0, 934.0, 1200.0, 1500.0, 2366.0]
HV 80A | HV 80A | 80 | 0 | [10.0, 2.05, 0.369, 0.198, 0.1, 0.051, 0.0298, 0.01] | [10.0, 4.15, 1.03, 0.198, 0.1, 0.051, 0.0172, 0.01] | 0 | [240.0, 300.0, 400.0, 450.0, 530.0, 650.0, 800.0, 1311.0] | [480.0, 550.0, 700.0, 1000.0, 1260.0, 1600.0, 2500.0, 3227.0]
Siemens NH-1-100 | Siemens NH-1-100 | 100 | [5400.0, 2000.0, 400.0, 20.0, 1.0, 0.2, 0.012, 0.004] | 0 | 0 | [150.0, 190.0, 250.0, 430.0, 900.0, 1250.0, 2700.0, 3600.0] | 0 | 0
Siemens NH-1-125 | Siemens NH-1-125 | 125 | [4800.0, 120.0, 7.0, 0.1, 0.004] | 0 | 0 | [180.0, 400.0, 740.0, 2000.0, 4250.0] | 0 | 0
Siemens NH-1-16 | Siemens NH-1-16 | 16 | [4000.0, 400.0, 2.0, 0.1, 0.04, 0.01] | 0 | 0 | [26.0, 35.0, 75.0, 150.0, 200.0, 300.0] | 0 | 0
Siemens NH-1-160 | Siemens NH-1-160 | 160 | [4800.0, 120.0, 7.0, 0.1, 0.004] | 0 | 0 | [210.0, 500.0, 900.0, 2300.0, 5000.0] | 0 | 0
Siemens NH-1-25 | Siemens NH-1-25 | 25 | [4000.0, 1000.0, 10.0, 0.2, 0.02, 0.01] | 0 | 0 | [40.0, 50.0, 100.0, 210.0, 400.0, 500.0] | 0 | 0
Siemens NH-1-50 | Siemens NH-1-50 | 50 | [4000.0, 40.0, 4.0, 1.0, 0.02, 0.01] | 0 | 0 | [86.0, 200.0, 300.0, 400.0, 1000.0, 1280.0] | 0 | 0
Siemens NH-1-63 | Siemens NH-1-63 | 63 | [4000.0, 100.0, 10.0, 2.0, 0.04, 0.01] | 0 | 0 | [100.0, 200.0, 300.0, 400.0, 1000.0, 1500.0] | 0 | 0
Siemens NH-1-80 | Siemens NH-1-80 | 80 | [4800.0, 120.0, 7.0, 0.1, 0.01] | 0 | 0 | [150.58, 250.0, 450.0, 1150.0, 2470.0] | 0 | 0
Siemens NH-2-1000 | Siemens NH-2-1000 | 1000 | [4800.0, 120.0, 7.0, 0.1, 0.004] | 0 | 0 | [1900.0, 3500.0, 8400.0, 24000.0, 52000.0] | 0 | 0
Siemens NH-2-200 | Siemens NH-2-200 | 200 | [4800.0, 120.0, 7.0, 0.1, 0.004] | 0 | 0 | [280.0, 650.0, 1200.0, 3000.0, 7000.0] | 0 | 0
Siemens NH-2-224 | Siemens NH-2-224 | 224 | [4800.0, 120.0, 7.0, 0.2, 0.04, 0.004] | 0 | 0 | [400.0, 750.0, 1453.0, 3025.0, 4315.0, 7600.0] | 0 | 0
Siemens NH-2-250 | Siemens NH-2-250 | 250 | [4800.0, 120.0, 7.0, 0.1, 0.004] | 0 | 0 | [450.0, 800.0, 1650.0, 4000.0, 8500.0] | 0 | 0
Siemens NH-2-315 | Siemens NH-2-315 | 315 | [4800.0, 120.0, 7.0, 0.1, 0.004] | 0 | 0 | [550.0, 920.0, 1900.0, 5000.0, 11000.0] | 0 | 0
Siemens NH-2-355 | Siemens NH-2-355 | 355 | [4800.0, 120.0, 6.0, 0.1, 0.004] | 0 | 0 | [650.0, 1116.27, 2350.0, 5840.0, 12790.0] | 0 | 0
Siemens NH-2-400 | Siemens NH-2-400 | 400 | [4800.0, 120.0, 7.0, 0.1, 0.004] | 0 | 0 | [720.0, 1350.0, 2800.0, 6500.0, 15000.0] | 0 | 0
Siemens NH-2-425 | Siemens NH-2-425 | 425 | [4800.0, 120.0, 7.0, 0.1, 0.004] | 0 | 0 | [850.0, 1500.0, 3050.0, 7500.0, 16500.0] | 0 | 0
Siemens NH-2-630 | Siemens NH-2-630 | 630 | [4800.0, 120.0, 7.0, 0.1, 0.004] | 0 | 0 | [1200.0, 2000.0, 4800.0, 12000.0, 26000.0] | 0 | 0

## res_bus
| vm_pu | va_degree | p_mw | q_mvar
0 | 0.97581 | -0.46672 | 0.0012288 | 0.00030798
1 | 0.97575 | -0.46801 | 0.0060362 | 0.0015128
2 | 0.97597 | -0.46365 | 0 | 0
3 | 0.97551 | -0.47274 | 0.0013601 | 0.00034086
4 | 0.97594 | -0.46413 | 0.00071438 | 0.00017904
5 | 0.97674 | -0.44847 | 0.0092501 | 0.0023183
6 | 0.97543 | -0.47424 | 0.00046807 | 0.00011731
7 | 0.97713 | -0.44083 | 0 | 0
8 | 0.97532 | -0.47632 | 0 | 0
9 | 0.97804 | -0.42295 | 0 | 0
10 | 0.97519 | -0.4789 | 0 | 0
11 | 0.97516 | -0.47963 | 0.00073051 | 0.00018308
12 | 0.97505 | -0.48183 | 0 | 0
13 | 0.97481 | -0.48647 | 0.0018451 | 0.00046244
14 | 0.97487 | -0.48519 | 0.001786 | 0.00044761
15 | 0.97499 | -0.48285 | 0.0030657 | 0.00076833
16 | 0.98129 | -0.35925 | 0 | 0
17 | 0.97761 | -0.43138 | 0.0040773 | 0.0010219
18 | 0.98087 | -0.36755 | 0.0012557 | 0.0003147
19 | 0.98299 | -0.32628 | 0.0010039 | 0.00025161
20 | 0.97757 | -0.43217 | 0.0024903 | 0.00062413
21 | 0.98305 | -0.32488 | 0.0027341 | 0.00068522
22 | 0.98415 | -0.30354 | 0.00074506 | 0.00018673
23 | 0.98235 | -0.3384 | 0.0022697 | 0.00056885
24 | 0.98703 | -0.24788 | 0.0060737 | 0.0015222
25 | 0.97966 | -0.39066 | 0 | 0
26 | 0.98866 | -0.21669 | 0 | 0
27 | 0.97879 | -0.40769 | 0.0016387 | 0.00041071
28 | 0.97606 | -0.46123 | 0.0091907 | 0.0023034
29 | 0.98592 | -0.26994 | 0.0016329 | 0.00040924
30 | 0.98598 | -0.26874 | 0.00039274 | 9.8429e-05
31 | 0.98585 | -0.27138 | 0.00086409 | 0.00021656
32 | 0.98552 | -0.27777 | 0.0015337 | 0.00038439
33 | 0.9861 | -0.2665 | 0.001407 | 0.00035263
34 | 0.97945 | -0.39547 | 0.0036056 | 0.00090366
35 | 0.97954 | -0.39354 | 0 | 0
36 | 0.98615 | -0.26558 | 0.00060558 | 0.00015177
37 | 0.97944 | -0.39559 | 0.002533 | 0.00063483
38 | 0.97951 | -0.39418 | 0 | 0
39 | 0.98624 | -0.26369 | 0.0012174 | 0.00030512
40 | 0.98835 | -0.2226 | 0.0061872 | 0.0015507
41 | 0.98676 | -0.25358 | 0.0027498 | 0.00068916
42 | 0.97009 | -0.57893 | 0.0082903 | 0.0020777
43 | 0.97274 | -0.52652 | 0.0043556 | 0.0010916
44 | 0.9729 | -0.52331 | 0 | 0
45 | 0.97348 | -0.51197 | 0.0045986 | 0.0011525
46 | 0.97396 | -0.50252 | 0.0037234 | 0.00093318
47 | 0.9864 | -0.26065 | 0.00030426 | 7.6255e-05
48 | 0.98933 | -0.20361 | 0.013643 | 0.0034193
49 | 0.99091 | -0.17321 | 0 | 0
50 | 0.9764 | -0.45516 | 0.0026853 | 0.00067301
51 | 0.97646 | -0.45388 | 0.0023739 | 0.00059494
52 | 0.9908 | -0.17552 | 0.0061249 | 0.001535
53 | 0.99296 | -0.13391 | 0.0058532 | 0.001467
54 | 0.99073 | -0.1767 | 0.0017489 | 0.0004383
55 | 0.99488 | -0.097186 | 0 | 0
56 | 0.99771 | -0.043305 | 0 | 0
57 | 0.99485 | -0.097809 | 0.0056164 | 0.0014076
58 | 0.98548 | -0.27782 | 0 | 0
59 | 0.9863 | -0.26214 | 0 | 0
60 | 1 | 0 | -0.31082 | -0.079172
61 | 0.99626 | -0.070979 | 0.002882 | 0.00072231
62 | 0.98703 | -0.24806 | 0 | 0
63 | 0.98623 | -0.26344 | 0.0026629 | 0.00066738
64 | 0.99999 | -0.00022048 | 0.0033924 | 0.00085021
65 | 0.99591 | -0.077529 | 0 | 0
66 | 0.98686 | -0.25128 | 0.0043443 | 0.0010888
67 | 0.98833 | -0.22292 | 0.0051151 | 0.001282
68 | 0.98541 | -0.27975 | 0.0036879 | 0.00092428
69 | 0.98519 | -0.28402 | 0.0039347 | 0.00098612
70 | 0.98547 | -0.27871 | 0.0030907 | 0.0007746
71 | 0.98517 | -0.28444 | 0.0031463 | 0.00078855
72 | 0.98572 | -0.27373 | 0.0018341 | 0.00045968
73 | 0.98489 | -0.28998 | 0.0020914 | 0.00052415
74 | 0.98585 | -0.27133 | 0 | 0
75 | 0.9846 | -0.29562 | 0.002135 | 0.00053509
76 | 0.98568 | -0.27459 | 0.0016798 | 0.00042099
77 | 0.98652 | -0.25831 | 0.002039 | 0.00051101
78 | 0.97685 | -0.44621 | 0.0026115 | 0.00065449
79 | 0.9766 | -0.4513 | 0.0031861 | 0.00079852
80 | 0.97681 | -0.44705 | 0 | 0
81 | 0.97674 | -0.44838 | 0.0012569 | 0.00031502
82 | 0.98025 | -0.37965 | 0.0060533 | 0.0015171
83 | 0.98229 | -0.34072 | 0.0018427 | 0.00046183
84 | 0.98228 | -0.34093 | 0.0024355 | 0.0006104
85 | 0.98239 | -0.33874 | 0.0016655 | 0.00041742
86 | 0.98255 | -0.33566 | 0.0034715 | 0.00087005
87 | 0.98282 | -0.33046 | 0 | 0
88 | 0.98354 | -0.31625 | 0.0044198 | 0.0011077
89 | 0.98694 | -0.25011 | 0.0026058 | 0.00065308
90 | 0.98705 | -0.24797 | 0.002964 | 0.00074286
91 | 0.98754 | -0.23841 | 0.0038211 | 0.00095766
92 | 0.98469 | -0.29388 | 0 | 0
93 | 0.98761 | -0.23716 | 0.0030701 | 0.00076944
94 | 0.98454 | -0.29673 | 0.0012602 | 0.00031584
95 | 0.98418 | -0.30373 | 0.0013119 | 0.00032879
96 | 0.99032 | -0.18471 | 0 | 0
97 | 0.99136 | -0.16463 | 0.0022377 | 0.00056081
98 | 0.98846 | -0.22056 | 0.0036516 | 0.00091519
99 | 0.99317 | -0.12986 | 0.0045504 | 0.0011404
100 | 0.98837 | -0.22242 | 0 | 0
101 | 0.98667 | -0.25499 | 0.0015079 | 0.00037792
102 | 0.99321 | -0.12922 | 0.0043801 | 0.0010978
103 | 0.98796 | -0.23024 | 0.0030592 | 0.00076672
104 | 0.98784 | -0.23265 | 0 | 0
105 | 0.98661 | -0.25613 | 0.0020396 | 0.00051116
106 | 0.98793 | -0.23087 | 0.0025427 | 0.00063725
107 | 0.97981 | -0.38891 | 0.00066821 | 0.00016747
108 | 0.98117 | -0.3625 | 0.001308 | 0.00032781
109 | 0.97638 | -0.45632 | 0.0013753 | 0.00034469
110 | 0.98235 | -0.33941 | 0.0016059 | 0.00040248
111 | 0.97609 | -0.46197 | 0 | 0
112 | 0.97629 | -0.45807 | 0.00082792 | 0.0002075
113 | 0.97543 | -0.47512 | 0 | 0
114 | 0.97469 | -0.48975 | 0.00092131 | 0.0002309
115 | 0.97308 | -0.52155 | 0.00036891 | 9.2458e-05
116 | 0.97074 | -0.56778 | 0.00030413 | 7.6222e-05
117 | 0.97077 | -0.56723 | 0.0012145 | 0.00030438
118 | 0.97085 | -0.56565 | 0 | 0
119 | 0.9709 | -0.56467 | 0.0030534 | 0.00076527
120 | 0.98657 | -0.25695 | 0.0033198 | 0.00083202
121 | 0.98448 | -0.29798 | 0.002356 | 0.00059046
122 | 0.98445 | -0.29847 | 0.0019654 | 0.00049259
123 | 0.99567 | -0.082268 | 0.0025115 | 0.00062945
124 | 0.99552 | -0.085101 | 0 | 0
125 | 0.97115 | -0.55968 | 0.0013811 | 0.00034615
126 | 0.97956 | -0.39326 | 0.0030625 | 0.00076754
127 | 0.97982 | -0.38814 | 0.0013904 | 0.00034847
128 | 0.99547 | -0.086098 | 0.00095403 | 0.0002391
129 | 0.99549 | -0.085733 | 0.00053799 | 0.00013483
130 | 0.99549 | -0.085629 | 0.0021377 | 0.00053575
131 | 0.99536 | -0.088179 | 0.0033821 | 0.00084763
132 | 0.99533 | -0.088876 | 0.0022932 | 0.00057474
133 | 0.99998 | -0.00042819 | 0.0015159 | 0.00037991
134 | 0.9836 | -0.31498 | 0.0025905 | 0.00064924
135 | 0.98318 | -0.32314 | 0.00081153 | 0.00020339
136 | 0.98395 | -0.30812 | 0.0019393 | 0.00048604
137 | 0.98271 | -0.33231 | 0.0010047 | 0.0002518
138 | 0.98777 | -0.23398 | 0.0027377 | 0.00068614
139 | 0.98775 | -0.23448 | 0.0019147 | 0.00047987
140 | 0.98763 | -0.23669 | 0.0034201 | 0.00085716
141 | 0.9953 | -0.089305 | 0.0031574 | 0.00079131
142 | 0.97132 | -0.55632 | 0.00058939 | 0.00014771
143 | 0.99998 | 149.9956 | 0 | 0

## res_line
| p_from_mw | q_from_mvar | p_to_mw | q_to_mvar | pl_mw | ql_mvar | i_from_ka | i_to_ka | i_ka | vm_from_pu | va_from_degree | vm_to_pu | va_to_degree | loading_percent
0 | 0.0060366 | 0.0015129 | -0.0060362 | -0.0015128 | 3.7078e-07 | 9.154e-08 | 0.0092052 | 0.0092052 | 0.0092052 | 0.97581 | -0.46672 | 0.97575 | -0.46801 | 2.5289
1 | -0.0072654 | -0.0018209 | 0.0072665 | 0.0018213 | 1.0624e-06 | 3.9154e-07 | 0.011079 | 0.011079 | 0.011079 | 0.97581 | -0.46672 | 0.97597 | -0.46365 | 3.0437
2 | 0.0092634 | 0.0023216 | -0.0092594 | -0.0023197 | 4.0101e-06 | 1.8969e-06 | 0.014124 | 0.014124 | 0.014124 | 0.97597 | -0.46365 | 0.97551 | -0.47274 | 3.8802
3 | 0.00071439 | 0.00017859 | -0.00071438 | -0.00017904 | 1.6422e-08 | -4.5082e-07 | 0.001089 | 0.0010892 | 0.0010892 | 0.97597 | -0.46365 | 0.97594 | -0.46413 | 0.29923
4 | -0.017244 | -0.0043214 | 0.017257 | 0.0043288 | 1.2474e-05 | 7.3816e-06 | 0.026292 | 0.026291 | 0.026292 | 0.97597 | -0.46365 | 0.97674 | -0.44847 | 7.2229
5 | 0.0078994 | 0.0019788 | -0.0078988 | -0.0019786 | 5.6545e-07 | 2.3224e-07 | 0.012049 | 0.012049 | 0.012049 | 0.97551 | -0.47274 | 0.97543 | -0.47424 | 3.3102
6 | -0.026507 | -0.0066471 | 0.026517 | 0.0066531 | 9.6563e-06 | 5.9823e-06 | 0.040383 | 0.040383 | 0.040383 | 0.97674 | -0.44847 | 0.97713 | -0.44083 | 11.0944
7 | 0.0074307 | 0.0018612 | -0.00743 | -0.001861 | 7.3364e-07 | 2.7949e-07 | 0.011335 | 0.011335 | 0.011335 | 0.97543 | -0.47424 | 0.97532 | -0.47632 | 3.1141
8 | -0.026517 | -0.0066531 | 0.026539 | 0.0066671 | 2.2629e-05 | 1.4018e-05 | 0.040383 | 0.040383 | 0.040383 | 0.97713 | -0.44083 | 0.97804 | -0.42295 | 11.0943
9 | 0.00743 | 0.001861 | -0.0074291 | -0.0018606 | 9.1577e-07 | 3.4894e-07 | 0.011335 | 0.011335 | 0.011335 | 0.97532 | -0.47632 | 0.97519 | -0.4789 | 3.1141
10 | -0.04524 | -0.011358 | 0.045377 | 0.011445 | 0.00013791 | 8.7288e-05 | 0.068836 | 0.068836 | 0.068836 | 0.97804 | -0.42295 | 0.98129 | -0.35925 | 18.911
11 | 0.0187 | 0.0046908 | -0.018693 | -0.0046863 | 7.5066e-06 | 4.4941e-06 | 0.028453 | 0.028453 | 0.028453 | 0.97804 | -0.42295 | 0.97761 | -0.43138 | 7.8167
12 | 0.00073054 | 0.00018242 | -0.00073051 | -0.00018308 | 2.5298e-08 | -6.6131e-07 | 0.0011145 | 0.0011147 | 0.0011147 | 0.97519 | -0.4789 | 0.97516 | -0.47963 | 0.30624
13 | 0.0066986 | 0.0016782 | -0.0066976 | -0.0016779 | 9.3457e-07 | 3.0053e-07 | 0.010221 | 0.010221 | 0.010221 | 0.97519 | -0.4789 | 0.97505 | -0.48183 | 2.808
14 | 0.0066976 | 0.0016779 | -0.0066973 | -0.0016778 | 3.2444e-07 | 1.0435e-07 | 0.010221 | 0.010221 | 0.010221 | 0.97505 | -0.48183 | 0.97499 | -0.48285 | 2.808
15 | -0.0018451 | -0.00046244 | 0.0018453 | 0.00046204 | 1.1218e-07 | -3.9839e-07 | 0.0028166 | 0.0028164 | 0.0028166 | 0.97481 | -0.48647 | 0.97487 | -0.48519 | 0.77378
16 | -0.0036312 | -0.00090965 | 0.0036316 | 0.00090947 | 4.048e-07 | -1.7914e-07 | 0.0055424 | 0.0055423 | 0.0055424 | 0.97487 | -0.48519 | 0.97499 | -0.48285 | 1.5226
17 | 0.017924 | 0.0044989 | -0.017917 | -0.0044946 | 7.0887e-06 | 4.2137e-06 | 0.027183 | 0.027183 | 0.027183 | 0.98129 | -0.35925 | 0.98087 | -0.36755 | 7.4678
18 | -0.063302 | -0.015944 | 0.063402 | 0.016008 | 0.0001 | 6.3635e-05 | 0.096018 | 0.096018 | 0.096018 | 0.98129 | -0.35925 | 0.98299 | -0.32628 | 26.3787
19 | 0.014616 | 0.0036644 | -0.014615 | -0.0036641 | 5.5656e-07 | 3.186e-07 | 0.022247 | 0.022247 | 0.022247 | 0.97761 | -0.43138 | 0.97757 | -0.43217 | 6.1118
20 | 0.016662 | 0.0041799 | -0.016652 | -0.0041743 | 9.6086e-06 | 5.6436e-06 | 0.025278 | 0.025278 | 0.025278 | 0.98087 | -0.36755 | 0.98025 | -0.37965 | 6.9445
21 | -0.064406 | -0.016259 | 0.064556 | 0.016355 | 0.00014987 | 9.5381e-05 | 0.097538 | 0.097538 | 0.097538 | 0.98299 | -0.32628 | 0.98548 | -0.27782 | 26.7961
22 | 0.012125 | 0.00304 | -0.012117 | -0.0030356 | 8.1042e-06 | 4.3918e-06 | 0.018456 | 0.018457 | 0.018457 | 0.97757 | -0.43217 | 0.97685 | -0.44621 | 5.0705
23 | -0.037086 | -0.0093959 | 0.037124 | 0.0094199 | 3.8045e-05 | 2.3941e-05 | 0.056173 | 0.056173 | 0.056173 | 0.98305 | -0.32488 | 0.98415 | -0.30354 | 15.4321
24 | 0.034352 | 0.0087107 | -0.03433 | -0.0086967 | 2.2314e-05 | 1.4003e-05 | 0.052034 | 0.052035 | 0.052035 | 0.98305 | -0.32488 | 0.98235 | -0.3384 | 14.2952
25 | -0.037869 | -0.0096066 | 0.037971 | 0.0096706 | 0.00010166 | 6.4011e-05 | 0.057299 | 0.057299 | 0.057299 | 0.98415 | -0.30354 | 0.98703 | -0.24788 | 15.7416
26 | 0.03206 | 0.0081279 | -0.03198 | -0.0080776 | 8.0313e-05 | 5.0255e-05 | 0.048596 | 0.048597 | 0.048597 | 0.98235 | -0.3384 | 0.97966 | -0.39066 | 13.3508
27 | -0.044045 | -0.011193 | 0.044111 | 0.011235 | 6.6255e-05 | 4.1891e-05 | 0.066455 | 0.066455 | 0.066455 | 0.98703 | -0.24788 | 0.98866 | -0.21669 | 18.257
28 | 0.03198 | 0.0080776 | -0.031954 | -0.0080613 | 2.608e-05 | 1.6321e-05 | 0.048597 | 0.048597 | 0.048597 | 0.97966 | -0.39066 | 0.97879 | -0.40769 | 13.3508
29 | -0.061032 | -0.015477 | 0.061071 | 0.015501 | 3.8391e-05 | 2.4415e-05 | 0.091924 | 0.091924 | 0.091924 | 0.98866 | -0.21669 | 0.98933 | -0.20361 | 25.2537
30 | 0.016921 | 0.0042423 | -0.016916 | -0.0042395 | 4.7696e-06 | 2.8012e-06 | 0.025468 | 0.025469 | 0.025469 | 0.98866 | -0.21669 | 0.98835 | -0.2226 | 6.9969
31 | 0.030315 | 0.0076506 | -0.030237 | -0.0076022 | 7.7524e-05 | 4.8396e-05 | 0.046106 | 0.046106 | 0.046106 | 0.97879 | -0.40769 | 0.97606 | -0.46123 | 12.6665
32 | 0.021047 | 0.0052988 | -0.021005 | -0.0052736 | 4.1458e-05 | 2.5195e-05 | 0.032095 | 0.032095 | 0.032095 | 0.97606 | -0.46123 | 0.97396 | -0.50252 | 8.8174
33 | -0.0040313 | -0.0010058 | 0.0040316 | 0.0010057 | 2.2907e-07 | -6.3953e-08 | 0.0060827 | 0.0060826 | 0.0060827 | 0.98592 | -0.26994 | 0.98598 | -0.26874 | 1.6711
34 | 0.00086415 | 0.00021541 | -0.00086409 | -0.00021656 | 5.9377e-08 | -1.1494e-06 | 0.0013038 | 0.0013042 | 0.0013042 | 0.98592 | -0.26994 | 0.98585 | -0.27138 | 0.35831
35 | 0.0015343 | 0.00038114 | -0.0015337 | -0.00038439 | 5.7023e-07 | -3.2517e-06 | 0.0023144 | 0.0023157 | 0.0023157 | 0.98592 | -0.26994 | 0.98552 | -0.27777 | 0.63619
36 | -0.0044243 | -0.0011042 | 0.0044248 | 0.0011041 | 4.7101e-07 | -5.8104e-08 | 0.0066754 | 0.0066752 | 0.0066754 | 0.98598 | -0.26874 | 0.9861 | -0.2665 | 1.8339
37 | -0.0058318 | -0.0014567 | 0.005832 | 0.0014568 | 2.5546e-07 | 5.1225e-08 | 0.0087984 | 0.0087983 | 0.0087984 | 0.9861 | -0.2665 | 0.98615 | -0.26558 | 2.4171
38 | -0.0036056 | -0.00090366 | 0.003606 | 0.0009035 | 3.3177e-07 | -1.5879e-07 | 0.0054778 | 0.0054777 | 0.0054778 | 0.97945 | -0.39547 | 0.97954 | -0.39354 | 1.5049
39 | -0.0061392 | -0.0015379 | 0.0061393 | 0.0015379 | 8.2003e-08 | 2.0831e-08 | 0.0093258 | 0.0093258 | 0.0093258 | 0.97954 | -0.39354 | 0.97956 | -0.39326 | 2.562
40 | 0.0025332 | 0.00063443 | -0.0025332 | -0.00063455 | 7.8002e-08 | -1.269e-07 | 0.0038481 | 0.0038481 | 0.0038481 | 0.97954 | -0.39354 | 0.97951 | -0.39418 | 1.0572
41 | -0.0064376 | -0.0016085 | 0.0064382 | 0.0016087 | 5.7814e-07 | 1.6146e-07 | 0.0097121 | 0.009712 | 0.0097121 | 0.98615 | -0.26558 | 0.98624 | -0.26369 | 2.6682
42 | -0.002533 | -0.00063483 | 0.0025332 | 0.00063455 | 1.7004e-07 | -2.7656e-07 | 0.0038483 | 0.0038481 | 0.0038483 | 0.97944 | -0.39559 | 0.97951 | -0.39418 | 1.0572
43 | -0.0076556 | -0.0019138 | 0.0076567 | 0.0019143 | 1.1066e-06 | 4.2585e-07 | 0.011549 | 0.011549 | 0.011549 | 0.98624 | -0.26369 | 0.9864 | -0.26065 | 3.1728
44 | 0.010729 | 0.0026888 | -0.010713 | -0.0026807 | 1.5813e-05 | 8.0529e-06 | 0.016153 | 0.016154 | 0.016154 | 0.98835 | -0.2226 | 0.98676 | -0.25358 | 4.4379
45 | 0.0079637 | 0.0019916 | -0.007961 | -0.0019905 | 2.6749e-06 | 1.0802e-06 | 0.012008 | 0.012008 | 0.012008 | 0.98676 | -0.25358 | 0.9864 | -0.26065 | 3.2988
46 | -0.0082903 | -0.0020777 | 0.0083111 | 0.0020868 | 2.0741e-05 | 9.0393e-06 | 0.012716 | 0.012715 | 0.012716 | 0.97009 | -0.57893 | 0.97274 | -0.52652 | 3.4935
47 | -0.012667 | -0.0031784 | 0.012669 | 0.0031795 | 1.9372e-06 | 1.069e-06 | 0.019378 | 0.019378 | 0.019378 | 0.97274 | -0.52652 | 0.9729 | -0.52331 | 5.3236
48 | -0.012669 | -0.0031795 | 0.012675 | 0.0031833 | 6.8526e-06 | 3.781e-06 | 0.019378 | 0.019377 | 0.019378 | 0.9729 | -0.52331 | 0.97348 | -0.51197 | 5.3235
49 | -0.017274 | -0.0043358 | 0.017282 | 0.0043404 | 7.7879e-06 | 4.6138e-06 | 0.026407 | 0.026407 | 0.026407 | 0.97348 | -0.51197 | 0.97396 | -0.50252 | 7.2546
50 | -0.074714 | -0.018921 | 0.074823 | 0.01899 | 0.00010925 | 6.9621e-05 | 0.11244 | 0.11244 | 0.11244 | 0.98933 | -0.20361 | 0.99091 | -0.17321 | 30.891
51 | 0.0078747 | 0.0019733 | -0.0078738 | -0.0019729 | 8.6486e-07 | 3.4107e-07 | 0.011825 | 0.011825 | 0.011825 | 0.99091 | -0.17321 | 0.9908 | -0.17552 | 3.2487
52 | -0.082698 | -0.020964 | 0.082854 | 0.021063 | 0.00015653 | 9.9829e-05 | 0.12427 | 0.12427 | 0.12427 | 0.99091 | -0.17321 | 0.99296 | -0.13391 | 34.1396
53 | -0.0026853 | -0.00067301 | 0.0026855 | 0.00067279 | 1.6371e-07 | -2.2129e-07 | 0.0040924 | 0.0040923 | 0.0040924 | 0.9764 | -0.45516 | 0.97646 | -0.45388 | 1.1243
54 | -0.0050594 | -0.0012677 | 0.00506 | 0.0012678 | 6.2156e-07 | 4.8933e-08 | 0.0077098 | 0.0077096 | 0.0077098 | 0.97646 | -0.45388 | 0.9766 | -0.4513 | 2.1181
55 | 0.001749 | 0.00043788 | -0.0017489 | -0.0004383 | 9.8623e-08 | -4.2781e-07 | 0.0026265 | 0.0026267 | 0.0026267 | 0.9908 | -0.17552 | 0.99073 | -0.1767 | 0.72161
56 | -0.088707 | -0.02253 | 0.088864 | 0.022631 | 0.00015708 | 0.00010023 | 0.13304 | 0.13304 | 0.13304 | 0.99296 | -0.13391 | 0.99488 | -0.097186 | 36.5493
57 | -0.094481 | -0.024038 | 0.094727 | 0.024195 | 0.00024605 | 0.00015704 | 0.14144 | 0.14144 | 0.14144 | 0.99488 | -0.097186 | 0.99771 | -0.043305 | 38.8571
58 | 0.0056165 | 0.0014076 | -0.0056164 | -0.0014076 | 1.6669e-07 | 2.4889e-08 | 0.0084005 | 0.0084005 | 0.0084005 | 0.99488 | -0.097186 | 0.99485 | -0.097809 | 2.3078
59 | -0.30362 | -0.077536 | 0.30426 | 0.077942 | 0.00063699 | 0.0004067 | 0.45334 | 0.45334 | 0.45334 | 0.99771 | -0.043305 | 1 | 0 | 41.5149
60 | 0.2089 | 0.05334 | -0.20862 | -0.053163 | 0.000279 | 0.00017766 | 0.3119 | 0.3119 | 0.3119 | 0.99771 | -0.043305 | 0.99626 | -0.070979 | 28.5625
61 | -0.064556 | -0.016355 | 0.064604 | 0.016386 | 4.8669e-05 | 3.0974e-05 | 0.097538 | 0.097538 | 0.097538 | 0.98548 | -0.27782 | 0.9863 | -0.26214 | 26.7961
62 | -0.067267 | -0.017053 | 0.067313 | 0.017082 | 4.5556e-05 | 2.9005e-05 | 0.10156 | 0.10156 | 0.10156 | 0.9863 | -0.26214 | 0.98703 | -0.24806 | 27.8998
63 | 0.002663 | 0.00066714 | -0.0026629 | -0.00066738 | 1.6471e-07 | -2.4183e-07 | 0.0040176 | 0.0040177 | 0.0040177 | 0.9863 | -0.26214 | 0.98623 | -0.26344 | 1.1038
64 | 0.0049083 | 0.00123 | -0.0049083 | -0.00123 | 5.1552e-08 | -8.1661e-10 | 0.0073036 | 0.0073036 | 0.0073036 | 1 | 0 | 0.99999 | -0.00022048 | 2.0065
65 | 0.20573 | 0.05244 | -0.20567 | -0.052399 | 6.5024e-05 | 4.14e-05 | 0.3076 | 0.3076 | 0.3076 | 0.99626 | -0.070979 | 0.99591 | -0.077529 | 28.1684
66 | 0.011215 | 0.0028111 | -0.011213 | -0.0028102 | 1.7194e-06 | 8.9544e-07 | 0.016907 | 0.016908 | 0.016908 | 0.98703 | -0.24806 | 0.98686 | -0.25128 | 4.6449
67 | -0.078528 | -0.019893 | 0.078623 | 0.019953 | 9.4976e-05 | 6.0554e-05 | 0.11846 | 0.11846 | 0.11846 | 0.98703 | -0.24806 | 0.98833 | -0.22292 | 32.5447
68 | 0.0015159 | 0.00037982 | -0.0015159 | -0.00037991 | 1.4998e-08 | -9.3521e-08 | 0.0022557 | 0.0022557 | 0.0022557 | 0.99999 | -0.00022048 | 0.99998 | -0.00042819 | 0.6197
69 | 0.014981 | 0.0037557 | -0.014977 | -0.0037537 | 3.3816e-06 | 1.9301e-06 | 0.022383 | 0.022383 | 0.022383 | 0.99591 | -0.077529 | 0.99567 | -0.082268 | 6.1493
70 | 0.19069 | 0.048643 | -0.19021 | -0.048341 | 0.00047478 | 0.00030204 | 0.28522 | 0.28522 | 0.28522 | 0.99591 | -0.077529 | 0.99321 | -0.12922 | 26.1187
71 | 0.0068689 | 0.0017214 | -0.0068677 | -0.001721 | 1.2145e-06 | 3.9161e-07 | 0.010357 | 0.010357 | 0.010357 | 0.98686 | -0.25128 | 0.98667 | -0.25499 | 2.8454
72 | -0.083738 | -0.021235 | 0.083892 | 0.021334 | 0.00015411 | 9.8297e-05 | 0.12616 | 0.12616 | 0.12616 | 0.98833 | -0.22292 | 0.99032 | -0.18471 | 34.6603
73 | 0.031422 | 0.0079077 | -0.031415 | -0.0079044 | 6.3995e-06 | 3.2272e-06 | 0.04746 | 0.04746 | 0.04746 | 0.98541 | -0.27975 | 0.98519 | -0.28402 | 4.3462
74 | -0.03511 | -0.0088319 | 0.035111 | 0.0088329 | 1.7517e-06 | 9.3064e-07 | 0.053029 | 0.053029 | 0.053029 | 0.98541 | -0.27975 | 0.98547 | -0.27871 | 4.8561
75 | 0.027481 | 0.0069183 | -0.02748 | -0.0069181 | 5.5642e-07 | 2.5746e-07 | 0.041517 | 0.041517 | 0.041517 | 0.98519 | -0.28402 | 0.98517 | -0.28444 | 3.8019
76 | -0.038202 | -0.0096075 | 0.038211 | 0.0096124 | 9.0869e-06 | 4.9807e-06 | 0.057695 | 0.057695 | 0.057695 | 0.98547 | -0.27871 | 0.98572 | -0.27373 | 5.2835
77 | 0.024334 | 0.0061295 | -0.024327 | -0.006126 | 6.4446e-06 | 3.4771e-06 | 0.036765 | 0.036765 | 0.036765 | 0.98517 | -0.28444 | 0.98489 | -0.28998 | 5.0502
78 | -0.040045 | -0.010072 | 0.04005 | 0.010075 | 4.5968e-06 | 2.5572e-06 | 0.060464 | 0.060464 | 0.060464 | 0.98572 | -0.27373 | 0.98585 | -0.27133 | 5.537
79 | 0.022236 | 0.0056019 | -0.02223 | -0.0055982 | 6.0007e-06 | 3.6602e-06 | 0.033605 | 0.033605 | 0.033605 | 0.98489 | -0.28998 | 0.9846 | -0.29562 | 9.2323
80 | 0.022458 | 0.0056427 | -0.022454 | -0.0056406 | 3.5003e-06 | 2.1366e-06 | 0.033902 | 0.033902 | 0.033902 | 0.98585 | -0.27133 | 0.98568 | -0.27459 | 9.3138
81 | -0.062507 | -0.015717 | 0.062546 | 0.015741 | 3.8882e-05 | 2.3547e-05 | 0.094366 | 0.094365 | 0.094366 | 0.98585 | -0.27133 | 0.98652 | -0.25831 | 8.6416
82 | 0.020095 | 0.0050631 | -0.020083 | -0.0050559 | 1.2007e-05 | 7.2438e-06 | 0.030379 | 0.030379 | 0.030379 | 0.9846 | -0.29562 | 0.98395 | -0.30812 | 8.3459
83 | 0.020774 | 0.0052196 | -0.020755 | -0.005208 | 1.91e-05 | 1.1565e-05 | 0.031366 | 0.031366 | 0.031366 | 0.98568 | -0.27459 | 0.98469 | -0.29388 | 8.6172
84 | -0.064585 | -0.016252 | 0.064611 | 0.016267 | 2.534e-05 | 1.54e-05 | 0.097441 | 0.09744 | 0.097441 | 0.98652 | -0.25831 | 0.98694 | -0.25011 | 8.9231
85 | 0.0082481 | 0.0020672 | -0.0082461 | -0.0020663 | 2.0015e-06 | 8.5781e-07 | 0.012564 | 0.012564 | 0.012564 | 0.97685 | -0.44621 | 0.9766 | -0.4513 | 3.4517
86 | 0.0012571 | 0.00031392 | -0.001257 | -0.00031435 | 5.0281e-08 | -4.2574e-07 | 0.0019145 | 0.0019146 | 0.0019146 | 0.97685 | -0.44621 | 0.97681 | -0.44705 | 0.526
87 | 0.001257 | 0.00031435 | -0.0012569 | -0.00031502 | 7.9468e-08 | -6.7264e-07 | 0.0019146 | 0.0019149 | 0.0019149 | 0.97681 | -0.44705 | 0.97674 | -0.44838 | 0.52607
88 | 0.010599 | 0.0026572 | -0.010594 | -0.002655 | 4.2834e-06 | 2.1854e-06 | 0.016089 | 0.016089 | 0.016089 | 0.98025 | -0.37965 | 0.97982 | -0.38814 | 4.4201
89 | 0.0024356 | 0.00061036 | -0.0024355 | -0.0006104 | 2.3983e-08 | -4.4125e-08 | 0.0036895 | 0.0036895 | 0.0036895 | 0.98229 | -0.34072 | 0.98228 | -0.34093 | 1.0136
90 | -0.0042783 | -0.0010722 | 0.0042787 | 0.0010721 | 4.0508e-07 | -6.6344e-08 | 0.0064809 | 0.0064808 | 0.0064809 | 0.98229 | -0.34072 | 0.98239 | -0.33874 | 1.7805
91 | -0.0059442 | -0.0014895 | 0.0059451 | 0.0014897 | 8.7123e-07 | 1.9465e-07 | 0.0090036 | 0.0090034 | 0.0090036 | 0.98239 | -0.33874 | 0.98255 | -0.33566 | 2.4735
92 | -0.0094166 | -0.0023598 | 0.009419 | 0.0023609 | 2.334e-06 | 1.106e-06 | 0.014261 | 0.014261 | 0.014261 | 0.98255 | -0.33566 | 0.98282 | -0.33046 | 3.9178
93 | -0.009419 | -0.0023609 | 0.0094254 | 0.0023639 | 6.3798e-06 | 3.0222e-06 | 0.014261 | 0.01426 | 0.014261 | 0.98282 | -0.33046 | 0.98354 | -0.31625 | 3.9178
94 | -0.013845 | -0.0034716 | 0.013853 | 0.0034763 | 8.2669e-06 | 4.6528e-06 | 0.020947 | 0.020947 | 0.020947 | 0.98354 | -0.31625 | 0.98418 | -0.30373 | 5.7547
95 | -0.067216 | -0.01692 | 0.067223 | 0.016925 | 6.8484e-06 | 4.1786e-06 | 0.10137 | 0.10137 | 0.10137 | 0.98694 | -0.25011 | 0.98705 | -0.24797 | 9.2829
96 | -0.070187 | -0.017667 | 0.070219 | 0.017687 | 3.2099e-05 | 1.9664e-05 | 0.10584 | 0.10584 | 0.10584 | 0.98705 | -0.24797 | 0.98754 | -0.23841 | 9.6921
97 | -0.07404 | -0.018645 | 0.074045 | 0.018648 | 4.4272e-06 | 2.7242e-06 | 0.11159 | 0.11159 | 0.11159 | 0.98754 | -0.23841 | 0.98761 | -0.23716 | 10.2193
98 | 0.0055827 | 0.0013988 | -0.0055819 | -0.0013987 | 7.5923e-07 | 1.2409e-07 | 0.0084362 | 0.0084363 | 0.0084363 | 0.98469 | -0.29388 | 0.98454 | -0.29673 | 2.3177
99 | 0.015172 | 0.0038092 | -0.015165 | -0.0038051 | 7.1268e-06 | 4.1016e-06 | 0.02293 | 0.02293 | 0.02293 | 0.98469 | -0.29388 | 0.98418 | -0.30373 | 6.2996
100 | -0.077115 | -0.019417 | 0.077132 | 0.019427 | 1.6619e-05 | 1.0258e-05 | 0.11622 | 0.11622 | 0.11622 | 0.98761 | -0.23716 | 0.98784 | -0.23265 | 10.6429
101 | 0.0043217 | 0.0010829 | -0.0043214 | -0.0010829 | 2.5714e-07 | -3.9812e-08 | 0.0065316 | 0.0065317 | 0.0065317 | 0.98454 | -0.29673 | 0.98448 | -0.29798 | 1.7944
102 | -0.17856 | -0.045236 | 0.17874 | 0.045346 | 0.0001724 | 0.0001096 | 0.26848 | 0.26848 | 0.26848 | 0.99032 | -0.18471 | 0.99136 | -0.16463 | 24.5859
103 | 0.094673 | 0.023903 | -0.094511 | -0.023801 | 0.00016233 | 0.00010142 | 0.14231 | 0.14232 | 0.14232 | 0.99032 | -0.18471 | 0.98846 | -0.22056 | 13.0326
104 | -0.18098 | -0.045907 | 0.18128 | 0.046099 | 0.00030315 | 0.00019275 | 0.27184 | 0.27184 | 0.27184 | 0.99136 | -0.16463 | 0.99317 | -0.12986 | 24.8935
105 | 0.090859 | 0.022886 | -0.090851 | -0.022881 | 8.0754e-06 | 5.0355e-06 | 0.13682 | 0.13682 | 0.13682 | 0.98846 | -0.22056 | 0.98837 | -0.22242 | 12.5292
106 | -0.18583 | -0.04724 | 0.18583 | 0.047243 | 5.6543e-06 | 3.5961e-06 | 0.27865 | 0.27865 | 0.27865 | 0.99317 | -0.12986 | 0.99321 | -0.12922 | 25.5177
107 | 0.013682 | 0.0034304 | -0.013676 | -0.0034276 | 5.094e-06 | 2.85e-06 | 0.020599 | 0.020599 | 0.020599 | 0.98837 | -0.22242 | 0.98796 | -0.23024 | 5.659
108 | 0.077169 | 0.019451 | -0.077132 | -0.019427 | 3.7752e-05 | 2.3302e-05 | 0.11622 | 0.11622 | 0.11622 | 0.98837 | -0.22242 | 0.98784 | -0.23265 | 10.6429
109 | 0.0053598 | 0.0013431 | -0.0053595 | -0.0013431 | 2.9057e-07 | 3.4508e-08 | 0.0080831 | 0.0080832 | 0.0080832 | 0.98667 | -0.25499 | 0.98661 | -0.25613 | 2.2206
110 | 0.010617 | 0.0026609 | -0.010617 | -0.0026607 | 3.2015e-07 | 1.6214e-07 | 0.015991 | 0.015991 | 0.015991 | 0.98796 | -0.23024 | 0.98793 | -0.23087 | 4.3931
111 | 0.0033199 | 0.00083192 | -0.0033198 | -0.00083202 | 1.295e-07 | -9.301e-08 | 0.0050071 | 0.0050071 | 0.0050071 | 0.98661 | -0.25613 | 0.98657 | -0.25695 | 1.3756
112 | 0.0080742 | 0.0020234 | -0.008073 | -0.002023 | 1.1943e-06 | 4.8868e-07 | 0.012161 | 0.012161 | 0.012161 | 0.98793 | -0.23087 | 0.98777 | -0.23398 | 3.341
113 | -0.010773 | -0.0027076 | 0.010786 | 0.0027146 | 1.3599e-05 | 6.9953e-06 | 0.016363 | 0.016363 | 0.016363 | 0.97981 | -0.38891 | 0.98117 | -0.3625 | 4.4954
114 | 0.010105 | 0.0025401 | -0.010072 | -0.002524 | 3.2429e-05 | 1.6148e-05 | 0.015348 | 0.01535 | 0.01535 | 0.97981 | -0.38891 | 0.97638 | -0.45632 | 4.217
115 | -0.012094 | -0.0030424 | 0.012108 | 0.0030496 | 1.3355e-05 | 7.2094e-06 | 0.018346 | 0.018346 | 0.018346 | 0.98117 | -0.3625 | 0.98235 | -0.33941 | 5.0402
116 | 0.0078689 | 0.0019732 | -0.0078668 | -0.0019723 | 2.121e-06 | 8.6573e-07 | 0.011993 | 0.011993 | 0.011993 | 0.97638 | -0.45632 | 0.97609 | -0.46197 | 3.2947
117 | 0.00082799 | 0.00020609 | -0.00082792 | -0.0002075 | 6.9041e-08 | -1.4024e-06 | 0.0012614 | 0.0012619 | 0.0012619 | 0.97638 | -0.45632 | 0.97629 | -0.45807 | 0.34667
118 | -0.013714 | -0.0034521 | 0.013718 | 0.0034547 | 4.6592e-06 | 2.6174e-06 | 0.020778 | 0.020778 | 0.020778 | 0.98235 | -0.33941 | 0.98271 | -0.33231 | 5.7083
119 | 0.0078668 | 0.0019723 | -0.0078618 | -0.0019703 | 4.9258e-06 | 2.0118e-06 | 0.011993 | 0.011993 | 0.011993 | 0.97609 | -0.46197 | 0.97543 | -0.47512 | 3.2948
120 | 0.0078618 | 0.0019703 | -0.0078564 | -0.0019681 | 5.4751e-06 | 2.2381e-06 | 0.011993 | 0.011994 | 0.011994 | 0.97543 | -0.47512 | 0.97469 | -0.48975 | 3.295
121 | 0.0069351 | 0.0017372 | -0.0069246 | -0.0017336 | 1.0494e-05 | 3.6101e-06 | 0.010587 | 0.010588 | 0.010588 | 0.97469 | -0.48975 | 0.97308 | -0.52155 | 2.9089
122 | 0.0065557 | 0.0016411 | -0.0065448 | -0.0016377 | 1.0839e-05 | 3.3706e-06 | 0.010024 | 0.010025 | 0.010025 | 0.97308 | -0.52155 | 0.97132 | -0.55632 | 2.7542
123 | -0.00030413 | -7.6222e-05 | 0.00030414 | 7.5028e-05 | 7.8968e-09 | -1.194e-06 | 0.00046619 | 0.00046576 | 0.00046619 | 0.97074 | -0.56778 | 0.97077 | -0.56723 | 0.12807
124 | -0.0015186 | -0.00037941 | 0.0015187 | 0.00037878 | 1.1427e-07 | -6.2255e-07 | 0.0023274 | 0.0023271 | 0.0023274 | 0.97077 | -0.56723 | 0.97085 | -0.56565 | 0.63938
125 | -0.0015187 | -0.00037878 | 0.0015188 | 0.0003784 | 7.0098e-08 | -3.8202e-07 | 0.0023271 | 0.0023269 | 0.0023271 | 0.97085 | -0.56565 | 0.9709 | -0.56467 | 0.63931
126 | -0.0045723 | -0.0011437 | 0.0045733 | 0.0011436 | 1.0854e-06 | -3.4659e-08 | 0.0070067 | 0.0070065 | 0.0070067 | 0.9709 | -0.56467 | 0.97115 | -0.55968 | 1.9249
127 | 0.0019655 | 0.00049244 | -0.0019654 | -0.00049259 | 4.6179e-08 | -1.4786e-07 | 0.0029707 | 0.0029708 | 0.0029708 | 0.98448 | -0.29798 | 0.98445 | -0.29847 | 0.81615
128 | 0.012466 | 0.0031243 | -0.012464 | -0.0031234 | 1.6826e-06 | 9.0874e-07 | 0.01863 | 0.01863 | 0.01863 | 0.99567 | -0.082268 | 0.99552 | -0.085101 | 5.1181
129 | 0.010972 | 0.00275 | -0.010972 | -0.0027499 | 2.7565e-07 | 1.4088e-07 | 0.0164 | 0.0164 | 0.0164 | 0.99552 | -0.085101 | 0.99549 | -0.085629 | 4.5055
130 | 0.0014921 | 0.00037338 | -0.001492 | -0.00037366 | 4.4874e-08 | -2.8412e-07 | 0.00223 | 0.0022301 | 0.0022301 | 0.99552 | -0.085101 | 0.99549 | -0.085733 | 0.61268
131 | -0.0059545 | -0.0014898 | 0.0059554 | 0.00149 | 9.5129e-07 | 2.316e-07 | 0.0091227 | 0.0091225 | 0.0091227 | 0.97115 | -0.55968 | 0.97132 | -0.55632 | 2.5062
132 | -0.0092018 | -0.0023055 | 0.0092041 | 0.0023065 | 2.2444e-06 | 1.0507e-06 | 0.013978 | 0.013978 | 0.013978 | 0.97956 | -0.39326 | 0.97982 | -0.38814 | 3.8401
133 | -0.00095403 | -0.0002391 | 0.00095405 | 0.00023883 | 1.6598e-08 | -2.7235e-07 | 0.0014261 | 0.001426 | 0.0014261 | 0.99547 | -0.086098 | 0.99549 | -0.085733 | 0.39178
134 | 0.008834 | 0.0022141 | -0.0088329 | -0.0022136 | 1.0733e-06 | 4.7351e-07 | 0.013205 | 0.013205 | 0.013205 | 0.99549 | -0.085629 | 0.99536 | -0.088179 | 3.6277
135 | 0.0054508 | 0.001366 | -0.0054507 | -0.001366 | 1.8094e-07 | 2.1356e-08 | 0.0081487 | 0.0081487 | 0.0081487 | 0.99536 | -0.088179 | 0.99533 | -0.088876 | 2.2387
136 | 0.0031574 | 0.00079125 | -0.0031574 | -0.00079131 | 6.4566e-08 | -5.9106e-08 | 0.0047203 | 0.0047204 | 0.0047204 | 0.99533 | -0.088876 | 0.9953 | -0.089305 | 1.2968
137 | 0.015547 | 0.0039171 | -0.015541 | -0.0039136 | 6.0662e-06 | 3.5116e-06 | 0.023527 | 0.023527 | 0.023527 | 0.9836 | -0.31498 | 0.98318 | -0.32314 | 6.4636
138 | -0.018138 | -0.0045663 | 0.018143 | 0.0045698 | 5.9498e-06 | 3.5405e-06 | 0.027446 | 0.027446 | 0.027446 | 0.9836 | -0.31498 | 0.98395 | -0.30812 | 7.5402
139 | 0.014729 | 0.0037102 | -0.014723 | -0.0037065 | 6.452e-06 | 3.6907e-06 | 0.022299 | 0.022299 | 0.022299 | 0.98318 | -0.32314 | 0.98271 | -0.33231 | 6.1262
140 | 0.0053353 | 0.0013368 | -0.0053352 | -0.0013368 | 1.2824e-07 | 1.4311e-08 | 0.0080372 | 0.0080372 | 0.0080372 | 0.98777 | -0.23398 | 0.98775 | -0.23448 | 2.208
141 | 0.0034205 | 0.00085693 | -0.0034201 | -0.00085716 | 3.5989e-07 | -2.3226e-07 | 0.0051527 | 0.0051529 | 0.0051529 | 0.98775 | -0.23448 | 0.98763 | -0.23669 | 1.4156

## res_trafo
| p_hv_mw | q_hv_mvar | p_lv_mw | q_lv_mvar | pl_mw | ql_mvar | i_hv_ka | i_lv_ka | vm_hv_pu | va_hv_degree | vm_lv_pu | va_lv_degree | loading_percent
0 | -1.2729e-15 | -1.3162e-15 | 0.00165 | 1.2699e-07 | 0.00165 | 1.2699e-07 | 5.2857e-17 | 0.0023815 | 0.99998 | 149.9956 | 1 | 0 | 0.2619

## res_ext_grid
| p_mw | q_mvar
0 | 0.31458 | 0.080115

## res_load
| p_mw | q_mvar
0 | 0.0012288 | 0.00030798
1 | 0.0060362 | 0.0015128
2 | 0.0013601 | 0.00034086
3 | 0.00071438 | 0.00017904
4 | 0.0092501 | 0.0023183
5 | 0.00046807 | 0.00011731
6 | 0.00073051 | 0.00018308
7 | 0.0018451 | 0.00046244
8 | 0.001786 | 0.00044761
9 | 0.0030657 | 0.00076833
10 | 0.0040773 | 0.0010219
11 | 0.0012557 | 0.0003147
12 | 0.0010039 | 0.00025161
13 | 0.0024903 | 0.00062413
14 | 0.0027341 | 0.00068522
15 | 0.00074506 | 0.00018673
16 | 0.0022697 | 0.00056885
17 | 0.0060737 | 0.0015222
18 | 0.0016387 | 0.00041071
19 | 0.0091907 | 0.0023034
20 | 0.0016329 | 0.00040924
21 | 0.00039274 | 9.8429e-05
22 | 0.00086409 | 0.00021656
23 | 0.0015337 | 0.00038439
24 | 0.001407 | 0.00035263
25 | 0.0036056 | 0.00090366
26 | 0.00060558 | 0.00015177
27 | 0.002533 | 0.00063483
28 | 0.0012174 | 0.00030512
29 | 0.0061872 | 0.0015507
30 | 0.0027498 | 0.00068916
31 | 0.0082903 | 0.0020777
32 | 0.0043556 | 0.0010916
33 | 0.0045986 | 0.0011525
34 | 0.0037234 | 0.00093318
35 | 0.00030426 | 7.6255e-05
36 | 0.013643 | 0.0034193
37 | 0.0026853 | 0.00067301
38 | 0.0023739 | 0.00059494
39 | 0.0061249 | 0.001535
40 | 0.0058532 | 0.001467
41 | 0.0017489 | 0.0004383
42 | 0.0056164 | 0.0014076
43 | 0.0037621 | 0.00094288
44 | 0.002882 | 0.00072231
45 | 0.0026629 | 0.00066738
46 | 0.0033924 | 0.00085021
47 | 0.0043443 | 0.0010888
48 | 0.0051151 | 0.001282
49 | 0.0036879 | 0.00092428
50 | 0.0039347 | 0.00098612
51 | 0.0030907 | 0.0007746
52 | 0.0031463 | 0.00078855
53 | 0.0018341 | 0.00045968
54 | 0.0020914 | 0.00052415
55 | 0.002135 | 0.00053509
56 | 0.0016798 | 0.00042099
57 | 0.002039 | 0.00051101
58 | 0.0026115 | 0.00065449
59 | 0.0031861 | 0.00079852
60 | 0.0012569 | 0.00031502
61 | 0.0060533 | 0.0015171
62 | 0.0018427 | 0.00046183
63 | 0.0024355 | 0.0006104
64 | 0.0016655 | 0.00041742
65 | 0.0034715 | 0.00087005
66 | 0.0044198 | 0.0011077
67 | 0.0026058 | 0.00065308
68 | 0.002964 | 0.00074286
69 | 0.0038211 | 0.00095766
70 | 0.0030701 | 0.00076944
71 | 0.0012602 | 0.00031584
72 | 0.0013119 | 0.00032879
73 | 0.0022377 | 0.00056081
74 | 0.0036516 | 0.00091519
75 | 0.0045504 | 0.0011404
76 | 0.0015079 | 0.00037792
77 | 0.0043801 | 0.0010978
78 | 0.0030592 | 0.00076672
79 | 0.0020396 | 0.00051116
80 | 0.0025427 | 0.00063725
81 | 0.00066821 | 0.00016747
82 | 0.001308 | 0.00032781
83 | 0.0013753 | 0.00034469
84 | 0.0016059 | 0.00040248
85 | 0.00082792 | 0.0002075
86 | 0.00092131 | 0.0002309
87 | 0.00036891 | 9.2458e-05
88 | 0.00030413 | 7.6222e-05
89 | 0.0012145 | 0.00030438
90 | 0.0030534 | 0.00076527
91 | 0.0033198 | 0.00083202
92 | 0.002356 | 0.00059046
93 | 0.0019654 | 0.00049259
94 | 0.0025115 | 0.00062945
95 | 0.0013811 | 0.00034615
96 | 0.0030625 | 0.00076754
97 | 0.0013904 | 0.00034847
98 | 0.00095403 | 0.0002391
99 | 0.00053799 | 0.00013483
100 | 0.0021377 | 0.00053575
101 | 0.0033821 | 0.00084763
102 | 0.0022932 | 0.00057474
103 | 0.0015159 | 0.00037991
104 | 0.0025905 | 0.00064924
105 | 0.00081153 | 0.00020339
106 | 0.0019393 | 0.00048604
107 | 0.0010047 | 0.0002518
108 | 0.0027377 | 0.00068614
109 | 0.0019147 | 0.00047987
110 | 0.0034201 | 0.00085716
111 | 0.0031574 | 0.00079131
112 | 0.00058939 | 0.00014771

## dtypes
| element | column | dtype
0 | bus | name | object
1 | bus | vn_kv | float64
2 | bus | type | object
3 | bus | zone | object
4 | bus | in_service | bool
5 | load | name | object
6 | load | bus | uint32
7 | load | p_mw | float64
8 | load | q_mvar | float64
9 | load | const_z_percent | float64
10 | load | const_i_percent | float64
11 | load | sn_mva | float64
12 | load | scaling | float64
13 | load | in_service | bool
14 | load | type | object
15 | ext_grid | name | object
16 | ext_grid | bus | uint32
17 | ext_grid | vm_pu | float64
18 | ext_grid | va_degree | float64
19 | ext_grid | slack_weight | float64
20 | ext_grid | in_service | bool
21 | line | name | object
22 | line | std_type | object
23 | line | from_bus | uint32
24 | line | to_bus | uint32
25 | line | length_km | float64
26 | line | r_ohm_per_km | float64
27 | line | x_ohm_per_km | float64
28 | line | c_nf_per_km | float64
29 | line | g_us_per_km | float64
30 | line | max_i_ka | float64
31 | line | df | float64
32 | line | parallel | uint32
33 | line | type | object
34 | line | in_service | bool
35 | trafo | name | object
36 | trafo | std_type | object
37 | trafo | hv_bus | uint32
38 | trafo | lv_bus | uint32
39 | trafo | sn_mva | float64
40 | trafo | vn_hv_kv | float64
41 | trafo | vn_lv_kv | float64
42 | trafo | vk_percent | float64
43 | trafo | vkr_percent | float64
44 | trafo | pfe_kw | float64
45 | trafo | i0_percent | float64
46 | trafo | shift_degree | float64
47 | trafo | tap_side | object
48 | trafo | tap_neutral | int32
49 | trafo | tap_min | int32
50 | trafo | tap_max | int32
51 | trafo | tap_step_percent | float64
52 | trafo | tap_step_degree | float64
53 | trafo | tap_pos | int32
54 | trafo | tap_phase_shifter | bool
55 | trafo | parallel | uint32
56 | trafo | df | float64
57 | trafo | in_service | bool
58 | line_geodata | coords | object
59 | bus_geodata | x | float64
60 | bus_geodata | y | float64
61 | bus_geodata | coords | object
62 | res_bus | vm_pu | float64
63 | res_bus | va_degree | float64
64 | res_bus | p_mw | float64
65 | res_bus | q_mvar | float64
66 | res_line | p_from_mw | float64
67 | res_line | q_from_mvar | float64
68 | res_line | p_to_mw | float64
69 | res_line | q_to_mvar | float64
70 | res_line | pl_mw | float64
71 | res_line | ql_mvar | float64
72 | res_line | i_from_ka | float64
73 | res_line | i_to_ka | float64
74 | res_line | i_ka | float64
75 | res_line | vm_from_pu | float64
76 | res_line | va_from_degree | float64
77 | res_line | vm_to_pu | float64
78 | res_line | va_to_degree | float64
79 | res_line | loading_percent | float64
80 | res_trafo | p_hv_mw | float64
81 | res_trafo | q_hv_mvar | float64
82 | res_trafo | p_lv_mw | float64
83 | res_trafo | q_lv_mvar | float64
84 | res_trafo | pl_mw | float64
85 | res_trafo | ql_mvar | float64
86 | res_trafo | i_hv_ka | float64
87 | res_trafo | i_lv_ka | float64
88 | res_trafo | vm_hv_pu | float64
89 | res_trafo | va_hv_degree | float64
90 | res_trafo | vm_lv_pu | float64
91 | res_trafo | va_lv_degree | float64
92 | res_trafo | loading_percent | float64
93 | res_ext_grid | p_mw | float64
94 | res_ext_grid | q_mvar | float64
95 | res_load | p_mw | float64
96 | res_load | q_mvar | float64

## parameters
| version | format_version | converged | OPF_converged | name | f_hz | sn_mva
0 | 2.14.6 | 2.14.0 | TRUE | FALSE |  | 50 | 1