## bus
| name | vn_kv | type | zone | in_service
0 | bus_LV_226-1_2_4_node_30 | 0.4 | n |  | TRUE
1 | bus_LV_226-1_2_4_node_385 | 0.4 | n |  | TRUE
2 | bus_LV_226-1_2_4_node_384 | 0.4 | n |  | TRUE
3 | bus_LV_226-1_2_4_node_72 | 0.4 | n |  | TRUE
4 | bus_LV_226-1_2_4_node_73 | 0.4 | n |  | TRUE
5 | bus_LV_226-1_2_4_node_74 | 0.4 | n |  | TRUE
6 | bus_LV_226-1_2_4_node_75 | 0.4 | n |  | TRUE
7 | bus_LV_226-1_2_4_node_76 | 0.4 | n |  | TRUE
8 | bus_LV_226-1_2_4_node_78 | 0.4 | n |  | TRUE
9 | bus_LV_226-1_2_4_node_79 | 0.4 | n |  | TRUE
10 | bus_LV_226-1_2_4_node_77 | 0.4 | n |  | TRUE
11 | bus_LV_226-1_2_4_node_84 | 0.4 | n |  | TRUE
12 | bus_LV_226-1_2_4_node_80 | 0.4 | n |  | TRUE
13 | bus_LV_226-1_2_4_node_90 | 0.4 | n |  | TRUE
14 | bus_LV_226-1_2_4_node_81 | 0.4 | n |  | TRUE
15 | bus_LV_226-1_2_4_node_82 | 0.4 | n |  | TRUE
16 | bus_LV_226-1_2_4_node_83 | 0.4 | n |  | TRUE
17 | bus_LV_226-1_2_4_node_85 | 0.4 | n |  | TRUE
18 | bus_LV_226-1_2_4_node_86 | 0.4 | n |  | TRUE
19 | bus_LV_226-1_2_4_node_87 | 0.4 | n |  | TRUE
20 | bus_LV_226-1_2_4_node_91 | 0.4 | n |  | TRUE
21 | bus_LV_226-1_2_4_node_402 | 0.4 | n |  | TRUE
22 | bus_LV_226-1_2_4_node_88 | 0.4 | n |  | TRUE
23 | bus_LV_226-1_2_4_node_180 | 0.4 | n |  | TRUE
24 | bus_LV_226-1_2_4_node_403 | 0.4 | n |  | TRUE
25 | bus_LV_226-1_2_4_node_340 | 0.4 | n |  | TRUE
26 | bus_LV_226-1_2_4_node_181 | 0.4 | n |  | TRUE
27 | bus_LV_226-1_2_4_node_187 | 0.4 | n |  | TRUE
28 | bus_LV_226-1_2_4_node_182 | 0.4 | n |  | TRUE
29 | bus_LV_226-1_2_4_node_312 | 0.4 | n |  | TRUE
30 | bus_LV_226-1_2_4_node_382 | 0.4 | n |  | TRUE
31 | bus_LV_226-1_2_4_node_380 | 0.4 | n |  | TRUE
32 | bus_LV_226-1_2_4_node_401 | 0.4 | n |  | TRUE
33 | bus_LV_226-1_2_4_node_271 | 0.4 | n |  | TRUE
34 | bus_LV_226-1_2_4_node_349 | 0.4 | n |  | TRUE
35 | bus_LV_226-1_2_4_node_346 | 0.4 | n |  | TRUE
36 | bus_LV_226-1_2_4_node_288 | 0.4 | n |  | TRUE
37 | bus_LV_226-1_2_4_node_289 | 0.4 | n |  | TRUE
38 | bus_LV_226-1_2_4_node_290 | 0.4 | n |  | TRUE
39 | bus_LV_226-1_2_4_node_291 | 0.4 | n |  | TRUE
40 | bus_LV_226-1_2_4_node_292 | 0.4 | n |  | TRUE
41 | bus_LV_226-1_2_4_node_308 | 0.4 | n |  | TRUE
42 | bus_LV_226-1_2_4_node_350 | 0.4 | n |  | TRUE
43 | bus_LV_226-1_2_4_node_293 | 0.4 | n |  | TRUE
44 | bus_LV_226-1_2_4_node_294 | 0.4 | n |  | TRUE
45 | bus_LV_226-1_2_4_node_295 | 0.4 | n |  | TRUE
46 | bus_LV_226-1_2_4_node_347 | 0.4 | n |  | TRUE
47 | bus_LV_226-1_2_4_node_351 | 0.4 | n |  | TRUE
48 | bus_LV_226-1_2_4_node_296 | 0.4 | n |  | TRUE
49 | bus_LV_226-1_2_4_node_297 | 0.4 | n |  | TRUE
50 | bus_LV_226-1_2_4_node_298 | 0.4 | n |  | TRUE
51 | bus_LV_226-1_2_4_node_299 | 0.4 | n |  | TRUE
52 | bus_LV_226-1_2_4_node_300 | 0.4 | n |  | TRUE
53 | bus_LV_226-1_2_4_node_374 | 0.4 | n |  | TRUE
54 | bus_LV_226-1_2_4_node_301 | 0.4 | n |  | TRUE
55 | bus_LV_226-1_2_4_node_302 | 0.4 | n |  | TRUE
56 | bus_LV_226-1_2_4_node_303 | 0.4 | n |  | TRUE
57 | bus_LV_226-1_2_4_node_315 | 0.4 | n |  | TRUE
58 | bus_LV_226-1_2_4_node_304 | 0.4 | n |  | TRUE
59 | bus_LV_226-1_2_4_node_305 | 0.4 | n |  | TRUE
60 | bus_LV_226-1_2_4_node_306 | 0.4 | n |  | TRUE
61 | bus_LV_226-1_2_4_node_307 | 0.4 | n |  | TRUE
62 | bus_LV_226-1_2_4_node_323 | 0.4 | n |  | TRUE
63 | bus_LV_226-1_2_4_node_327 | 0.4 | n |  | TRUE
64 | bus_LV_226-1_2_4_node_309 | 0.4 | n |  | TRUE
65 | bus_LV_226-1_2_4_node_415 | 0.4 | n |  | TRUE
66 | bus_LV_226-1_2_4_node_310 | 0.4 | n |  | TRUE
67 | bus_LV_226-1_2_4_node_311 | 0.4 | n |  | TRUE
68 | bus_LV_226-1_2_4_node_313 | 0.4 | n |  | TRUE
69 | bus_LV_226-1_2_4_node_314 | 0.4 | n |  | TRUE
70 | bus_LV_226-1_2_4_node_363 | 0.4 | n |  | TRUE
71 | bus_LV_226-1_2_4_node_336 | 0.4 | n |  | TRUE
72 | bus_LV_226-1_2_4_node_387 | 0.4 | n |  | TRUE
73 | bus_LV_226-1_2_4_node_386 | 0.4 | n |  | TRUE
74 | bus_LV_226-1_2_4_node_316 | 0.4 | n |  | TRUE
75 | bus_LV_226-1_2_4_node_317 | 0.4 | n |  | TRUE
76 | bus_LV_226-1_2_4_node_318 | 0.4 | n |  | TRUE
77 | bus_LV_226-1_2_4_node_355 | 0.4 | n |  | TRUE
78 | bus_LV_226-1_2_4_node_333 | 0.4 | n |  | TRUE
79 | bus_LV_226-1_2_4_node_391 | 0.4 | n |  | TRUE
80 | bus_LV_226-1_2_4_node_319 | 0.4 | n |  | TRUE
81 | bus_LV_226-1_2_4_node_320 | 0.4 | n |  | TRUE
82 | bus_LV_226-1_2_4_node_321 | 0.4 | n |  | TRUE
83 | bus_LV_226-1_2_4_node_322 | 0.4 | n |  | TRUE
84 | bus_LV_226-1_2_4_node_324 | 0.4 | n |  | TRUE
85 | bus_LV_226-1_2_4_node_338 | 0.4 | n |  | TRUE
86 | bus_LV_226-1_2_4_node_389 | 0.4 | n |  | TRUE
87 | bus_LV_226-1_2_4_node_334 | 0.4 | n |  | TRUE
88 | bus_LV_226-1_2_4_node_325 | 0.4 | n |  | TRUE
89 | bus_LV_226-1_2_4_node_326 | 0.4 | n |  | TRUE
90 | bus_LV_226-1_2_4_node_328 | 0.4 | n |  | TRUE
91 | bus_LV_226-1_2_4_node_329 | 0.4 | n |  | TRUE
92 | bus_LV_226-1_2_4_node_331 | 0.4 | n |  | TRUE
93 | bus_LV_226-1_2_4_node_330 | 0.4 | n |  | TRUE
94 | bus_LV_226-1_2_4_node_332 | 0.4 | n |  | TRUE
95 | bus_LV_226-1_2_4_node_335 | 0.4 | n |  | TRUE
96 | bus_LV_226-1_2_4_node_337 | 0.4 | n |  | TRUE
97 | bus_LV_226-1_2_4_node_339 | 0.4 | n |  | TRUE
98 | bus_LV_226-1_2_4_node_368 | 0.4 | n |  | TRUE
99 | bus_LV_226-1_2_4_node_342 | 0.4 | n |  | TRUE
100 | bus_LV_226-1_2_4_node_343 | 0.4 | n |  | TRUE
101 | bus_LV_226-1_2_4_node_344 | 0.4 | n |  | TRUE
102 | bus_LV_226-1_2_4_node_345 | 0.4 | n |  | TRUE
103 | bus_LV_226-1_2_4_node_371 | 0.4 | n |  | TRUE
104 | bus_LV_226-1_2_4_node_410 | 0.4 | n |  | TRUE
105 | bus_LV_226-1_2_4_node_411 | 0.4 | n |  | TRUE
106 | bus_LV_226-1_2_4_node_352 | 0.4 | n |  | TRUE
107 | bus_LV_226-1_2_4_node_353 | 0.4 | n |  | TRUE
108 | bus_LV_226-1_2_4_node_354 | 0.4 | n |  | TRUE
109 | bus_LV_226-1_2_4_node_357 | 0.4 | n |  | TRUE
110 | bus_LV_226-1_2_4_node_358 | 0.4 | n |  | TRUE
111 | bus_LV_226-1_2_4_node_356 | 0.4 | n |  | TRUE
112 | bus_LV_226-1_2_4_node_372 | 0.4 | n |  | TRUE
113 | bus_LV_226-1_2_4_node_359 | 0.4 | n |  | TRUE
114 | bus_LV_226-1_2_4_node_360 | 0.4 | n |  | TRUE
115 | bus_LV_226-1_2_4_node_361 | 0.4 | n |  | TRUE
116 | bus_LV_226-1_2_4_node_362 | 0.4 | n |  | TRUE
117 | bus_LV_226-1_2_4_node_370 | 0.4 | n |  | TRUE
118 | bus_LV_226-1_2_4_node_406 | 0.4 | n |  | TRUE
119 | bus_LV_226-1_2_4_node_377 | 0.4 | n |  | TRUE
120 | bus_LV_226-1_2_4_node_364 | 0.4 | n |  | TRUE
121 | bus_LV_226-1_2_4_node_365 | 0.4 | n |  | TRUE
122 | bus_LV_226-1_2_4_node_366 | 0.4 | n |  | TRUE
123 | bus_LV_226-1_2_4_node_369 | 0.4 | n |  | TRUE
124 | bus_LV_226-1_2_4_node_367 | 0.4 | n |  | TRUE
125 | bus_LV_226-1_2_4_node_388 | 0.4 | n |  | TRUE
126 | bus_LV_226-1_2_4_node_373 | 0.4 | n |  | TRUE
127 | bus_LV_226-1_2_4_node_407 | 0.4 | n |  | TRUE
128 | bus_LV_226-1_2_4_node_375 | 0.4 | n |  | TRUE
129 | bus_LV_226-1_2_4_node_381 | 0.4 | n |  | TRUE
130 | bus_LV_226-1_2_4_node_376 | 0.4 | n |  | TRUE
131 | bus_LV_226-1_2_4_node_378 | 0.4 | n |  | TRUE
132 | bus_LV_226-1_2_4_node_379 | 0.4 | n |  | TRUE
133 | bus_LV_226-1_2_4_node_405 | 0.4 | n |  | TRUE
134 | bus_LV_226-1_2_4_node_383 | 0.4 | n |  | TRUE
135 | bus_LV_226-1_2_4_node_396 | 0.4 | n |  | TRUE
136 | bus_LV_226-1_2_4_node_390 | 0.4 | n |  | TRUE
137 | bus_LV_226-1_2_4_node_392 | 0.4 | n |  | TRUE
138 | bus_LV_226-1_2_4_node_393 | 0.4 | n |  | TRUE
139 | bus_LV_226-1_2_4_node_395 | 0.4 | n |  | TRUE
140 | bus_LV_226-1_2_4_node_394 | 0.4 | n |  | TRUE
141 | bus_LV_226-1_2_4_node_404 | 0.4 | n |  | TRUE
142 | bus_LV_226-1_2_4_node_397 | 0.4 | n |  | TRUE
143 | bus_LV_226-1_2_4_node_398 | 0.4 | n |  | TRUE
144 | bus_LV_226-1_2_4_node_399 | 0.4 | n |  | TRUE
145 | bus_LV_226-1_2_4_node_400 | 0.4 | n |  | TRUE
146 | bus_LV_226-1_2_4_node_408 | 0.4 | n |  | TRUE
147 | bus_LV_226-1_2_4_node_409 | 0.4 | n |  | TRUE
148 | bus_MV_26_0_node_14 | 20 | n |  | TRUE

## load
| name | bus | p_mw | q_mvar | const_z_percent | const_i_percent | sn_mva | scaling | in_service | type
0 | LV_226-1_2_4_load_384 | 2 | 0.0035282 | 0.00088426 | 0 | 0 |  | 1 | TRUE | wye
1 | LV_226-1_2_4_load_72 | 3 | 0.0098155 | 0.00246 | 0 | 0 |  | 1 | TRUE | wye
2 | LV_226-1_2_4_load_75 | 6 | 0.00396 | 0.00099248 | 0 | 0 |  | 1 | TRUE | wye
3 | LV_226-1_2_4_load_78 | 8 | 0.001992 | 0.00049923 | 0 | 0 |  | 1 | TRUE | wye
4 | LV_226-1_2_4_load_77 | 10 | 0.00070305 | 0.0001762 | 0 | 0 |  | 1 | TRUE | wye
5 | LV_226-1_2_4_load_80 | 12 | 0.001727 | 0.00043282 | 0 | 0 |  | 1 | TRUE | wye
6 | LV_226-1_2_4_load_90 | 13 | 0.00041302 | 0.00010351 | 0 | 0 |  | 1 | TRUE | wye
7 | LV_226-1_2_4_load_81 | 14 | 0.00057337 | 0.0001437 | 0 | 0 |  | 1 | TRUE | wye
8 | LV_226-1_2_4_load_82 | 15 | 0.0015618 | 0.00039142 | 0 | 0 |  | 1 | TRUE | wye
9 | LV_226-1_2_4_load_86 | 18 | 0.0010145 | 0.00025425 | 0 | 0 |  | 1 | TRUE | wye
10 | LV_226-1_2_4_load_87 | 19 | 0.0012697 | 0.00031821 | 0 | 0 |  | 1 | TRUE | wye
11 | LV_226-1_2_4_load_91 | 20 | 0.0018596 | 0.00046606 | 0 | 0 |  | 1 | TRUE | wye
12 | LV_226-1_2_4_load_402 | 21 | 0.0006494 | 0.00016275 | 0 | 0 |  | 1 | TRUE | wye
13 | LV_226-1_2_4_load_88 | 22 | 0.00048207 | 0.00012082 | 0 | 0 |  | 1 | TRUE | wye
14 | LV_226-1_2_4_load_403 | 24 | 0.00076254 | 0.00019111 | 0 | 0 |  | 1 | TRUE | wye
15 | LV_226-1_2_4_load_340 | 25 | 0.0018204 | 0.00045623 | 0 | 0 |  | 1 | TRUE | wye
16 | LV_226-1_2_4_load_382 | 30 | 0.0018658 | 0.00046761 | 0 | 0 |  | 1 | TRUE | wye
17 | LV_226-1_2_4_load_380 | 31 | 0.0017946 | 0.00044978 | 0 | 0 |  | 1 | TRUE | wye
18 | LV_226-1_2_4_load_401 | 32 | 0.0072202 | 0.0018095 | 0 | 0 |  | 1 | TRUE | wye
19 | LV_226-1_2_4_load_346 | 35 | 0.0015186 | 0.0003806 | 0 | 0 |  | 1 | TRUE | wye
20 | LV_226-1_2_4_load_288 | 36 | 0.00046967 | 0.00011771 | 0 | 0 |  | 1 | TRUE | wye
21 | LV_226-1_2_4_load_289 | 37 | 0.00045044 | 0.00011289 | 0 | 0 |  | 1 | TRUE | wye
22 | LV_226-1_2_4_load_290 | 38 | 0.00062244 | 0.000156 | 0 | 0 |  | 1 | TRUE | wye
23 | LV_226-1_2_4_load_291 | 39 | 0.002273 | 0.00056967 | 0 | 0 |  | 1 | TRUE | wye
24 | LV_226-1_2_4_load_292 | 40 | 0.00053423 | 0.00013389 | 0 | 0 |  | 1 | TRUE | wye
25 | LV_226-1_2_4_load_350 | 42 | 0.00084597 | 0.00021202 | 0 | 0 |  | 1 | TRUE | wye
26 | LV_226-1_2_4_load_293 | 43 | 0.0029189 | 0.00073154 | 0 | 0 |  | 1 | TRUE | wye
27 | LV_226-1_2_4_load_294 | 44 | 0.0019056 | 0.00047759 | 0 | 0 |  | 1 | TRUE | wye
28 | LV_226-1_2_4_load_351 | 47 | 0.00047989 | 0.00012027 | 0 | 0 |  | 1 | TRUE | wye
29 | LV_226-1_2_4_load_296 | 48 | 0.0042898 | 0.0010751 | 0 | 0 |  | 1 | TRUE | wye
30 | LV_226-1_2_4_load_297 | 49 | 0.0017189 | 0.00043079 | 0 | 0 |  | 1 | TRUE | wye
31 | LV_226-1_2_4_load_298 | 50 | 0.00092031 | 0.00023065 | 0 | 0 |  | 1 | TRUE | wye
32 | LV_226-1_2_4_load_299 | 51 | 0.0036363 | 0.00091134 | 0 | 0 |  | 1 | TRUE | wye
33 | LV_226-1_2_4_load_300 | 52 | 0.0018286 | 0.00045829 | 0 | 0 |  | 1 | TRUE | wye
34 | LV_226-1_2_4_load_374 | 53 | 0.0042845 | 0.0010738 | 0 | 0 |  | 1 | TRUE | wye
35 | LV_226-1_2_4_load_301 | 54 | 0.0011423 | 0.00028628 | 0 | 0 |  | 1 | TRUE | wye
36 | LV_226-1_2_4_load_302 | 55 | 0.0020158 | 0.00050522 | 0 | 0 |  | 1 | TRUE | wye
37 | LV_226-1_2_4_load_303 | 56 | 0.00062764 | 0.0001573 | 0 | 0 |  | 1 | TRUE | wye
38 | LV_226-1_2_4_load_315 | 57 | 0.0019135 | 0.00047957 | 0 | 0 |  | 1 | TRUE | wye
39 | LV_226-1_2_4_load_304 | 58 | 0.0024383 | 0.00061109 | 0 | 0 |  | 1 | TRUE | wye
40 | LV_226-1_2_4_load_305 | 59 | 0.0012453 | 0.00031209 | 0 | 0 |  | 1 | TRUE | wye
41 | LV_226-1_2_4_load_306 | 60 | 0.00059523 | 0.00014918 | 0 | 0 |  | 1 | TRUE | wye
42 | LV_226-1_2_4_load_415 | 65 | 0.0021595 | 0.00054123 | 0 | 0 |  | 1 | TRUE | wye
43 | LV_226-1_2_4_load_310 | 66 | 0.035223 | 0.0088277 | 0 | 0 |  | 1 | TRUE | wye
44 | LV_226-1_2_4_load_336 | 71 | 0.0013001 | 0.00032584 | 0 | 0 |  | 1 | TRUE | wye
45 | LV_226-1_2_4_load_387 | 72 | 0.0011174 | 0.00028005 | 0 | 0 |  | 1 | TRUE | wye
46 | LV_226-1_2_4_load_386 | 73 | 0.0012114 | 0.00030361 | 0 | 0 |  | 1 | TRUE | wye
47 | LV_226-1_2_4_load_391 | 79 | 0.0020192 | 0.00050605 | 0 | 0 |  | 1 | TRUE | wye
48 | LV_226-1_2_4_load_319 | 80 | 0.0013536 | 0.00033923 | 0 | 0 |  | 1 | TRUE | wye
49 | LV_226-1_2_4_load_320 | 81 | 0.0014314 | 0.00035875 | 0 | 0 |  | 1 | TRUE | wye
50 | LV_226-1_2_4_load_324 | 84 | 0.0024404 | 0.00061161 | 0 | 0 |  | 1 | TRUE | wye
51 | LV_226-1_2_4_load_389 | 86 | 0.0011544 | 0.00028932 | 0 | 0 |  | 1 | TRUE | wye
52 | LV_226-1_2_4_load_334 | 87 | 0.0039055 | 0.00097882 | 0 | 0 |  | 1 | TRUE | wye
53 | LV_226-1_2_4_load_325 | 88 | 0.00047433 | 0.00011888 | 0 | 0 |  | 1 | TRUE | wye
54 | LV_226-1_2_4_load_326 | 89 | 0.00048904 | 0.00012256 | 0 | 0 |  | 1 | TRUE | wye
55 | LV_226-1_2_4_load_331 | 92 | 0.00074482 | 0.00018667 | 0 | 0 |  | 1 | TRUE | wye
56 | LV_226-1_2_4_load_330 | 93 | 0.00084442 | 0.00021163 | 0 | 0 |  | 1 | TRUE | wye
57 | LV_226-1_2_4_load_332 | 94 | 0.0012756 | 0.0003197 | 0 | 0 |  | 1 | TRUE | wye
58 | LV_226-1_2_4_load_335 | 95 | 0.0011372 | 0.00028501 | 0 | 0 |  | 1 | TRUE | wye
59 | LV_226-1_2_4_load_337 | 96 | 0.00076765 | 0.00019239 | 0 | 0 |  | 1 | TRUE | wye
60 | LV_226-1_2_4_load_368 | 98 | 0.00040252 | 0.00010088 | 0 | 0 |  | 1 | TRUE | wye
61 | LV_226-1_2_4_load_342 | 99 | 0.0021433 | 0.00053717 | 0 | 0 |  | 1 | TRUE | wye
62 | LV_226-1_2_4_load_343 | 100 | 0.0030182 | 0.00075643 | 0 | 0 |  | 1 | TRUE | wye
63 | LV_226-1_2_4_load_345 | 102 | 0.0022664 | 0.00056802 | 0 | 0 |  | 1 | TRUE | wye
64 | LV_226-1_2_4_load_410 | 104 | 0.001344 | 0.00033684 | 0 | 0 |  | 1 | TRUE | wye
65 | LV_226-1_2_4_load_411 | 105 | 0.00082575 | 0.00020695 | 0 | 0 |  | 1 | TRUE | wye
66 | LV_226-1_2_4_load_352 | 106 | 0.001054 | 0.00026417 | 0 | 0 |  | 1 | TRUE | wye
67 | LV_226-1_2_4_load_357 | 109 | 0.00060653 | 0.00015201 | 0 | 0 |  | 1 | TRUE | wye
68 | LV_226-1_2_4_load_358 | 110 | 0.00059364 | 0.00014878 | 0 | 0 |  | 1 | TRUE | wye
69 | LV_226-1_2_4_load_356 | 111 | 0.00088072 | 0.00022073 | 0 | 0 |  | 1 | TRUE | wye
70 | LV_226-1_2_4_load_372 | 112 | 0.0030443 | 0.00076298 | 0 | 0 |  | 1 | TRUE | wye
71 | LV_226-1_2_4_load_359 | 113 | 0.00080512 | 0.00020178 | 0 | 0 |  | 1 | TRUE | wye
72 | LV_226-1_2_4_load_360 | 114 | 0.00086438 | 0.00021663 | 0 | 0 |  | 1 | TRUE | wye
73 | LV_226-1_2_4_load_361 | 115 | 0.00022975 | 5.758e-05 | 0 | 0 |  | 1 | TRUE | wye
74 | LV_226-1_2_4_load_370 | 117 | 0.00047149 | 0.00011817 | 0 | 0 |  | 1 | TRUE | wye
75 | LV_226-1_2_4_load_406 | 118 | 0.0020431 | 0.00051205 | 0 | 0 |  | 1 | TRUE | wye
76 | LV_226-1_2_4_load_377 | 119 | 0.0019117 | 0.00047911 | 0 | 0 |  | 1 | TRUE | wye
77 | LV_226-1_2_4_load_364 | 120 | 0.00035848 | 8.9844e-05 | 0 | 0 |  | 1 | TRUE | wye
78 | LV_226-1_2_4_load_369 | 123 | 0.0006192 | 0.00015519 | 0 | 0 |  | 1 | TRUE | wye
79 | LV_226-1_2_4_load_367 | 124 | 0.0015882 | 0.00039803 | 0 | 0 |  | 1 | TRUE | wye
80 | LV_226-1_2_4_load_388 | 125 | 0.00037799 | 9.4734e-05 | 0 | 0 |  | 1 | TRUE | wye
81 | LV_226-1_2_4_load_373 | 126 | 0.0027704 | 0.00069434 | 0 | 0 |  | 1 | TRUE | wye
82 | LV_226-1_2_4_load_407 | 127 | 0.0045415 | 0.0011382 | 0 | 0 |  | 1 | TRUE | wye
83 | LV_226-1_2_4_load_375 | 128 | 0.00062263 | 0.00015605 | 0 | 0 |  | 1 | TRUE | wye
84 | LV_226-1_2_4_load_381 | 129 | 0.0015356 | 0.00038485 | 0 | 0 |  | 1 | TRUE | wye
85 | LV_226-1_2_4_load_376 | 130 | 0.00080783 | 0.00020246 | 0 | 0 |  | 1 | TRUE | wye
86 | LV_226-1_2_4_load_378 | 131 | 0.00081081 | 0.00020321 | 0 | 0 |  | 1 | TRUE | wye
87 | LV_226-1_2_4_load_379 | 132 | 0.00064573 | 0.00016184 | 0 | 0 |  | 1 | TRUE | wye
88 | LV_226-1_2_4_load_405 | 133 | 0.00099824 | 0.00025018 | 0 | 0 |  | 1 | TRUE | wye
89 | LV_226-1_2_4_load_383 | 134 | 0.0011298 | 0.00028316 | 0 | 0 |  | 1 | TRUE | wye
90 | LV_226-1_2_4_load_396 | 135 | 0.0012572 | 0.00031508 | 0 | 0 |  | 1 | TRUE | wye
91 | LV_226-1_2_4_load_390 | 136 | 0.0033577 | 0.00084152 | 0 | 0 |  | 1 | TRUE | wye
92 | LV_226-1_2_4_load_395 | 139 | 0.0012971 | 0.00032508 | 0 | 0 |  | 1 | TRUE | wye
93 | LV_226-1_2_4_load_394 | 140 | 0.0018309 | 0.00045887 | 0 | 0 |  | 1 | TRUE | wye
94 | LV_226-1_2_4_load_404 | 141 | 0.0042328 | 0.0010608 | 0 | 0 |  | 1 | TRUE | wye
95 | LV_226-1_2_4_load_397 | 142 | 0.0019522 | 0.00048928 | 0 | 0 |  | 1 | TRUE | wye
96 | LV_226-1_2_4_load_398 | 143 | 0.0026566 | 0.00066582 | 0 | 0 |  | 1 | TRUE | wye
97 | LV_226-1_2_4_load_399 | 144 | 0.0075244 | 0.0018858 | 0 | 0 |  | 1 | TRUE | wye
98 | LV_226-1_2_4_load_400 | 145 | 0.0029195 | 0.00073169 | 0 | 0 |  | 1 | TRUE | wye
99 | LV_226-1_2_4_load_408 | 146 | 0.00091759 | 0.00022997 | 0 | 0 |  | 1 | TRUE | wye
100 | LV_226-1_2_4_load_409 | 147 | 0.000742 | 0.00018596 | 0 | 0 |  | 1 | TRUE | wye

## ext_grid
| name | bus | vm_pu | va_degree | slack_weight | in_service
0 |  | 98 | 1 | 0 | 1 | TRUE

## line
| name | std_type | from_bus | to_bus | length_km | r_ohm_per_km | x_ohm_per_km | c_nf_per_km | g_us_per_km | max_i_ka | df | parallel | type | in_service
0 | LV_226-1_2_4_line_0 |  | 0 | 1 | 0.28035 | 0.125 | 0.08 | 261 | 0 | 0.364 | 1 | 1 | cs | TRUE
1 | LV_226-1_2_4_line_1 |  | 0 | 2 | 0.019931 | 0.125 | 0.08 | 261 | 0 | 0.364 | 1 | 1 | cs | TRUE
2 | LV_226-1_2_4_line_2 |  | 1 | 127 | 0.012646 | 0.125 | 0.08 | 261 | 0 | 0.364 | 1 | 1 | cs | TRUE
3 | LV_226-1_2_4_line_3 |  | 2 | 134 | 0.047921 | 0.125 | 0.08 | 261 | 0 | 0.364 | 1 | 1 | cs | TRUE
4 | LV_226-1_2_4_line_4 |  | 3 | 4 | 0.05134 | 0.125 | 0.08 | 261 | 0 | 0.364 | 1 | 1 | cs | TRUE
5 | LV_226-1_2_4_line_5 |  | 3 | 5 | 0.035748 | 0.125 | 0.08 | 261 | 0 | 0.364 | 1 | 1 | cs | TRUE
6 | LV_226-1_2_4_line_6 |  | 4 | 6 | 0.049573 | 0.125 | 0.08 | 261 | 0 | 0.364 | 1 | 1 | cs | TRUE
7 | LV_226-1_2_4_line_7 |  | 4 | 7 | 0.042492 | 0.125 | 0.08 | 261 | 0 | 0.364 | 1 | 1 | cs | TRUE
8 | LV_226-1_2_4_line_8 |  | 5 | 8 | 0.055009 | 0.125 | 0.08 | 261 | 0 | 0.364 | 1 | 1 | cs | TRUE
9 | LV_226-1_2_4_line_9 |  | 6 | 9 | 0.026487 | 0.125 | 0.08 | 261 | 0 | 0.364 | 1 | 1 | cs | TRUE
10 | LV_226-1_2_4_line_10 |  | 7 | 10 | 0.017203 | 0.125 | 0.08 | 261 | 0 | 0.364 | 1 | 1 | cs | TRUE
11 | LV_226-1_2_4_line_11 |  | 8 | 11 | 0.031173 | 0.125 | 0.08 | 261 | 0 | 0.364 | 1 | 1 | cs | TRUE
12 | LV_226-1_2_4_line_12 |  | 9 | 12 | 0.014158 | 0.125 | 0.08 | 261 | 0 | 0.364 | 1 | 1 | cs | TRUE
13 | LV_226-1_2_4_line_13 |  | 11 | 19 | 0.037471 | 0.125 | 0.08 | 261 | 0 | 0.364 | 1 | 1 | cs | TRUE
14 | LV_226-1_2_4_line_14 |  | 11 | 15 | 0.020894 | 0.125 | 0.08 | 261 | 0 | 0.364 | 1 | 1 | cs | TRUE
15 | LV_226-1_2_4_line_15 |  | 12 | 13 | 0.0072503 | 0.125 | 0.08 | 261 | 0 | 0.364 | 1 | 1 | cs | TRUE
16 | LV_226-1_2_4_line_16 |  | 14 | 15 | 0.0065874 | 0.125 | 0.08 | 261 | 0 | 0.364 | 1 | 1 | cs | TRUE
17 | LV_226-1_2_4_line_17 |  | 14 | 16 | 0.0070371 | 0.125 | 0.08 | 261 | 0 | 0.364 | 1 | 1 | cs | TRUE
18 | LV_226-1_2_4_line_18 |  | 16 | 17 | 0.013435 | 0.125 | 0.08 | 261 | 0 | 0.364 | 1 | 1 | cs | TRUE
19 | LV_226-1_2_4_line_19 |  | 16 | 18 | 0.13079 | 0.125 | 0.08 | 261 | 0 | 0.364 | 1 | 1 | cs | TRUE
20 | LV_226-1_2_4_line_20 |  | 17 | 20 | 0.0070378 | 0.125 | 0.08 | 261 | 0 | 0.364 | 1 | 1 | cs | TRUE
21 | LV_226-1_2_4_line_21 |  | 18 | 21 | 0.011235 | 0.125 | 0.08 | 261 | 0 | 0.364 | 1 | 1 | cs | TRUE
22 | LV_226-1_2_4_line_22 |  | 19 | 22 | 0.011449 | 0.125 | 0.08 | 261 | 0 | 0.364 | 1 | 1 | cs | TRUE
23 | LV_226-1_2_4_line_23 |  | 21 | 77 | 0.059204 | 0.125 | 0.08 | 261 | 0 | 0.364 | 1 | 1 | cs | TRUE
24 | LV_226-1_2_4_line_24 |  | 23 | 24 | 0.013436 | 0.125 | 0.08 | 261 | 0 | 0.364 | 1 | 1 | cs | TRUE
25 | LV_226-1_2_4_line_25 |  | 23 | 25 | 0.027175 | 0.125 | 0.08 | 261 | 0 | 0.364 | 1 | 1 | cs | TRUE
26 | LV_226-1_2_4_line_26 |  | 24 | 146 | 0.016604 | 0.125 | 0.08 | 261 | 0 | 0.364 | 1 | 1 | cs | TRUE
27 | LV_226-1_2_4_line_27 |  | 25 | 83 | 0.016597 | 0.125 | 0.08 | 261 | 0 | 0.364 | 1 | 1 | cs | TRUE
28 | LV_226-1_2_4_line_28 |  | 26 | 27 | 0.11201 | 0.125 | 0.08 | 261 | 0 | 0.364 | 1 | 1 | cs | TRUE
29 | LV_226-1_2_4_line_29 |  | 26 | 28 | 0.020457 | 0.125 | 0.08 | 261 | 0 | 0.364 | 1 | 1 | cs | TRUE
30 | LV_226-1_2_4_line_30 |  | 26 | 29 | 0.029608 | 0.125 | 0.08 | 261 | 0 | 0.364 | 1 | 1 | cs | TRUE
31 | LV_226-1_2_4_line_31 |  | 27 | 32 | 0.1635 | 0.125 | 0.08 | 261 | 0 | 0.364 | 1 | 1 | cs | TRUE
32 | LV_226-1_2_4_line_32 |  | 28 | 30 | 0.040599 | 0.125 | 0.08 | 261 | 0 | 0.364 | 1 | 1 | cs | TRUE
33 | LV_226-1_2_4_line_33 |  | 28 | 31 | 0.019236 | 0.125 | 0.08 | 261 | 0 | 0.364 | 1 | 1 | cs | TRUE
34 | LV_226-1_2_4_line_34 |  | 29 | 69 | 0.042215 | 0.125 | 0.08 | 261 | 0 | 0.364 | 1 | 1 | cs | TRUE
35 | LV_226-1_2_4_line_35 |  | 29 | 66 | 0.051911 | 0.125 | 0.08 | 261 | 0 | 0.364 | 1 | 1 | cs | TRUE
36 | LV_226-1_2_4_line_36 |  | 31 | 129 | 0.0052898 | 0.125 | 0.08 | 261 | 0 | 0.364 | 1 | 1 | cs | TRUE
37 | LV_226-1_2_4_line_37 |  | 32 | 145 | 0.016438 | 0.125 | 0.08 | 261 | 0 | 0.364 | 1 | 1 | cs | TRUE
38 | LV_226-1_2_4_line_38 |  | 33 | 34 | 0.076153 | 0.125 | 0.08 | 261 | 0 | 0.364 | 1 | 1 | cs | TRUE
39 | LV_226-1_2_4_line_39 |  | 33 | 35 | 0.2149 | 0.125 | 0.08 | 261 | 0 | 0.364 | 1 | 1 | cs | TRUE
40 | LV_226-1_2_4_line_40 |  | 34 | 105 | 0.019864 | 0.125 | 0.08 | 261 | 0 | 0.364 | 1 | 1 | cs | TRUE
41 | LV_226-1_2_4_line_41 |  | 35 | 101 | 0.011711 | 0.125 | 0.08 | 261 | 0 | 0.364 | 1 | 1 | cs | TRUE
42 | LV_226-1_2_4_line_42 |  | 36 | 37 | 0.00063955 | 0.125 | 0.08 | 261 | 0 | 0.364 | 1 | 1 | cs | TRUE
43 | LV_226-1_2_4_line_43 |  | 36 | 38 | 0.030359 | 0.125 | 0.08 | 261 | 0 | 0.364 | 1 | 1 | cs | TRUE
44 | LV_226-1_2_4_line_44 |  | 37 | 39 | 0.044286 | 0.125 | 0.08 | 261 | 0 | 0.364 | 1 | 1 | cs | TRUE
45 | LV_226-1_2_4_line_45 |  | 38 | 40 | 0.060771 | 0.125 | 0.08 | 261 | 0 | 0.364 | 1 | 1 | cs | TRUE
46 | LV_226-1_2_4_line_46 |  | 39 | 41 | 0.051037 | 0.125 | 0.08 | 261 | 0 | 0.364 | 1 | 1 | cs | TRUE
47 | LV_226-1_2_4_line_47 |  | 40 | 42 | 0.0070726 | 0.125 | 0.08 | 261 | 0 | 0.364 | 1 | 1 | cs | TRUE
48 | LV_226-1_2_4_line_48 |  | 41 | 64 | 0.009193 | 0.125 | 0.08 | 261 | 0 | 0.364 | 1 | 1 | cs | TRUE
49 | LV_226-1_2_4_line_49 |  | 42 | 45 | 0.022413 | 0.125 | 0.08 | 261 | 0 | 0.364 | 1 | 1 | cs | TRUE
50 | LV_226-1_2_4_line_50 |  | 43 | 44 | 0.0019771 | 0.125 | 0.08 | 261 | 0 | 0.364 | 1 | 1 | cs | TRUE
51 | LV_226-1_2_4_line_51 |  | 44 | 45 | 0.027751 | 0.125 | 0.08 | 261 | 0 | 0.364 | 1 | 1 | cs | TRUE
52 | LV_226-1_2_4_line_52 |  | 45 | 46 | 0.008626 | 0.125 | 0.08 | 261 | 0 | 0.364 | 1 | 1 | cs | TRUE
53 | LV_226-1_2_4_line_53 |  | 45 | 47 | 0.015985 | 0.125 | 0.08 | 261 | 0 | 0.364 | 1 | 1 | cs | TRUE
54 | LV_226-1_2_4_line_54 |  | 46 | 104 | 0.041745 | 0.125 | 0.08 | 261 | 0 | 0.364 | 1 | 1 | cs | TRUE
55 | LV_226-1_2_4_line_55 |  | 47 | 85 | 0.014989 | 0.125 | 0.08 | 261 | 0 | 0.364 | 1 | 1 | cs | TRUE
56 | LV_226-1_2_4_line_56 |  | 48 | 49 | 0.019663 | 0.125 | 0.08 | 261 | 0 | 0.364 | 1 | 1 | cs | TRUE
57 | LV_226-1_2_4_line_57 |  | 48 | 50 | 0.0045071 | 0.125 | 0.08 | 261 | 0 | 0.364 | 1 | 1 | cs | TRUE
58 | LV_226-1_2_4_line_58 |  | 49 | 51 | 0.010315 | 0.125 | 0.08 | 261 | 0 | 0.364 | 1 | 1 | cs | TRUE
59 | LV_226-1_2_4_line_59 |  | 50 | 52 | 0.026431 | 0.125 | 0.08 | 261 | 0 | 0.364 | 1 | 1 | cs | TRUE
60 | LV_226-1_2_4_line_60 |  | 52 | 53 | 0.0047058 | 0.125 | 0.08 | 261 | 0 | 0.364 | 1 | 1 | cs | TRUE
61 | LV_226-1_2_4_line_61 |  | 53 | 128 | 0.010396 | 0.125 | 0.08 | 261 | 0 | 0.364 | 1 | 1 | cs | TRUE
62 | LV_226-1_2_4_line_62 |  | 54 | 55 | 0.033666 | 0.125 | 0.08 | 261 | 0 | 0.364 | 1 | 1 | cs | TRUE
63 | LV_226-1_2_4_line_63 |  | 55 | 56 | 0.0090536 | 0.125 | 0.08 | 261 | 0 | 0.364 | 1 | 1 | cs | TRUE
64 | LV_226-1_2_4_line_64 |  | 56 | 57 | 0.016385 | 0.125 | 0.08 | 261 | 0 | 0.364 | 1 | 1 | cs | TRUE
65 | LV_226-1_2_4_line_65 |  | 57 | 74 | 0.01389 | 0.125 | 0.08 | 261 | 0 | 0.364 | 1 | 1 | cs | TRUE
66 | LV_226-1_2_4_line_66 |  | 58 | 59 | 0.0053039 | 0.125 | 0.08 | 261 | 0 | 0.364 | 1 | 1 | cs | TRUE
67 | LV_226-1_2_4_line_67 |  | 58 | 60 | 0.011341 | 0.125 | 0.08 | 261 | 0 | 0.364 | 1 | 1 | cs | TRUE
68 | LV_226-1_2_4_line_68 |  | 59 | 61 | 0.016261 | 0.125 | 0.08 | 261 | 0 | 0.364 | 1 | 1 | cs | TRUE
69 | LV_226-1_2_4_line_69 |  | 61 | 62 | 0.022691 | 0.125 | 0.08 | 261 | 0 | 0.364 | 1 | 1 | cs | TRUE
70 | LV_226-1_2_4_line_70 |  | 61 | 63 | 0.013115 | 0.125 | 0.08 | 261 | 0 | 0.364 | 1 | 1 | cs | TRUE
71 | LV_226-1_2_4_line_71 |  | 62 | 86 | 0.019875 | 0.125 | 0.08 | 261 | 0 | 0.364 | 1 | 1 | cs | TRUE
72 | LV_226-1_2_4_line_72 |  | 62 | 82 | 0.010487 | 0.125 | 0.08 | 261 | 0 | 0.364 | 1 | 1 | cs | TRUE
73 | LV_226-1_2_4_line_73 |  | 63 | 88 | 0.010771 | 0.125 | 0.08 | 261 | 0 | 0.364 | 1 | 1 | cs | TRUE
74 | LV_226-1_2_4_line_74 |  | 64 | 65 | 0.022781 | 0.125 | 0.08 | 261 | 0 | 0.364 | 1 | 1 | cs | TRUE
75 | LV_226-1_2_4_line_75 |  | 67 | 68 | 0.01901 | 0.125 | 0.08 | 261 | 0 | 0.364 | 1 | 1 | cs | TRUE
76 | LV_226-1_2_4_line_76 |  | 67 | 69 | 0.02532 | 0.125 | 0.08 | 261 | 0 | 0.364 | 1 | 1 | cs | TRUE
77 | LV_226-1_2_4_line_77 |  | 68 | 70 | 0.024638 | 0.125 | 0.08 | 261 | 0 | 0.364 | 1 | 1 | cs | TRUE
78 | LV_226-1_2_4_line_78 |  | 68 | 71 | 0.024476 | 0.125 | 0.08 | 261 | 0 | 0.364 | 1 | 1 | cs | TRUE
79 | LV_226-1_2_4_line_79 |  | 69 | 72 | 0.027357 | 0.125 | 0.08 | 261 | 0 | 0.364 | 1 | 1 | cs | TRUE
80 | LV_226-1_2_4_line_80 |  | 69 | 73 | 0.038992 | 0.125 | 0.08 | 261 | 0 | 0.364 | 1 | 1 | cs | TRUE
81 | LV_226-1_2_4_line_81 |  | 70 | 119 | 0.019728 | 0.125 | 0.08 | 261 | 0 | 0.364 | 1 | 1 | cs | TRUE
82 | LV_226-1_2_4_line_82 |  | 70 | 115 | 0.046182 | 0.125 | 0.08 | 261 | 0 | 0.364 | 1 | 1 | cs | TRUE
83 | LV_226-1_2_4_line_83 |  | 71 | 95 | 0.0013289 | 0.125 | 0.08 | 261 | 0 | 0.364 | 1 | 1 | cs | TRUE
84 | LV_226-1_2_4_line_84 |  | 72 | 135 | 0.00026619 | 0.125 | 0.08 | 261 | 0 | 0.364 | 1 | 1 | cs | TRUE
85 | LV_226-1_2_4_line_85 |  | 74 | 75 | 0.004978 | 0.125 | 0.08 | 261 | 0 | 0.364 | 1 | 1 | cs | TRUE
86 | LV_226-1_2_4_line_86 |  | 74 | 76 | 0.024749 | 0.125 | 0.08 | 261 | 0 | 0.364 | 1 | 1 | cs | TRUE
87 | LV_226-1_2_4_line_87 |  | 75 | 77 | 0.008229 | 0.125 | 0.08 | 261 | 0 | 0.364 | 1 | 1 | cs | TRUE
88 | LV_226-1_2_4_line_88 |  | 76 | 78 | 0.023615 | 0.125 | 0.08 | 261 | 0 | 0.364 | 1 | 1 | cs | TRUE
89 | LV_226-1_2_4_line_89 |  | 76 | 79 | 0.02287 | 0.125 | 0.08 | 261 | 0 | 0.364 | 1 | 1 | cs | TRUE
90 | LV_226-1_2_4_line_90 |  | 77 | 107 | 0.020249 | 0.125 | 0.08 | 261 | 0 | 0.364 | 1 | 1 | cs | TRUE
91 | LV_226-1_2_4_line_91 |  | 78 | 94 | 0.0085605 | 0.125 | 0.08 | 261 | 0 | 0.364 | 1 | 1 | cs | TRUE
92 | LV_226-1_2_4_line_92 |  | 79 | 136 | 0.006656 | 0.125 | 0.08 | 261 | 0 | 0.364 | 1 | 1 | cs | TRUE
93 | LV_226-1_2_4_line_93 |  | 80 | 81 | 0.020399 | 0.125 | 0.08 | 261 | 0 | 0.364 | 1 | 1 | cs | TRUE
94 | LV_226-1_2_4_line_94 |  | 80 | 82 | 0.024129 | 0.125 | 0.08 | 261 | 0 | 0.364 | 1 | 1 | cs | TRUE
95 | LV_226-1_2_4_line_95 |  | 81 | 83 | 0.017529 | 0.125 | 0.08 | 261 | 0 | 0.364 | 1 | 2 | cs | TRUE
96 | LV_226-1_2_4_line_96 |  | 82 | 84 | 0.018146 | 0.125 | 0.08 | 261 | 0 | 0.364 | 1 | 1 | cs | TRUE
97 | LV_226-1_2_4_line_97 |  | 83 | 85 | 0.034499 | 0.125 | 0.08 | 261 | 0 | 0.364 | 1 | 2 | cs | TRUE
98 | LV_226-1_2_4_line_98 |  | 84 | 87 | 0.017803 | 0.125 | 0.08 | 261 | 0 | 0.364 | 1 | 1 | cs | TRUE
99 | LV_226-1_2_4_line_99 |  | 85 | 97 | 0.015946 | 0.125 | 0.08 | 261 | 0 | 0.364 | 1 | 2 | cs | TRUE
100 | LV_226-1_2_4_line_100 |  | 86 | 103 | 0.012384 | 0.125 | 0.08 | 261 | 0 | 0.364 | 1 | 1 | cs | TRUE
101 | LV_226-1_2_4_line_101 |  | 88 | 89 | 0.016532 | 0.125 | 0.08 | 261 | 0 | 0.364 | 1 | 1 | cs | TRUE
102 | LV_226-1_2_4_line_102 |  | 89 | 90 | 0.013611 | 0.125 | 0.08 | 261 | 0 | 0.364 | 1 | 1 | cs | TRUE
103 | LV_226-1_2_4_line_103 |  | 90 | 91 | 0.022914 | 0.125 | 0.08 | 261 | 0 | 0.364 | 1 | 1 | cs | TRUE
104 | LV_226-1_2_4_line_104 |  | 91 | 92 | 0.0030407 | 0.125 | 0.08 | 261 | 0 | 0.364 | 1 | 1 | cs | TRUE
105 | LV_226-1_2_4_line_105 |  | 92 | 93 | 0.010257 | 0.125 | 0.08 | 261 | 0 | 0.364 | 1 | 1 | cs | TRUE
106 | LV_226-1_2_4_line_106 |  | 93 | 94 | 0.023826 | 0.125 | 0.08 | 261 | 0 | 0.364 | 1 | 1 | cs | TRUE
107 | LV_226-1_2_4_line_107 |  | 95 | 96 | 0.0040708 | 0.125 | 0.08 | 261 | 0 | 0.364 | 1 | 1 | cs | TRUE
108 | LV_226-1_2_4_line_108 |  | 97 | 98 | 0.043136 | 0.125 | 0.08 | 261 | 0 | 0.364 | 1 | 2 | cs | TRUE
109 | LV_226-1_2_4_line_109 |  | 98 | 121 | 0.0054029 | 0.125 | 0.08 | 261 | 0 | 0.364 | 1 | 2 | cs | TRUE
110 | LV_226-1_2_4_line_110 |  | 99 | 100 | 0.038589 | 0.125 | 0.08 | 261 | 0 | 0.364 | 1 | 1 | cs | TRUE
111 | LV_226-1_2_4_line_111 |  | 99 | 101 | 0.20789 | 0.125 | 0.08 | 261 | 0 | 0.364 | 1 | 1 | cs | TRUE
112 | LV_226-1_2_4_line_112 |  | 100 | 102 | 0.015462 | 0.125 | 0.08 | 261 | 0 | 0.364 | 1 | 1 | cs | TRUE
113 | LV_226-1_2_4_line_113 |  | 102 | 103 | 0.029675 | 0.125 | 0.08 | 261 | 0 | 0.364 | 1 | 1 | cs | TRUE
114 | LV_226-1_2_4_line_114 |  | 103 | 125 | 0.012808 | 0.125 | 0.08 | 261 | 0 | 0.364 | 1 | 1 | cs | TRUE
115 | LV_226-1_2_4_line_115 |  | 106 | 107 | 0.010564 | 0.125 | 0.08 | 261 | 0 | 0.364 | 1 | 1 | cs | TRUE
116 | LV_226-1_2_4_line_116 |  | 106 | 108 | 0.012885 | 0.125 | 0.08 | 261 | 0 | 0.364 | 1 | 1 | cs | TRUE
117 | LV_226-1_2_4_line_117 |  | 108 | 109 | 0.026677 | 0.125 | 0.08 | 261 | 0 | 0.364 | 1 | 1 | cs | TRUE
118 | LV_226-1_2_4_line_118 |  | 108 | 110 | 0.027519 | 0.125 | 0.08 | 261 | 0 | 0.364 | 1 | 1 | cs | TRUE
119 | LV_226-1_2_4_line_119 |  | 109 | 112 | 0.055154 | 0.125 | 0.08 | 261 | 0 | 0.364 | 1 | 1 | cs | TRUE
120 | LV_226-1_2_4_line_120 |  | 110 | 111 | 0.0042663 | 0.125 | 0.08 | 261 | 0 | 0.364 | 1 | 1 | cs | TRUE
121 | LV_226-1_2_4_line_121 |  | 112 | 126 | 0.01222 | 0.125 | 0.08 | 261 | 0 | 0.364 | 1 | 1 | cs | TRUE
122 | LV_226-1_2_4_line_122 |  | 113 | 114 | 0.02606 | 0.125 | 0.08 | 261 | 0 | 0.364 | 1 | 1 | cs | TRUE
123 | LV_226-1_2_4_line_123 |  | 113 | 115 | 0.024554 | 0.125 | 0.08 | 261 | 0 | 0.364 | 1 | 1 | cs | TRUE
124 | LV_226-1_2_4_line_124 |  | 114 | 116 | 0.020317 | 0.125 | 0.08 | 261 | 0 | 0.364 | 1 | 1 | cs | TRUE
125 | LV_226-1_2_4_line_125 |  | 116 | 117 | 0.0064617 | 0.125 | 0.08 | 261 | 0 | 0.364 | 1 | 1 | cs | TRUE
126 | LV_226-1_2_4_line_126 |  | 116 | 118 | 0.026882 | 0.125 | 0.08 | 261 | 0 | 0.364 | 1 | 1 | cs | TRUE
127 | LV_226-1_2_4_line_127 |  | 117 | 122 | 0.024453 | 0.125 | 0.08 | 261 | 0 | 0.364 | 1 | 1 | cs | TRUE
128 | LV_226-1_2_4_line_128 |  | 119 | 130 | 0.025695 | 0.125 | 0.08 | 261 | 0 | 0.364 | 1 | 1 | cs | TRUE
129 | LV_226-1_2_4_line_129 |  | 120 | 121 | 0.026357 | 0.125 | 0.08 | 261 | 0 | 0.364 | 1 | 2 | cs | TRUE
130 | LV_226-1_2_4_line_130 |  | 120 | 122 | 0.0043381 | 0.125 | 0.08 | 261 | 0 | 0.364 | 1 | 1 | cs | TRUE
131 | LV_226-1_2_4_line_131 |  | 122 | 123 | 0.021053 | 0.125 | 0.08 | 261 | 0 | 0.364 | 1 | 1 | cs | TRUE
132 | LV_226-1_2_4_line_132 |  | 123 | 124 | 0.0011343 | 0.125 | 0.08 | 261 | 0 | 0.364 | 1 | 1 | cs | TRUE
133 | LV_226-1_2_4_line_133 |  | 126 | 127 | 0.012284 | 0.125 | 0.08 | 261 | 0 | 0.364 | 1 | 1 | cs | TRUE
134 | LV_226-1_2_4_line_134 |  | 128 | 129 | 0.014877 | 0.125 | 0.08 | 261 | 0 | 0.364 | 1 | 1 | cs | TRUE
135 | LV_226-1_2_4_line_135 |  | 130 | 131 | 0.012981 | 0.125 | 0.08 | 261 | 0 | 0.364 | 1 | 1 | cs | TRUE
136 | LV_226-1_2_4_line_136 |  | 131 | 132 | 0.010055 | 0.125 | 0.08 | 261 | 0 | 0.364 | 1 | 1 | cs | TRUE
137 | LV_226-1_2_4_line_137 |  | 132 | 133 | 0.010891 | 0.125 | 0.08 | 261 | 0 | 0.364 | 1 | 1 | cs | TRUE
138 | LV_226-1_2_4_line_138 |  | 135 | 142 | 0.011176 | 0.125 | 0.08 | 261 | 0 | 0.364 | 1 | 1 | cs | TRUE
139 | LV_226-1_2_4_line_139 |  | 136 | 137 | 0.022943 | 0.125 | 0.08 | 261 | 0 | 0.364 | 1 | 1 | cs | TRUE
140 | LV_226-1_2_4_line_140 |  | 137 | 138 | 0.025035 | 0.125 | 0.08 | 261 | 0 | 0.364 | 1 | 1 | cs | TRUE
141 | LV_226-1_2_4_line_141 |  | 138 | 139 | 0.013544 | 0.125 | 0.08 | 261 | 0 | 0.364 | 1 | 1 | cs | TRUE
142 | LV_226-1_2_4_line_142 |  | 138 | 140 | 0.013644 | 0.125 | 0.08 | 261 | 0 | 0.364 | 1 | 1 | cs | TRUE
143 | LV_226-1_2_4_line_143 |  | 139 | 141 | 0.10422 | 0.125 | 0.08 | 261 | 0 | 0.364 | 1 | 1 | cs | TRUE
144 | LV_226-1_2_4_line_144 |  | 142 | 143 | 0.013401 | 0.125 | 0.08 | 261 | 0 | 0.364 | 1 | 1 | cs | TRUE
145 | LV_226-1_2_4_line_145 |  | 144 | 145 | 0.037287 | 0.125 | 0.08 | 261 | 0 | 0.364 | 1 | 1 | cs | TRUE
146 | LV_226-1_2_4_line_146 |  | 146 | 147 | 0.010114 | 0.125 | 0.08 | 261 | 0 | 0.364 | 1 | 1 | cs | TRUE

## trafo
| name | std_type | hv_bus | lv_bus | sn_mva | vn_hv_kv | vn_lv_kv | vk_percent | vkr_percent | pfe_kw | i0_percent | shift_degree | tap_side | tap_neutral | tap_min | tap_max | tap_step_percent | tap_step_degree | tap_pos | tap_phase_shifter | parallel | df | in_service
0 | LV_226-1_2_4_trafo_368 | 0.63 MVA 20/0.4 kV | 148 | 98 | 0.63 | 20 | 0.4 | 6 | 1.206 | 1.65 | 0.2619 | 150 | hv | 0 | -2 | 2 | 2.5 | 0 | 0 | FALSE | 1 | 1 | TRUE

## line_geodata
| x0 | y0 | x1 | y1 | x2 | y2 | x3 | y3 | x4 | y4 | x5 | y5 | x6 | y6 | x7 | y7 | x8 | y8 | x9 | y9 | x10 | y10 | x11 | y11 | x12 | y12 | x13 | y13 | x14 | y14
0 | 2704299.9315 | 1258320.9177 | 2704308.2307 | 1258317.2387 | 2704323.1092 | 1258315.8998 | 2704340.9173 | 1258318.1934 | 2704351.1711 | 1258320.8319 | 2704361.1699 | 1258323.3991 | 2704382.1167 | 1258322.59 | 2704413.9567 | 1258316.4021 | 2704435.4927 | 1258315.1143 | 2704456.6631 | 1258315.7439 | 2704483.6968 | 1258316.555 | 2704535.0375 | 1258329.5277 | 2704553.6576 | 1258337.9191 | 2704563.2077 | 1258346.2391 | 2704570.9267 | 1258343.3953
1 | 2704299.9315 | 1258320.9177 | 2704304.5853 | 1258329.3956 | 2704306.2483 | 1258337.287 | 2704306.0773 | 1258339.4752
2 | 2704570.9267 | 1258343.3953 | 2704579.6552 | 1258352.546 | 2704579.6552 | 1258352.546
3 | 2704292.602 | 1258385.3222 | 2704293.1337 | 1258383.5607 | 2704297.6421 | 1258368.6389 | 2704303.1569 | 1258352.6674 | 2704305.6641 | 1258344.7606 | 2704306.0773 | 1258339.4752
4 | 2704878.5672 | 1258146.4535 | 2704874.8116 | 1258152.8478 | 2704874.2687 | 1258160.5 | 2704868.0864 | 1258167.2405 | 2704855.8494 | 1258172.6727 | 2704843.3332 | 1258178.2873
5 | 2704812.902 | 1258196.654 | 2704829.0931 | 1258184.6753 | 2704843.3332 | 1258178.2873
6 | 2704878.5672 | 1258146.4535 | 2704866.6741 | 1258141.4164 | 2704855.4294 | 1258138.0922 | 2704842.9086 | 1258137.4144 | 2704831.124 | 1258141.2473
7 | 2704878.5672 | 1258146.4535 | 2704912.4853 | 1258149.8796 | 2704917.4146 | 1258156.8171
8 | 2704812.902 | 1258196.654 | 2704784.4193 | 1258203.1106 | 2704767.6831 | 1258210.1091 | 2704762.6031 | 1258215.0788 | 2704762.2052 | 1258215.4673
9 | 2704805.5747 | 1258147.5838 | 2704813.3061 | 1258147.0425 | 2704831.124 | 1258141.2473
10 | 2704917.4146 | 1258156.8171 | 2704903.1094 | 1258166.3725
11 | 2704744.9469 | 1258241.2435 | 2704758.0605 | 1258219.5132 | 2704762.2052 | 1258215.4673
12 | 2704805.5747 | 1258147.5838 | 2704800.6757 | 1258156.8047 | 2704798.1259 | 1258159.5087
13 | 2704744.9469 | 1258241.2435 | 2704739.4965 | 1258239.4567 | 2704731.3341 | 1258237.9443 | 2704707.9406 | 1258236.5727
14 | 2704744.9469 | 1258241.2435 | 2704748.7898 | 1258245.6596 | 2704751.3741 | 1258254.7239 | 2704751.9959 | 1258260.3042
15 | 2704796.3921 | 1258166.1922 | 2704796.7255 | 1258160.9938 | 2704798.1259 | 1258159.5087
16 | 2704752.7254 | 1258266.8511 | 2704751.9959 | 1258260.3042
17 | 2704752.7617 | 1258273.8754 | 2704752.9161 | 1258268.5626 | 2704752.7254 | 1258266.8511
18 | 2704766.1952 | 1258272.8233 | 2704752.7617 | 1258273.8754
19 | 2704752.7617 | 1258273.8754 | 2704752.5029 | 1258282.956 | 2704749.2623 | 1258300.3019 | 2704745.7426 | 1258315.53 | 2704743.9383 | 1258323.3156 | 2704737.5544 | 1258344.8648 | 2704729.897 | 1258363.8116 | 2704718.7787 | 1258385.733 | 2704711.9562 | 1258396.7381
20 | 2704766.1952 | 1258272.8233 | 2704768.5566 | 1258275.7342 | 2704771.7163 | 1258276.6493
21 | 2704706.0366 | 1258406.287 | 2704711.9562 | 1258396.7381
22 | 2704707.9406 | 1258236.5727 | 2704703.3495 | 1258236.3035 | 2704696.5965 | 1258235.1522
23 | 2704671.3915 | 1258454.0512 | 2704681.0001 | 1258441.1549 | 2704690.9436 | 1258430.6332 | 2704706.0366 | 1258406.287
24 | 2704707.0335 | 1258647.9194 | 2704710.3983 | 1258634.9117
25 | 2704707.0335 | 1258647.9194 | 2704723.1541 | 1258652.1971 | 2704733.2735 | 1258654.9871
26 | 2704710.3983 | 1258634.9117 | 2704713.7598 | 1258621.917 | 2704710.6284 | 1258621.3532
27 | 2704749.2738 | 1258659.3985 | 2704733.2735 | 1258654.9871
28 | 2704658.0589 | 1259149.8681 | 2704677.5067 | 1259138.6028 | 2704687.2199 | 1259131.2351 | 2704695.8895 | 1259121.4915 | 2704701.9826 | 1259107.7991 | 2704705.4803 | 1259089.1011 | 2704708.245 | 1259066.6648 | 2704708.9535 | 1259059.0154
29 | 2704708.9535 | 1259059.0154 | 2704708.245 | 1259066.6648 | 2704721.007 | 1259067.2355
30 | 2704712.3694 | 1259029.6071 | 2704708.9535 | 1259059.0154
31 | 2704658.0589 | 1259149.8681 | 2704651.5674 | 1259142.6251 | 2704641.0516 | 1259140.8155 | 2704610.1021 | 1259147.6184 | 2704566.5687 | 1259158.7138 | 2704545.7778 | 1259167.4983 | 2704535.466 | 1259177.1797 | 2704527.7831 | 1259188.7091 | 2704511.9584 | 1259190.4427
32 | 2704721.007 | 1259067.2355 | 2704719.0834 | 1259093.69 | 2704722.7558 | 1259107.2773
33 | 2704721.007 | 1259067.2355 | 2704740.2163 | 1259068.2421
34 | 2704716.9427 | 1258987.6422 | 2704713.9259 | 1259015.3673 | 2704712.3694 | 1259029.6071
35 | 2704712.3694 | 1259029.6071 | 2704702.5674 | 1259028.3548 | 2704699.4229 | 1259027.9544 | 2704688.7408 | 1259026.5866 | 2704664.5555 | 1259023.4896 | 2704661.4346 | 1259021.7552 | 2704661.3783 | 1259021.6301
36 | 2704740.2163 | 1259068.2421 | 2704745.4988 | 1259068.519
37 | 2704511.9584 | 1259190.4427 | 2704495.6178 | 1259192.2329 | 2704495.6178 | 1259192.2329
38 | 2705277.7544 | 1258574.3712 | 2705354.1356 | 1258574.4748
39 | 2705277.7544 | 1258574.3712 | 2705196.8796 | 1258575.512 | 2705181.2899 | 1258575.7351 | 2705151.9205 | 1258576.1581 | 2705086.9524 | 1258577.0717 | 2705072.9994 | 1258577.2686 | 2705062.8758 | 1258577.3827
40 | 2705354.1356 | 1258574.4748 | 2705373.5234 | 1258570.1497
41 | 2705051.1659 | 1258577.5146 | 2705062.8758 | 1258577.3827
42 | 2704800.3167 | 1258835.3475 | 2704800.0059 | 1258834.7885
43 | 2704800.0059 | 1258834.7885 | 2704794.1788 | 1258824.3075 | 2704787.4468 | 1258807.2186 | 2704787.4468 | 1258807.2186
44 | 2704832.7433 | 1258865.4473 | 2704810.9912 | 1258846.5235 | 2704800.3167 | 1258835.3475 | 2704800.3167 | 1258835.3475
45 | 2704787.4468 | 1258807.2186 | 2704783.377 | 1258793.5019 | 2704773.821 | 1258755.3567 | 2704773.6388 | 1258748.2196
46 | 2704871.248 | 1258898.9454 | 2704832.7433 | 1258865.4473
47 | 2704773.4583 | 1258741.1493 | 2704773.6388 | 1258748.2196
48 | 2704871.248 | 1258898.9454 | 2704879.1797 | 1258903.6342
49 | 2704772.8863 | 1258718.7433 | 2704773.4583 | 1258741.1493
50 | 2704778.5115 | 1258689.6252 | 2704778.2569 | 1258691.5858
51 | 2704772.8863 | 1258718.7433 | 2704776.3756 | 1258706.0724 | 2704778.2569 | 1258691.5858
52 | 2704772.8863 | 1258718.7433 | 2704780.5437 | 1258722.7599
53 | 2704772.8863 | 1258718.7433 | 2704762.9981 | 1258706.1838
54 | 2704780.5437 | 1258722.7599 | 2704791.0263 | 1258708.6116 | 2704794.1297 | 1258684.6754
55 | 2704755.5728 | 1258693.2825 | 2704759.3104 | 1258701.4998 | 2704762.9981 | 1258706.1838
56 | 2704805.909 | 1259076.0365 | 2704815.4341 | 1259077.4043 | 2704825.4536 | 1259076.7647
57 | 2704805.909 | 1259076.0365 | 2704801.4477 | 1259075.3959
58 | 2704825.4536 | 1259076.7647 | 2704834.7951 | 1259076.1684 | 2704835.7345 | 1259076.0007
59 | 2704775.285 | 1259071.639 | 2704801.4477 | 1259075.3959
60 | 2704775.285 | 1259071.639 | 2704770.627 | 1259070.9702
61 | 2704770.627 | 1259070.9702 | 2704760.3363 | 1259069.4924
62 | 2704654.4378 | 1258531.0695 | 2704650.2417 | 1258518.3414 | 2704658.5312 | 1258507.112 | 2704660.648 | 1258501.1711
63 | 2704663.6868 | 1258492.6427 | 2704660.648 | 1258501.1711
64 | 2704668.6901 | 1258477.0832 | 2704668.2824 | 1258477.6268 | 2704664.3154 | 1258490.8787 | 2704663.6868 | 1258492.6427
65 | 2704677.0244 | 1258465.9718 | 2704668.6901 | 1258477.0832
66 | 2704738.1822 | 1258589.0629 | 2704741.5305 | 1258584.9495
67 | 2704731.0231 | 1258597.8581 | 2704738.1822 | 1258589.0629
68 | 2704751.7961 | 1258572.3379 | 2704741.5305 | 1258584.9495
69 | 2704766.5785 | 1258589.5916 | 2704751.7961 | 1258572.3379
70 | 2704743.0494 | 1258562.5417 | 2704751.7961 | 1258572.3379
71 | 2704766.5785 | 1258589.5916 | 2704772.3227 | 1258582.8655 | 2704777.2432 | 1258572.9941
72 | 2704767.2836 | 1258600.0127 | 2704767.3501 | 1258594.1312 | 2704766.5785 | 1258589.5916
73 | 2704743.0494 | 1258562.5417 | 2704750.6536 | 1258554.9134
74 | 2704863.9351 | 1258920.5893 | 2704869.8878 | 1258914.423 | 2704879.1797 | 1258903.6342
75 | 2704718.4684 | 1258962.3705 | 2704717.9679 | 1258943.3681
76 | 2704718.4684 | 1258962.3705 | 2704716.9427 | 1258987.6422
77 | 2704717.9679 | 1258943.3681 | 2704717.8324 | 1258939.9518 | 2704716.9562 | 1258918.7521
78 | 2704717.9679 | 1258943.3681 | 2704742.4308 | 1258942.5715
79 | 2704716.9427 | 1258987.6422 | 2704744.2732 | 1258988.8397
80 | 2704716.9427 | 1258987.6422 | 2704724.896 | 1258996.6459 | 2704722.9532 | 1259023.5542
81 | 2704716.9562 | 1258918.7521 | 2704736.6598 | 1258917.779
82 | 2704716.9562 | 1258918.7521 | 2704714.1583 | 1258872.6545
83 | 2704743.759 | 1258942.5282 | 2704742.4308 | 1258942.5715
84 | 2704744.5391 | 1258988.8514 | 2704744.2732 | 1258988.8397
85 | 2704677.0244 | 1258465.9718 | 2704675.2898 | 1258461.3039
86 | 2704685.4193 | 1258489.2617 | 2704677.0244 | 1258465.9718
87 | 2704671.3915 | 1258454.0512 | 2704675.2898 | 1258461.3039
88 | 2704685.4193 | 1258489.2617 | 2704693.022 | 1258502.3514 | 2704698.5096 | 1258508.8427
89 | 2704685.4193 | 1258489.2617 | 2704703.124 | 1258474.7851
90 | 2704671.3915 | 1258454.0512 | 2704654.3103 | 1258443.0957
91 | 2704698.5096 | 1258508.8427 | 2704704.0076 | 1258515.4043
92 | 2704709.5612 | 1258473.0923 | 2704703.124 | 1258474.7851 | 2704703.124 | 1258474.7851
93 | 2704760.2811 | 1258623.1029 | 2704754.361 | 1258642.6239
94 | 2704767.2836 | 1258600.0127 | 2704760.2811 | 1258623.1029
95 | 2704749.2738 | 1258659.3985 | 2704754.361 | 1258642.6239
96 | 2704767.2836 | 1258600.0127 | 2704784.3828 | 1258606.0871
97 | 2704749.2738 | 1258659.3985 | 2704751.0428 | 1258673.1857 | 2704755.5728 | 1258693.2825
98 | 2704798.4318 | 1258617.0222 | 2704784.3828 | 1258606.0871 | 2704784.3828 | 1258606.0871
99 | 2704755.5728 | 1258693.2825 | 2704739.7368 | 1258695.5152
100 | 2704782.7677 | 1258561.9109 | 2704777.2432 | 1258572.9941
101 | 2704750.6536 | 1258554.9134 | 2704755.8158 | 1258549.7349 | 2704755.7998 | 1258544.6748 | 2704753.1075 | 1258541.5043
102 | 2704746.0079 | 1258530.0339 | 2704749.2039 | 1258536.9072 | 2704753.1075 | 1258541.5043
103 | 2704746.0079 | 1258530.0339 | 2704727.7478 | 1258543.9445
104 | 2704727.7478 | 1258543.9445 | 2704725.8148 | 1258541.5972
105 | 2704719.2889 | 1258533.6843 | 2704720.1743 | 1258534.7474 | 2704725.8148 | 1258541.5972
106 | 2704719.2889 | 1258533.6843 | 2704713.4628 | 1258526.6886 | 2704704.0076 | 1258515.4043
107 | 2704747.8276 | 1258942.3957 | 2704743.759 | 1258942.5282
108 | 2704739.7368 | 1258695.5152 | 2704727.1324 | 1258736.7687
109 | 2704725.5537 | 1258741.9359 | 2704727.1324 | 1258736.7687
110 | 2704849.718 | 1258535.667 | 2704840.1285 | 1258531.6016 | 2704823.2677 | 1258527.3883 | 2704815.6449 | 1258529.4884 | 2704813.0467 | 1258530.7482
111 | 2705051.1659 | 1258577.5146 | 2705013.6569 | 1258578.1495 | 2704982.8012 | 1258576.0782 | 2704939.2135 | 1258567.4315 | 2704911.4599 | 1258558.8101 | 2704862.7678 | 1258541.1994 | 2704849.718 | 1258535.667
112 | 2704813.0467 | 1258530.7482 | 2704804.6927 | 1258534.7989 | 2704799.4399 | 1258538.0507
113 | 2704782.7677 | 1258561.9109 | 2704788.6624 | 1258550.0943 | 2704795.0179 | 1258540.7881 | 2704799.4399 | 1258538.0507
114 | 2704782.7677 | 1258561.9109 | 2704794.2096 | 1258567.6669
115 | 2704654.3103 | 1258443.0957 | 2704646.3619 | 1258436.1366
116 | 2704636.6676 | 1258427.6488 | 2704646.3619 | 1258436.1366
117 | 2704636.6676 | 1258427.6488 | 2704613.5513 | 1258414.3342
118 | 2704636.6676 | 1258427.6488 | 2704624.9989 | 1258445.7575 | 2704629.8778 | 1258449.2083
119 | 2704613.5513 | 1258414.3342 | 2704610.4153 | 1258412.5279 | 2704603.8571 | 1258409.4316 | 2704591.133 | 1258403.2239 | 2704586.1769 | 1258398.2211 | 2704582.9889 | 1258392.5823 | 2704581.4769 | 1258384.7047 | 2704582.6409 | 1258376.1996
120 | 2704629.8778 | 1258449.2083 | 2704633.361 | 1258451.6719
121 | 2704582.6409 | 1258376.1996 | 2704583.8409 | 1258367.4322 | 2704583.3563 | 1258364.0958
122 | 2704712.6707 | 1258848.1454 | 2704711.7846 | 1258833.5457 | 2704711.3522 | 1258822.1203
123 | 2704712.6707 | 1258848.1454 | 2704714.1583 | 1258872.6545
124 | 2704711.4942 | 1258801.8255 | 2704710.9524 | 1258811.5573 | 2704711.3522 | 1258822.1203
125 | 2704711.4942 | 1258801.8255 | 2704712.2551 | 1258795.4087
126 | 2704711.4942 | 1258801.8255 | 2704684.7941 | 1258798.7032
127 | 2704717.6168 | 1258771.5866 | 2704712.868 | 1258790.2402 | 2704712.2551 | 1258795.4087
128 | 2704762.3237 | 1258916.5116 | 2704736.6598 | 1258917.779
129 | 2704725.5537 | 1258741.9359 | 2704718.7385 | 1258767.396
130 | 2704717.6168 | 1258771.5866 | 2704718.7385 | 1258767.396
131 | 2704717.6168 | 1258771.5866 | 2704697.3988 | 1258765.7174
132 | 2704696.3095 | 1258765.4011 | 2704697.3988 | 1258765.7174
133 | 2704583.3563 | 1258364.0958 | 2704582.5099 | 1258358.2678 | 2704579.6552 | 1258352.546
134 | 2704745.4988 | 1259068.519 | 2704758.1881 | 1259069.184 | 2704760.3363 | 1259069.4924
135 | 2704762.3237 | 1258916.5116 | 2704775.289 | 1258915.8713
136 | 2704785.3319 | 1258915.3697 | 2704781.0932 | 1258915.5846 | 2704775.289 | 1258915.8713
137 | 2704796.2091 | 1258914.8183 | 2704785.3319 | 1258915.3697
138 | 2704744.5391 | 1258988.8514 | 2704755.7045 | 1258989.3406
139 | 2704730.0129 | 1258463.2958 | 2704718.298 | 1258470.7947 | 2704709.5612 | 1258473.0923
140 | 2704724.9434 | 1258439.1528 | 2704730.4596 | 1258455.9532 | 2704730.0129 | 1258463.2958
141 | 2704724.9434 | 1258439.1528 | 2704737.3168 | 1258433.645 | 2704737.3168 | 1258433.645
142 | 2704724.9434 | 1258439.1528 | 2704712.476 | 1258444.6954
143 | 2704799.1729 | 1258352.2015 | 2704775.0939 | 1258394.092 | 2704764.9737 | 1258410.7377 | 2704755.7437 | 1258422.2617 | 2704737.3168 | 1258433.645
144 | 2704765.4872 | 1258998.4991 | 2704755.7045 | 1258989.3406
145 | 2704493.2766 | 1259158.4524 | 2704497.1323 | 1259167.9618 | 2704490.5432 | 1259179.0323 | 2704495.6178 | 1259192.2329
146 | 2704700.674 | 1258619.5613 | 2704710.6284 | 1258621.3532

## bus_geodata
| x | y | coords
0 | 2704299.9315 | 1258320.9177
1 | 2704570.9267 | 1258343.3953
2 | 2704306.0773 | 1258339.4752
3 | 2704843.3332 | 1258178.2873
4 | 2704878.5672 | 1258146.4535
5 | 2704812.902 | 1258196.654
6 | 2704831.124 | 1258141.2472
7 | 2704917.4146 | 1258156.8171
8 | 2704762.2052 | 1258215.4673
9 | 2704805.5747 | 1258147.5838
10 | 2704903.1094 | 1258166.3725
11 | 2704744.9469 | 1258241.2435
12 | 2704798.1259 | 1258159.5087
13 | 2704796.3921 | 1258166.1922
14 | 2704752.7254 | 1258266.8511
15 | 2704751.9959 | 1258260.3042
16 | 2704752.7617 | 1258273.8754
17 | 2704766.1952 | 1258272.8233
18 | 2704711.9562 | 1258396.7381
19 | 2704707.9406 | 1258236.5727
20 | 2704771.7163 | 1258276.6493
21 | 2704706.0366 | 1258406.287
22 | 2704696.5965 | 1258235.1522
23 | 2704707.0335 | 1258647.9194
24 | 2704710.3983 | 1258634.9117
25 | 2704733.2735 | 1258654.9871
26 | 2704708.9535 | 1259059.0154
27 | 2704658.0589 | 1259149.8681
28 | 2704721.007 | 1259067.2355
29 | 2704712.3694 | 1259029.6071
30 | 2704722.7558 | 1259107.2773
31 | 2704740.2163 | 1259068.2421
32 | 2704511.9584 | 1259190.4427
33 | 2705277.7544 | 1258574.3712
34 | 2705354.1356 | 1258574.4748
35 | 2705062.8758 | 1258577.3827
36 | 2704800.0059 | 1258834.7885
37 | 2704800.3167 | 1258835.3475
38 | 2704787.4468 | 1258807.2186
39 | 2704832.7433 | 1258865.4473
40 | 2704773.6388 | 1258748.2196
41 | 2704871.248 | 1258898.9454
42 | 2704773.4583 | 1258741.1493
43 | 2704778.5115 | 1258689.6252
44 | 2704778.2569 | 1258691.5858
45 | 2704772.8863 | 1258718.7433
46 | 2704780.5437 | 1258722.7599
47 | 2704762.9981 | 1258706.1838
48 | 2704805.909 | 1259076.0365
49 | 2704825.4536 | 1259076.7647
50 | 2704801.4477 | 1259075.3959
51 | 2704835.7345 | 1259076.0007
52 | 2704775.285 | 1259071.639
53 | 2704770.627 | 1259070.9702
54 | 2704654.4378 | 1258531.0695
55 | 2704660.648 | 1258501.1711
56 | 2704663.6868 | 1258492.6427
57 | 2704668.6901 | 1258477.0832
58 | 2704738.1822 | 1258589.0629
59 | 2704741.5305 | 1258584.9495
60 | 2704731.0231 | 1258597.8581
61 | 2704751.7961 | 1258572.3379
62 | 2704766.5785 | 1258589.5916
63 | 2704743.0494 | 1258562.5417
64 | 2704879.1797 | 1258903.6342
65 | 2704863.9351 | 1258920.5893
66 | 2704661.3783 | 1259021.6301
67 | 2704718.4684 | 1258962.3705
68 | 2704717.9679 | 1258943.3681
69 | 2704716.9427 | 1258987.6422
70 | 2704716.9562 | 1258918.7521
71 | 2704742.4308 | 1258942.5715
72 | 2704744.2732 | 1258988.8397
73 | 2704722.9532 | 1259023.5542
74 | 2704677.0244 | 1258465.9718
75 | 2704675.2898 | 1258461.3039
76 | 2704685.4193 | 1258489.2617
77 | 2704671.3915 | 1258454.0512
78 | 2704698.5096 | 1258508.8427
79 | 2704703.124 | 1258474.7851
80 | 2704760.2811 | 1258623.1029
81 | 2704754.361 | 1258642.6239
82 | 2704767.2836 | 1258600.0127
83 | 2704749.2738 | 1258659.3985
84 | 2704784.3828 | 1258606.0871
85 | 2704755.5728 | 1258693.2825
86 | 2704777.2432 | 1258572.9941
87 | 2704798.4318 | 1258617.0222
88 | 2704750.6536 | 1258554.9134
89 | 2704753.1075 | 1258541.5043
90 | 2704746.0079 | 1258530.0339
91 | 2704727.7478 | 1258543.9445
92 | 2704725.8148 | 1258541.5972
93 | 2704719.2889 | 1258533.6843
94 | 2704704.0076 | 1258515.4043
95 | 2704743.759 | 1258942.5282
96 | 2704747.8276 | 1258942.3957
97 | 2704739.7368 | 1258695.5152
98 | 2704727.1324 | 1258736.7687
99 | 2704849.718 | 1258535.667
100 | 2704813.0467 | 1258530.7482
101 | 2705051.1659 | 1258577.5146
102 | 2704799.4399 | 1258538.0507
103 | 2704782.7677 | 1258561.9109
104 | 2704794.1297 | 1258684.6754
105 | 2705373.5234 | 1258570.1497
106 | 2704646.3619 | 1258436.1366
107 | 2704654.3103 | 1258443.0957
108 | 2704636.6676 | 1258427.6488
109 | 2704613.5513 | 1258414.3342
110 | 2704629.8778 | 1258449.2083
111 | 2704633.361 | 1258451.6719
112 | 2704582.6409 | 1258376.1996
113 | 2704712.6707 | 1258848.1454
114 | 2704711.3522 | 1258822.1203
115 | 2704714.1583 | 1258872.6545
116 | 2704711.4942 | 1258801.8255
117 | 2704712.2551 | 1258795.4087
118 | 2704684.7941 | 1258798.7032
119 | 2704736.6597 | 1258917.779
120 | 2704718.7385 | 1258767.396
121 | 2704725.5537 | 1258741.9359
122 | 2704717.6168 | 1258771.5866
123 | 2704697.3988 | 1258765.7174
124 | 2704696.3095 | 1258765.4011
125 | 2704794.2096 | 1258567.6669
126 | 2704583.3563 | 1258364.0958
127 | 2704579.6552 | 1258352.546
128 | 2704760.3363 | 1259069.4924
129 | 2704745.4988 | 1259068.519
130 | 2704762.3237 | 1258916.5116
131 | 2704775.289 | 1258915.8713
132 | 2704785.3319 | 1258915.3697
133 | 2704796.2091 | 1258914.8183
134 | 2704292.602 | 1258385.3222
135 | 2704744.5391 | 1258988.8514
136 | 2704709.5612 | 1258473.0923
137 | 2704730.0129 | 1258463.2958
138 | 2704724.9434 | 1258439.1528
139 | 2704737.3168 | 1258433.645
140 | 2704712.476 | 1258444.6954
141 | 2704799.1729 | 1258352.2015
142 | 2704755.7045 | 1258989.3406
143 | 2704765.4872 | 1258998.4991
144 | 2704493.2766 | 1259158.4524
145 | 2704495.6178 | 1259192.2329
146 | 2704710.6284 | 1258621.3532
147 | 2704700.674 | 1258619.5613
148 | 2704725.5537 | 1258741.9359

## line_std_types
| c_nf_per_km | r_ohm_per_km | x_ohm_per_km | max_i_ka | type | q_mm2 | alpha | voltage_rating
NAYY 4x50 SE | 210 | 0.642 | 0.083 | 0.142 | cs | 50 | 0.00403 | LV
NAYY 4x120 SE | 264 | 0.225 | 0.08 | 0.242 | cs | 120 | 0.00403 | LV
NAYY 4x150 SE | 261 | 0.208 | 0.08 | 0.27 | cs | 150 | 0.00403 | LV
NA2XS2Y 1x95 RM/25 12/20 kV | 216 | 0.313 | 0.132 | 0.252 | cs | 95 | 0.00403 | MV
NA2XS2Y 1x185 RM/25 12/20 kV | 273 | 0.161 | 0.117 | 0.362 | cs | 185 | 0.00403 | MV
NA2XS2Y 1x240 RM/25 12/20 kV | 304 | 0.122 | 0.112 | 0.421 | cs | 240 | 0.00403 | MV
NA2XS2Y 1x95 RM/25 6/10 kV | 315 | 0.313 | 0.123 | 0.249 | cs | 95 | 0.00403 | MV
NA2XS2Y 1x185 RM/25 6/10 kV | 406 | 0.161 | 0.11 | 0.358 | cs | 185 | 0.00403 | MV
NA2XS2Y 1x240 RM/25 6/10 kV | 456 | 0.122 | 0.105 | 0.416 | cs | 240 | 0.00403 | MV
NA2XS2Y 1x150 RM/25 12/20 kV | 250 | 0.206 | 0.116 | 0.319 | cs | 150 | 0.00403 | MV
NA2XS2Y 1x120 RM/25 12/20 kV | 230 | 0.253 | 0.119 | 0.283 | cs | 120 | 0.00403 | MV
NA2XS2Y 1x70 RM/25 12/20 kV | 190 | 0.443 | 0.132 | 0.22 | cs | 70 | 0.00403 | MV
NA2XS2Y 1x150 RM/25 6/10 kV | 360 | 0.206 | 0.11 | 0.315 | cs | 150 | 0.00403 | MV
NA2XS2Y 1x120 RM/25 6/10 kV | 340 | 0.253 | 0.113 | 0.28 | cs | 120 | 0.00403 | MV
NA2XS2Y 1x70 RM/25 6/10 kV | 280 | 0.443 | 0.123 | 0.217 | cs | 70 | 0.00403 | MV
N2XS(FL)2Y 1x120 RM/35 64/110 kV | 112 | 0.153 | 0.166 | 0.366 | cs | 120 | 0.00393 | HV
N2XS(FL)2Y 1x185 RM/35 64/110 kV | 125 | 0.099 | 0.156 | 0.457 | cs | 185 | 0.00393 | HV
N2XS(FL)2Y 1x240 RM/35 64/110 kV | 135 | 0.075 | 0.149 | 0.526 | cs | 240 | 0.00393 | HV
N2XS(FL)2Y 1x300 RM/35 64/110 kV | 144 | 0.06 | 0.144 | 0.588 | cs | 300 | 0.00393 | HV
15-AL1/3-ST1A 0.4 | 11 | 1.8769 | 0.35 | 0.105 | ol | 16 | 0.00403 | LV
24-AL1/4-ST1A 0.4 | 11.25 | 1.2012 | 0.335 | 0.14 | ol | 24 | 0.00403 | LV
48-AL1/8-ST1A 0.4 | 12.2 | 0.5939 | 0.3 | 0.21 | ol | 48 | 0.00403 | LV
94-AL1/15-ST1A 0.4 | 13.2 | 0.306 | 0.29 | 0.35 | ol | 94 | 0.00403 | LV
34-AL1/6-ST1A 10.0 | 9.7 | 0.8342 | 0.36 | 0.17 | ol | 34 | 0.00403 | MV
48-AL1/8-ST1A 10.0 | 10.1 | 0.5939 | 0.35 | 0.21 | ol | 48 | 0.00403 | MV
70-AL1/11-ST1A 10.0 | 10.4 | 0.4132 | 0.339 | 0.29 | ol | 70 | 0.00403 | MV
94-AL1/15-ST1A 10.0 | 10.75 | 0.306 | 0.33 | 0.35 | ol | 94 | 0.00403 | MV
122-AL1/20-ST1A 10.0 | 11.1 | 0.2376 | 0.323 | 0.41 | ol | 122 | 0.00403 | MV
149-AL1/24-ST1A 10.0 | 11.25 | 0.194 | 0.315 | 0.47 | ol | 149 | 0.00403 | MV
34-AL1/6-ST1A 20.0 | 9.15 | 0.8342 | 0.382 | 0.17 | ol | 34 | 0.00403 | MV
48-AL1/8-ST1A 20.0 | 9.5 | 0.5939 | 0.372 | 0.21 | ol | 48 | 0.00403 | MV
70-AL1/11-ST1A 20.0 | 9.7 | 0.4132 | 0.36 | 0.29 | ol | 70 | 0.00403 | MV
94-AL1/15-ST1A 20.0 | 10 | 0.306 | 0.35 | 0.35 | ol | 94 | 0.00403 | MV
122-AL1/20-ST1A 20.0 | 10.3 | 0.2376 | 0.344 | 0.41 | ol | 122 | 0.00403 | MV
149-AL1/24-ST1A 20.0 | 10.5 | 0.194 | 0.337 | 0.47 | ol | 149 | 0.00403 | MV
184-AL1/30-ST1A 20.0 | 10.75 | 0.1571 | 0.33 | 0.535 | ol | 184 | 0.00403 | MV
243-AL1/39-ST1A 20.0 | 11 | 0.1188 | 0.32 | 0.645 | ol | 243 | 0.00403 | MV
48-AL1/8-ST1A 110.0 | 8 | 0.5939 | 0.46 | 0.21 | ol | 48 | 0.00403 | HV
70-AL1/11-ST1A 110.0 | 8.4 | 0.4132 | 0.45 | 0.29 | ol | 70 | 0.00403 | HV
94-AL1/15-ST1A 110.0 | 8.65 | 0.306 | 0.44 | 0.35 | ol | 94 | 0.00403 | HV
122-AL1/20-ST1A 110.0 | 8.5 | 0.2376 | 0.43 | 0.41 | ol | 122 | 0.00403 | HV
149-AL1/24-ST1A 110.0 | 8.75 | 0.194 | 0.41 | 0.47 | ol | 149 | 0.00403 | HV
184-AL1/30-ST1A 110.0 | 8.8 | 0.1571 | 0.4 | 0.535 | ol | 184 | 0.00403 | HV
243-AL1/39-ST1A 110.0 | 9 | 0.1188 | 0.39 | 0.645 | ol | 243 | 0.00403 | HV
305-AL1/39-ST1A 110.0 | 9.2 | 0.0949 | 0.38 | 0.74 | ol | 305 | 0.00403 | HV
490-AL1/64-ST1A 110.0 | 9.75 | 0.059 | 0.37 | 0.96 | ol | 490 | 0.00403 | HV
679-AL1/86-ST1A 110.0 | 9.95 | 0.042 | 0.36 | 1.15 | ol | 679 | 0.00403 | HV
490-AL1/64-ST1A 220.0 | 10 | 0.059 | 0.285 | 0.96 | ol | 490 | 0.00403 | HV
679-AL1/86-ST1A 220.0 | 11.7 | 0.042 | 0.275 | 1.15 | ol | 679 | 0.00403 | HV
490-AL1/64-ST1A 380.0 | 11 | 0.059 | 0.253 | 0.96 | ol | 490 | 0.00403 | HV
679-AL1/86-ST1A 380.0 | 14.6 | 0.042 | 0.25 | 1.15 | ol | 679 | 0.00403 | HV

## trafo_std_types
| i0_percent | pfe_kw | vkr_percent | sn_mva | vn_lv_kv | vn_hv_kv | vk_percent | shift_degree | vector_group | tap_side | tap_neutral | tap_min | tap_max | tap_step_degree | tap_step_percent | tap_phase_shifter
160 MVA 380/110 kV | 0.06 | 60 | 0.25 | 160 | 110 | 380 | 12.2 | 0 | Yy0 | hv | 0 | -9 | 9 | 0 | 1.5 | FALSE
100 MVA 220/110 kV | 0.06 | 55 | 0.26 | 100 | 110 | 220 | 12 | 0 | Yy0 | hv | 0 | -9 | 9 | 0 | 1.5 | FALSE
63 MVA 110/20 kV | 0.04 | 22 | 0.32 | 63 | 20 | 110 | 18 | 150 | YNd5 | hv | 0 | -9 | 9 | 0 | 1.5 | FALSE
40 MVA 110/20 kV | 0.05 | 18 | 0.34 | 40 | 20 | 110 | 16.2 | 150 | YNd5 | hv | 0 | -9 | 9 | 0 | 1.5 | FALSE
25 MVA 110/20 kV | 0.07 | 14 | 0.41 | 25 | 20 | 110 | 12 | 150 | YNd5 | hv | 0 | -9 | 9 | 0 | 1.5 | FALSE
63 MVA 110/10 kV | 0.04 | 22 | 0.32 | 63 | 10 | 110 | 18 | 150 | YNd5 | hv | 0 | -9 | 9 | 0 | 1.5 | FALSE
40 MVA 110/10 kV | 0.05 | 18 | 0.34 | 40 | 10 | 110 | 16.2 | 150 | YNd5 | hv | 0 | -9 | 9 | 0 | 1.5 | FALSE
25 MVA 110/10 kV | 0.07 | 14 | 0.41 | 25 | 10 | 110 | 12 | 150 | YNd5 | hv | 0 | -9 | 9 | 0 | 1.5 | FALSE
0.25 MVA 20/0.4 kV | 0.32 | 0.8 | 1.44 | 0.25 | 0.4 | 20 | 6 | 150 | Yzn5 | hv | 0 | -2 | 2 | 0 | 2.5 | FALSE
0.4 MVA 20/0.4 kV | 0.3375 | 1.35 | 1.425 | 0.4 | 0.4 | 20 | 6 | 150 | Dyn5 | hv | 0 | -2 | 2 | 0 | 2.5 | FALSE
0.63 MVA 20/0.4 kV | 0.2619 | 1.65 | 1.206 | 0.63 | 0.4 | 20 | 6 | 150 | Dyn5 | hv | 0 | -2 | 2 | 0 | 2.5 | FALSE
0.25 MVA 10/0.4 kV | 0.24 | 0.6 | 1.2 | 0.25 | 0.4 | 10 | 4 | 150 | Dyn5 | hv | 0 | -2 | 2 | 0 | 2.5 | FALSE
0.4 MVA 10/0.4 kV | 0.2375 | 0.95 | 1.325 | 0.4 | 0.4 | 10 | 4 | 150 | Dyn5 | hv | 0 | -2 | 2 | 0 | 2.5 | FALSE
0.63 MVA 10/0.4 kV | 0.1873 | 1.18 | 1.0794 | 0.63 | 0.4 | 10 | 4 | 150 | Dyn5 | hv | 0 | -2 | 2 | 0 | 2.5 | FALSE

## trafo3w_std_types
| sn_hv_mva | sn_mv_mva | sn_lv_mva | vn_hv_kv | vn_mv_kv | vn_lv_kv | vk_hv_percent | vk_mv_percent | vk_lv_percent | vkr_hv_percent | vkr_mv_percent | vkr_lv_percent | pfe_kw | i0_percent | shift_mv_degree | shift_lv_degree | vector_group | tap_side | tap_neutral | tap_min | tap_max | tap_step_percent
63/25/38 MVA 110/20/10 kV | 63 | 25 | 38 | 110 | 20 | 10 | 10.4 | 10.4 | 10.4 | 0.28 | 0.32 | 0.35 | 35 | 0.89 | 0 | 0 | YN0yn0yn0 | hv | 0 | -10 | 10 | 1.2
63/25/38 MVA 110/10/10 kV | 63 | 25 | 38 | 110 | 10 | 10 | 10.4 | 10.4 | 10.4 | 0.28 | 0.32 | 0.35 | 35 | 0.89 | 0 | 0 | YN0yn0yn0 | hv | 0 | -10 | 10 | 1.2

## fuse_std_types
| fuse_type | i_rated_a | t_avg | t_min | t_total | x_avg | x_min | x_total
HV 100A | HV 100A | 100 | 0 | [10.0, 3.64, 0.854, 0.281, 0.1, 0.0531, 0.022, 0.01] | [10.0, 4.267, 1.21, 0.403, 0.1, 0.058, 0.022, 0.01] | 0 | [300.0, 350.0, 450.0, 550.0, 700.0, 850.0, 1200.0, 1752.0] | [600.0, 700.0, 900.0, 1150.0, 1665.0, 2000.0, 3000.0, 4313.0]
HV 10A | HV 10A | 10 | 0 | [10.0, 1675.0, 0.344, 0.156, 0.1, 0.0417, 0.0171, 0.01] | [10.0, 1.3, 0.3, 0.155, 0.1, 0.0555, 0.023, 0.01] | 0 | [30.0, 32.0, 35.0, 37.0, 39.0, 50.0, 70.0, 88.0] | [60.0, 70.0, 80.0, 87.0, 94.0, 110.0, 150.0, 216.0]
HV 125A | HV 125A | 125 | 0 | [10.0, 1.82, 0.344, 0.1, 0.0467, 0.0269, 0.01] | [10.0, 2.478, 0.426, 0.1, 0.0427, 0.0211, 0.01] | 0 | [375.0, 500.0, 700.0, 925.0, 1200.0, 1500.0, 2341.0] | [750.0, 1000.0, 1500.0, 2200.0, 3000.0, 4000.0, 5765.0]
HV 160A | HV 160A | 160 | 0 | [10.0, 4.15, 1.03, 0.198, 0.1, 0.051, 0.0172, 0.01] | [10.0, 2.3, 0.734, 0.274, 0.1, 0.046, 0.0177, 0.01] | 0 | [480.0, 550.0, 700.0, 1000.0, 1260.0, 1600.0, 2500.0, 3227.0] | [960.0, 1300.0, 1700.0, 2200.0, 2996.0, 4000.0, 6000.0, 7946.0]
HV 16A | HV 16A | 16 | 0 | [10.0, 0.352, 0.164, 0.1, 0.0649, 0.0342, 0.01] | [10.0, 2.34, 0.722, 0.181, 0.1, 0.055, 0.0296, 0.01] | 0 | [48.0, 60.0, 65.0, 71.0, 80.0, 100.0, 162.0] | [96.0, 110.0, 125.0, 150.0, 168.0, 200.0, 250.0, 398.0]
HV 200A | HV 200A | 200 | 0 | [10.0, 4.267, 1.21, 0.403, 0.1, 0.058, 0.022, 0.01] | [10.0, 3.73, 1.654, 0.328, 0.1, 0.0531, 0.019, 0.01] | 0 | [600.0, 700.0, 900.0, 1150.0, 1665.0, 2000.0, 3000.0, 4313.0] | [1200.0, 1500.0, 1800.0, 2700.0, 3960.0, 5000.0, 7500.0, 10620.0]
HV 20A | HV 20A | 20 | 0 | [10.0, 1.3, 0.3, 0.155, 0.1, 0.0555, 0.023, 0.01] | [10.0, 1.3, 0.161, 0.1, 0.0611, 0.0399, 0.0141, 0.01] | 0 | [60.0, 70.0, 80.0, 87.0, 94.0, 110.0, 150.0, 216.0] | [120.0, 150.0, 200.0, 223.0, 260.0, 300.0, 450.0, 532.0]
HV 25A | HV 25A | 25 | 0 | [10.0, 2.512, 0.833, 0.299, 0.1, 0.0372, 0.0223, 0.01] | [10.0, 3.125, 0.597, 0.198, 0.1, 0.0378, 0.022, 0.01] | 0 | [75.0, 82.0, 90.0, 100.0, 124.0, 170.0, 200.0, 289.0] | [150.0, 170.0, 210.0, 250.0, 294.0, 400.0, 500.0, 711.0]
HV 31.5A | HV 31.5A | 31.5 | 0 | [10.0, 2.34, 0.722, 0.181, 0.1, 0.055, 0.0296, 0.01] | [10.0, 2.84, 0.368, 0.164, 0.1, 0.0621, 0.0378, 0.0195, 0.01] | 0 | [95.0, 110.0, 125.0, 150.0, 165.0, 200.0, 250.0, 390.0] | [189.0, 220.0, 300.0, 350.0, 393.0, 450.0, 530.0, 700.0, 960.0]
HV 40A | HV 40A | 40 | 0 | [10.0, 1.3, 0.161, 0.1, 0.0611, 0.0399, 0.0141, 0.01] | [10.0, 2.05, 0.369, 0.198, 0.1, 0.051, 0.0298, 0.01] | 0 | [120.0, 150.0, 200.0, 223.0, 260.0, 300.0, 450.0, 532.0] | [240.0, 300.0, 400.0, 450.0, 530.0, 650.0, 800.0, 1311.0]
HV 50A | HV 50A | 50 | 0 | [10.0, 3.215, 0.597, 0.198, 0.1, 0.0378, 0.022, 0.01] | [10.0, 3.64, 0.854, 0.281, 0.1, 0.0531, 0.022, 0.01] | 0 | [150.0, 170.0, 210.0, 250.0, 294.0, 400.0, 500.0, 711.0] | [300.0, 350.0, 450.0, 550.0, 700.0, 850.0, 1200.0, 1752.0]
HV 6.3A | HV 6.3A | 6.3 | 0 | [10.0, 1.39, 0.344, 0.168, 0.1, 0.056, 0.0263, 0.01] | [10.0, 1.711, 0.516, 0.198, 0.1, 0.0634, 0.0303, 0.01] | 0 | [19.0, 19.5, 20.4, 20.8, 22.0, 25.0, 32.0, 48.0] | [38.0, 40.0, 43.0, 48.0, 53.0, 60.0, 75.0, 118.0]
HV 63A | HV 63A | 63 | 0 | [10.0, 2.84, 0.368, 0.164, 0.1, 0.0621, 0.0378, 0.0195, 0.01] | [10.0, 1.82, 0.344, 0.1, 0.0467, 0.0269, 0.01] | 0 | [189.0, 220.0, 300.0, 350.0, 393.0, 450.0, 530.0, 700.0, 961.0] | [378.0, 500.0, 700.0, 934.0, 1200.0, 1500.0, 2366.0]
HV 80A | HV 80A | 80 | 0 | [10.0, 2.05, 0.369, 0.198, 0.1, 0.051, 0.0298, 0.01] | [10.0, 4.15, 1.03, 0.198, 0.1, 0.051, 0.0172, 0.01] | 0 | [240.0, 300.0, 400.0, 450.0, 530.0, 650.0, 800.0, 1311.0] | [480.0, 550.0, 700.0, 1000.0, 1260.0, 1600.0, 2500.0, 3227.0]
Siemens NH-1-100 | Siemens NH-1-100 | 100 | [5400.0, 2000.0, 400.0, 20.0, 1.0, 0.2, 0.012, 0.004] | 0 | 0 | [150.0, 190.0, 250.0, 430.0, 900.0, 1250.0, 2700.0, 3600.0] | 0 | 0
Siemens NH-1-125 | Siemens NH-1-125 | 125 | [4800.0, 120.0, 7.0, 0.1, 0.004] | 0 | 0 | [180.0, 400.0, 740.0, 2000.0, 4250.0] | 0 | 0
Siemens NH-1-16 | Siemens NH-1-16 | 16 | [4000.0, 400.0, 2.0, 0.1, 0.04, 0.01] | 0 | 0 | [26.0, 35.0, 75.0, 150.0, 200.0, 300.0] | 0 | 0
Siemens NH-1-160 | Siemens NH-1-160 | 160 | [4800.0, 120.0, 7.0, 0.1, 0.004] | 0 | 0 | [210.0, 500.0, 900.0, 2300.0, 5000.0] | 0 | 0
Siemens NH-1-25 | Siemens NH-1-25 | 25 | [4000.0, 1000.0, 10.0, 0.2, 0.02, 0.01] | 0 | 0 | [40.0, 50.0, 100.0, 210.0, 400.0, 500.0] | 0 | 0
Siemens NH-1-50 | Siemens NH-1-50 | 50 | [4000.0, 40.0, 4.0, 1.0, 0.02, 0.01] | 0 | 0 | [86.0, 200.0, 300.0, 400.0, 1000.0, 1280.0] | 0 | 0
Siemens NH-1-63 | Siemens NH-1-63 | 63 | [4000.0, 100.0, 10.0, 2.0, 0.04, 0.01] | 0 | 0 | [100.0, 200.0, 300.0, 400.0, 1000.0, 1500.0] | 0 | 0
Siemens NH-1-80 | Siemens NH-1-80 | 80 | [4800.0, 120.0, 7.0, 0.1, 0.01] | 0 | 0 | [150.58, 250.0, 450.0, 1150.0, 2470.0] | 0 | 0
Siemens NH-2-1000 | Siemens NH-2-1000 | 1000 | [4800.0, 120.0, 7.0, 0.1, 0.004] | 0 | 0 | [1900.0, 3500.0, 8400.0, 24000.0, 52000.0] | 0 | 0
Siemens NH-2-200 | Siemens NH-2-200 | 200 | [4800.0, 120.0, 7.0, 0.1, 0.004] | 0 | 0 | [280.0, 650.0, 1200.0, 3000.0, 7000.0] | 0 | 0
Siemens NH-2-224 | Siemens NH-2-224 | 224 | [4800.0, 120.0, 7.0, 0.2, 0.04, 0.004] | 0 | 0 | [400.0, 750.0, 1453.0, 3025.0, 4315.0, 7600.0] | 0 | 0
Siemens NH-2-250 | Siemens NH-2-250 | 250 | [4800.0, 120.0, 7.0, 0.1, 0.004] | 0 | 0 | [450.0, 800.0, 1650.0, 4000.0, 8500.0] | 0 | 0
Siemens NH-2-315 | Siemens NH-2-315 | 315 | [4800.0, 120.0, 7.0, 0.1, 0.004] | 0 | 0 | [550.0, 920.0, 1900.0, 5000.0, 11000.0] | 0 | 0
Siemens NH-2-355 | Siemens NH-2-355 | 355 | [4800.0, 120.0, 6.0, 0.1, 0.004] | 0 | 0 | [650.0, 1116.27, 2350.0, 5840.0, 12790.0] | 0 | 0
Siemens NH-2-400 | Siemens NH-2-400 | 400 | [4800.0, 120.0, 7.0, 0.1, 0.004] | 0 | 0 | [720.0, 1350.0, 2800.0, 6500.0, 15000.0] | 0 | 0
Siemens NH-2-425 | Siemens NH-2-425 | 425 | [4800.0, 120.0, 7.0, 0.1, 0.004] | 0 | 0 | [850.0, 1500.0, 3050.0, 7500.0, 16500.0] | 0 | 0
Siemens NH-2-630 | Siemens NH-2-630 | 630 | [4800.0, 120.0, 7.0, 0.1, 0.004] | 0 | 0 | [1200.0, 2000.0, 4800.0, 12000.0, 26000.0] | 0 | 0

## res_bus
| vm_pu | va_degree | p_mw | q_mvar
0 | 0.9749 | -0.48379 | 0 | 0
1 | 0.97611 | -0.45983 | 0 | 0
2 | 0.97481 | -0.48549 | 0.0035282 | 0.00088426
3 | 0.97098 | -0.56076 | 0.0098155 | 0.00246
4 | 0.97065 | -0.56722 | 0 | 0
5 | 0.97153 | -0.54977 | 0 | 0
6 | 0.97037 | -0.57282 | 0.00396 | 0.00099248
7 | 0.97062 | -0.56777 | 0 | 0
8 | 0.97239 | -0.5329 | 0.001992 | 0.00049923
9 | 0.97032 | -0.57387 | 0 | 0
10 | 0.97061 | -0.568 | 0.00070305 | 0.0001762
11 | 0.97293 | -0.52221 | 0 | 0
12 | 0.97029 | -0.57443 | 0.001727 | 0.00043282
13 | 0.97029 | -0.57448 | 0.00041302 | 0.00010351
14 | 0.97346 | -0.51171 | 0.00057337 | 0.0001437
15 | 0.97333 | -0.51437 | 0.0015618 | 0.00039142
16 | 0.97361 | -0.5088 | 0 | 0
17 | 0.97358 | -0.50926 | 0 | 0
18 | 0.97658 | -0.45036 | 0.0010145 | 0.00025425
19 | 0.97287 | -0.52342 | 0.0012697 | 0.00031821
20 | 0.97357 | -0.5095 | 0.0018596 | 0.00046606
21 | 0.97685 | -0.44515 | 0.0006494 | 0.00016275
22 | 0.97286 | -0.52352 | 0.00048207 | 0.00012082
23 | 0.99536 | -0.087866 | 0 | 0
24 | 0.99533 | -0.088438 | 0.00076254 | 0.00019111
25 | 0.99542 | -0.086707 | 0.0018204 | 0.00045623
26 | 0.97577 | -0.46511 | 0 | 0
27 | 0.97392 | -0.50142 | 0 | 0
28 | 0.97534 | -0.47354 | 0 | 0
29 | 0.97688 | -0.44336 | 0 | 0
30 | 0.97527 | -0.47493 | 0.0018658 | 0.00046761
31 | 0.97497 | -0.48082 | 0.0017946 | 0.00044978
32 | 0.97122 | -0.55465 | 0.0072202 | 0.0018095
33 | 0.98879 | -0.21393 | 0 | 0
34 | 0.98873 | -0.21506 | 0 | 0
35 | 0.98895 | -0.21074 | 0.0015186 | 0.0003806
36 | 0.99595 | -0.076972 | 0.00046967 | 0.00011771
37 | 0.99595 | -0.077027 | 0.00045044 | 0.00011289
38 | 0.9961 | -0.074115 | 0.00062244 | 0.000156
39 | 0.99577 | -0.08048 | 0.002273 | 0.00056967
40 | 0.99643 | -0.067732 | 0.00053423 | 0.00013389
41 | 0.99567 | -0.082419 | 0 | 0
42 | 0.99647 | -0.066923 | 0.00084597 | 0.00021202
43 | 0.9965 | -0.066477 | 0.0029189 | 0.00073154
44 | 0.9965 | -0.066376 | 0.0019056 | 0.00047759
45 | 0.99662 | -0.064026 | 0 | 0
46 | 0.99661 | -0.06423 | 0 | 0
47 | 0.99682 | -0.06023 | 0.00047989 | 0.00012027
48 | 0.97412 | -0.49755 | 0.0042898 | 0.0010751
49 | 0.97402 | -0.49948 | 0.0017189 | 0.00043079
50 | 0.97416 | -0.49675 | 0.00092031 | 0.00023065
51 | 0.97399 | -0.50017 | 0.0036363 | 0.00091134
52 | 0.97442 | -0.49162 | 0.0018286 | 0.00045829
53 | 0.97448 | -0.49055 | 0.0042845 | 0.0010738
54 | 0.97864 | -0.4102 | 0.0011423 | 0.00028628
55 | 0.97867 | -0.4095 | 0.0020158 | 0.00050522
56 | 0.9787 | -0.40898 | 0.00062764 | 0.0001573
57 | 0.97876 | -0.40785 | 0.0019135 | 0.00047957
58 | 0.98871 | -0.21505 | 0.0024383 | 0.00061109
59 | 0.98872 | -0.21477 | 0.0012453 | 0.00031209
60 | 0.9887 | -0.21517 | 0.00059523 | 0.00014918
61 | 0.98879 | -0.21353 | 0 | 0
62 | 0.99028 | -0.18494 | 0 | 0
63 | 0.98797 | -0.22908 | 0 | 0
64 | 0.99565 | -0.082768 | 0 | 0
65 | 0.99561 | -0.083633 | 0.0021595 | 0.00054123
66 | 0.97518 | -0.47682 | 0.035223 | 0.0088277
67 | 0.98181 | -0.34705 | 0 | 0
68 | 0.98329 | -0.31835 | 0 | 0
69 | 0.97984 | -0.3854 | 0 | 0
70 | 0.98528 | -0.27987 | 0 | 0
71 | 0.98322 | -0.31977 | 0.0013001 | 0.00032584
72 | 0.97966 | -0.38887 | 0.0011174 | 0.00028005
73 | 0.9798 | -0.38626 | 0.0012114 | 0.00030361
74 | 0.97883 | -0.40641 | 0 | 0
75 | 0.97862 | -0.41041 | 0 | 0
76 | 0.97998 | -0.38396 | 0 | 0
77 | 0.97829 | -0.41703 | 0 | 0
78 | 0.98135 | -0.35715 | 0 | 0
79 | 0.97971 | -0.38925 | 0.0020192 | 0.00050605
80 | 0.99305 | -0.13186 | 0.0013536 | 0.00033923
81 | 0.99475 | -0.099541 | 0.0014314 | 0.00035875
82 | 0.99107 | -0.16965 | 0 | 0
83 | 0.99549 | -0.085468 | 0 | 0
84 | 0.99097 | -0.1717 | 0.0024404 | 0.00061161
85 | 0.99701 | -0.056546 | 0 | 0
86 | 0.99007 | -0.18894 | 0.0011544 | 0.00028932
87 | 0.99091 | -0.17293 | 0.0039055 | 0.00097882
88 | 0.98731 | -0.24188 | 0.00047433 | 0.00011888
89 | 0.98629 | -0.26141 | 0.00048904 | 0.00012256
90 | 0.98547 | -0.2774 | 0 | 0
91 | 0.98407 | -0.30439 | 0 | 0
92 | 0.98388 | -0.30798 | 0.00074482 | 0.00018667
93 | 0.98327 | -0.31995 | 0.00084442 | 0.00021163
94 | 0.98185 | -0.34745 | 0.0012756 | 0.0003197
95 | 0.98321 | -0.31981 | 0.0011372 | 0.00028501
96 | 0.98321 | -0.31987 | 0.00076765 | 0.00019239
97 | 0.99782 | -0.041252 | 0 | 0
98 | 1 | 0 | -0.21394 | -0.054689
99 | 0.98943 | -0.20152 | 0.0021433 | 0.00053717
100 | 0.98958 | -0.19842 | 0.0030182 | 0.00075643
101 | 0.98898 | -0.21025 | 0 | 0
102 | 0.98969 | -0.19635 | 0.0022664 | 0.00056802
103 | 0.98996 | -0.19118 | 0 | 0
104 | 0.99656 | -0.065215 | 0.001344 | 0.00033684
105 | 0.98872 | -0.21535 | 0.00082575 | 0.00020695
106 | 0.97777 | -0.42723 | 0.001054 | 0.00026417
107 | 0.97794 | -0.42374 | 0 | 0
108 | 0.97756 | -0.43125 | 0 | 0
109 | 0.97717 | -0.43887 | 0.00060653 | 0.00015201
110 | 0.97752 | -0.432 | 0.00059364 | 0.00014878
111 | 0.97752 | -0.43206 | 0.00088072 | 0.00022073
112 | 0.97641 | -0.45401 | 0.0030443 | 0.00076298
113 | 0.99134 | -0.16366 | 0.00080512 | 0.00020178
114 | 0.9936 | -0.12077 | 0.00086438 | 0.00021663
115 | 0.98923 | -0.20391 | 0.00022975 | 5.758e-05
116 | 0.99537 | -0.087147 | 0 | 0
117 | 0.99595 | -0.076248 | 0.00047149 | 0.00011817
118 | 0.99532 | -0.088113 | 0.0020431 | 0.00051205
119 | 0.98519 | -0.28171 | 0.0019117 | 0.00047911
120 | 0.99854 | -0.027434 | 0.00035848 | 8.9844e-05
121 | 0.99975 | -0.0046614 | 0 | 0
122 | 0.99814 | -0.034915 | 0 | 0
123 | 0.9981 | -0.035728 | 0.0006192 | 0.00015519
124 | 0.9981 | -0.03576 | 0.0015882 | 0.00039803
125 | 0.98995 | -0.19127 | 0.00037799 | 9.4734e-05
126 | 0.97627 | -0.45668 | 0.0027704 | 0.00069434
127 | 0.97616 | -0.45875 | 0.0045415 | 0.0011382
128 | 0.97464 | -0.48737 | 0.00062263 | 0.00015605
129 | 0.97488 | -0.48264 | 0.0015356 | 0.00038485
130 | 0.98511 | -0.28321 | 0.00080783 | 0.00020246
131 | 0.98508 | -0.28379 | 0.00081081 | 0.00020321
132 | 0.98506 | -0.28408 | 0.00064573 | 0.00016184
133 | 0.98505 | -0.28428 | 0.00099824 | 0.00025018
134 | 0.97476 | -0.48648 | 0.0011298 | 0.00028316
135 | 0.97966 | -0.3889 | 0.0012572 | 0.00031508
136 | 0.97964 | -0.39055 | 0.0033577 | 0.00084152
137 | 0.97949 | -0.39362 | 0 | 0
138 | 0.97932 | -0.39697 | 0 | 0
139 | 0.97925 | -0.39833 | 0.0012971 | 0.00032508
140 | 0.97929 | -0.39743 | 0.0018309 | 0.00045887
141 | 0.97884 | -0.40636 | 0.0042328 | 0.0010608
142 | 0.97961 | -0.38983 | 0.0019522 | 0.00048928
143 | 0.97958 | -0.39048 | 0.0026566 | 0.00066582
144 | 0.9708 | -0.56301 | 0.0075244 | 0.0018858
145 | 0.97106 | -0.55782 | 0.0029195 | 0.00073169
146 | 0.99531 | -0.088923 | 0.00091759 | 0.00022997
147 | 0.9953 | -0.089055 | 0.000742 | 0.00018596
148 | 0.99998 | 149.9956 | 0 | 0

## res_line
| p_from_mw | q_from_mvar | p_to_mw | q_to_mvar | pl_mw | ql_mvar | i_from_ka | i_to_ka | i_ka | vm_from_pu | va_from_degree | vm_to_pu | va_to_degree | loading_percent
0 | -0.0046585 | -0.0011669 | 0.0046638 | 0.0011668 | 5.314e-06 | -9.9067e-08 | 0.0071102 | 0.0071089 | 0.0071102 | 0.9749 | -0.48379 | 0.97611 | -0.45983 | 1.9533
1 | 0.0046585 | 0.0011669 | -0.0046581 | -0.0011669 | 3.7785e-07 | -6.6654e-09 | 0.0071102 | 0.0071103 | 0.0071103 | 0.9749 | -0.48379 | 0.97481 | -0.48549 | 1.9534
2 | -0.0046638 | -0.0011668 | 0.0046641 | 0.0011667 | 2.3966e-07 | -4.7024e-09 | 0.0071089 | 0.0071089 | 0.0071089 | 0.97611 | -0.45983 | 0.97616 | -0.45875 | 1.953
3 | 0.0011299 | 0.0002826 | -0.0011298 | -0.00028316 | 5.3451e-08 | -5.6318e-07 | 0.0017245 | 0.0017248 | 0.0017248 | 0.97481 | -0.48549 | 0.97476 | -0.48648 | 0.47383
4 | 0.006807 | 0.0017049 | -0.0068049 | -0.0017042 | 2.0949e-06 | 7.0597e-07 | 0.010431 | 0.010432 | 0.010432 | 0.97098 | -0.56076 | 0.97065 | -0.56722 | 2.8658
5 | -0.016622 | -0.0041649 | 0.016631 | 0.0041701 | 8.6987e-06 | 5.1247e-06 | 0.025473 | 0.025473 | 0.025473 | 0.97098 | -0.56076 | 0.97153 | -0.54977 | 6.9982
6 | 0.0061018 | 0.0015288 | -0.0061002 | -0.0015283 | 1.6266e-06 | 4.2845e-07 | 0.009354 | 0.0093542 | 0.0093542 | 0.97065 | -0.56722 | 0.97037 | -0.57282 | 2.5698
7 | 0.00070308 | 0.00017548 | -0.00070306 | -0.00017599 | 1.8505e-08 | -5.1337e-07 | 0.0010776 | 0.0010778 | 0.0010778 | 0.97065 | -0.56722 | 0.97062 | -0.56777 | 0.29609
8 | -0.016631 | -0.0041701 | 0.016645 | 0.0041779 | 1.3385e-05 | 7.8848e-06 | 0.025473 | 0.025473 | 0.025473 | 0.97153 | -0.54977 | 0.97239 | -0.5329 | 6.9982
9 | 0.0021402 | 0.00053585 | -0.0021401 | -0.00053611 | 1.0697e-07 | -2.5872e-07 | 0.0032817 | 0.0032818 | 0.0032818 | 0.97037 | -0.57282 | 0.97032 | -0.57387 | 0.90159
10 | 0.00070306 | 0.00017599 | -0.00070305 | -0.0001762 | 7.4939e-09 | -2.0783e-07 | 0.0010778 | 0.0010778 | 0.0010778 | 0.97062 | -0.56777 | 0.97061 | -0.568 | 0.29611
11 | -0.018637 | -0.0046772 | 0.018646 | 0.0046829 | 9.5091e-06 | 5.6989e-06 | 0.028521 | 0.028521 | 0.028521 | 0.97239 | -0.5329 | 0.97293 | -0.52221 | 7.8355
12 | 0.0021401 | 0.00053611 | -0.00214 | -0.00053625 | 5.7183e-08 | -1.3828e-07 | 0.0032818 | 0.0032818 | 0.0032818 | 0.97032 | -0.57387 | 0.97029 | -0.57443 | 0.90161
13 | 0.0017518 | 0.00043848 | -0.0017517 | -0.00043888 | 1.0086e-07 | -4.0075e-07 | 0.0026791 | 0.0026793 | 0.0026793 | 0.97293 | -0.52221 | 0.97287 | -0.52342 | 0.73606
14 | -0.020398 | -0.0051214 | 0.020405 | 0.005126 | 7.6274e-06 | 4.6219e-06 | 0.0312 | 0.0312 | 0.0312 | 0.97293 | -0.52221 | 0.97333 | -0.51437 | 8.5715
15 | 0.00041302 | 0.00010342 | -0.00041302 | -0.00010351 | 1.0907e-09 | -8.8852e-08 | 0.00063337 | 0.0006334 | 0.0006334 | 0.97029 | -0.57443 | 0.97029 | -0.57448 | 0.17401
16 | 0.02197 | 0.0055191 | -0.021967 | -0.0055174 | 2.7868e-06 | 1.7017e-06 | 0.033588 | 0.033588 | 0.033588 | 0.97346 | -0.51171 | 0.97333 | -0.51437 | 9.2274
17 | -0.022543 | -0.0056628 | 0.022547 | 0.0056647 | 3.1344e-06 | 1.9185e-06 | 0.034464 | 0.034464 | 0.034464 | 0.97346 | -0.51171 | 0.97361 | -0.5088 | 9.4682
18 | 0.0018597 | 0.00046584 | -0.0018596 | -0.00046598 | 4.0697e-08 | -1.4103e-07 | 0.0028421 | 0.0028422 | 0.0028422 | 0.97361 | -0.5088 | 0.97358 | -0.50926 | 0.78082
19 | -0.024406 | -0.0061306 | 0.024474 | 0.0061726 | 6.826e-05 | 4.2055e-05 | 0.037306 | 0.037306 | 0.037306 | 0.97361 | -0.5088 | 0.97658 | -0.45036 | 10.249
20 | 0.0018596 | 0.00046598 | -0.0018596 | -0.00046606 | 2.132e-08 | -7.3872e-08 | 0.0028422 | 0.0028422 | 0.0028422 | 0.97358 | -0.50926 | 0.97357 | -0.5095 | 0.78083
21 | -0.025489 | -0.0064269 | 0.025495 | 0.0064308 | 6.3593e-06 | 3.9294e-06 | 0.038851 | 0.038851 | 0.038851 | 0.97658 | -0.45036 | 0.97685 | -0.44515 | 10.6735
22 | 0.00048208 | 0.00012068 | -0.00048207 | -0.00012082 | 2.3341e-09 | -1.4067e-07 | 0.00073729 | 0.00073734 | 0.00073734 | 0.97287 | -0.52342 | 0.97286 | -0.52352 | 0.20257
23 | -0.026145 | -0.0065935 | 0.02618 | 0.0066154 | 3.524e-05 | 2.1811e-05 | 0.039841 | 0.03984 | 0.039841 | 0.97685 | -0.44515 | 0.97829 | -0.41703 | 10.9452
24 | 0.0024222 | 0.00060659 | -0.0024222 | -0.00060672 | 6.6062e-08 | -1.3235e-07 | 0.0036209 | 0.003621 | 0.003621 | 0.99536 | -0.087866 | 0.99533 | -0.088438 | 0.99478
25 | -0.0024222 | -0.00060659 | 0.0024224 | 0.00060632 | 1.3361e-07 | -2.6774e-07 | 0.0036209 | 0.0036208 | 0.0036209 | 0.99536 | -0.087866 | 0.99542 | -0.086707 | 0.99477
26 | 0.0016596 | 0.00041561 | -0.0016596 | -0.00041581 | 3.8329e-08 | -1.9127e-07 | 0.002481 | 0.0024811 | 0.0024811 | 0.99533 | -0.088438 | 0.99531 | -0.088923 | 0.68162
27 | -0.0042428 | -0.0010626 | 0.004243 | 0.0010625 | 2.5033e-07 | -5.5556e-08 | 0.006342 | 0.006342 | 0.006342 | 0.99542 | -0.086707 | 0.99549 | -0.085468 | 1.7423
28 | 0.017743 | 0.0044736 | -0.017712 | -0.0044553 | 3.0773e-05 | 1.8298e-05 | 0.027067 | 0.027068 | 0.027068 | 0.97577 | -0.46511 | 0.97392 | -0.50142 | 7.4362
29 | 0.022526 | 0.0056544 | -0.022516 | -0.0056488 | 9.0537e-06 | 5.5389e-06 | 0.034354 | 0.034354 | 0.034354 | 0.97577 | -0.46511 | 0.97534 | -0.47354 | 9.4379
30 | -0.040269 | -0.010128 | 0.040311 | 0.010154 | 4.1887e-05 | 2.6437e-05 | 0.061421 | 0.061421 | 0.061421 | 0.97577 | -0.46511 | 0.97688 | -0.44336 | 16.874
31 | 0.017712 | 0.0044553 | -0.017667 | -0.0044286 | 4.4923e-05 | 2.6722e-05 | 0.027068 | 0.027069 | 0.027069 | 0.97392 | -0.50142 | 0.97122 | -0.55465 | 7.4364
32 | 0.0018659 | 0.00046718 | -0.0018658 | -0.00046761 | 1.2337e-07 | -4.2769e-07 | 0.0028465 | 0.0028467 | 0.0028467 | 0.97534 | -0.47354 | 0.97527 | -0.47493 | 0.78207
33 | 0.020651 | 0.0051816 | -0.020643 | -0.0051773 | 7.1609e-06 | 4.343e-06 | 0.031508 | 0.031508 | 0.031508 | 0.97534 | -0.47354 | 0.97497 | -0.48082 | 8.6559
34 | -0.07559 | -0.019017 | 0.0758 | 0.019151 | 0.00020997 | 0.00013385 | 0.11517 | 0.11517 | 0.11517 | 0.97688 | -0.44336 | 0.97984 | -0.3854 | 31.6395
35 | 0.035279 | 0.0088631 | -0.035223 | -0.0088277 | 5.6234e-05 | 3.5341e-05 | 0.053747 | 0.053747 | 0.053747 | 0.97688 | -0.44336 | 0.97518 | -0.47682 | 14.7656
36 | 0.018849 | 0.0047275 | -0.018847 | -0.0047265 | 1.6417e-06 | 9.8475e-07 | 0.028769 | 0.028769 | 0.028769 | 0.97497 | -0.48082 | 0.97488 | -0.48264 | 7.9035
37 | 0.010447 | 0.002619 | -0.010446 | -0.0026182 | 1.5794e-06 | 8.0742e-07 | 0.016007 | 0.016007 | 0.016007 | 0.97122 | -0.55465 | 0.97106 | -0.55782 | 4.3974
38 | 0.0008258 | 0.00020576 | -0.00082576 | -0.0002067 | 4.4086e-08 | -9.4853e-07 | 0.0012423 | 0.0012427 | 0.0012427 | 0.98879 | -0.21393 | 0.98873 | -0.21506 | 0.34139
39 | -0.0008258 | -0.00020576 | 0.00082593 | 0.00020308 | 1.2428e-07 | -2.6774e-06 | 0.0012423 | 0.0012413 | 0.0012423 | 0.98879 | -0.21393 | 0.98895 | -0.21074 | 0.34129
40 | 0.00082576 | 0.0002067 | -0.00082575 | -0.00020695 | 1.1504e-08 | -2.474e-07 | 0.0012427 | 0.0012427 | 0.0012427 | 0.98873 | -0.21506 | 0.98872 | -0.21535 | 0.34141
41 | -0.0023446 | -0.00058368 | 0.0023446 | 0.00058357 | 5.4607e-08 | -1.1532e-07 | 0.0035263 | 0.0035263 | 0.0035263 | 0.98895 | -0.21074 | 0.98898 | -0.21025 | 0.96877
42 | 0.004884 | 0.0012228 | -0.004884 | -0.0012228 | 1.2769e-08 | -1.5067e-10 | 0.0072966 | 0.0072966 | 0.0072966 | 0.99595 | -0.076972 | 0.99595 | -0.077027 | 2.0046
43 | -0.0053537 | -0.0013405 | 0.0053544 | 0.0013406 | 7.283e-07 | 7.0979e-08 | 0.0079983 | 0.0079982 | 0.0079983 | 0.99595 | -0.076972 | 0.9961 | -0.074115 | 2.1973
44 | 0.0044336 | 0.0011099 | -0.0044329 | -0.00111 | 7.2863e-07 | -1.0989e-07 | 0.0066236 | 0.0066238 | 0.0066238 | 0.99595 | -0.077027 | 0.99577 | -0.08048 | 1.8197
45 | -0.0059769 | -0.0014966 | 0.0059787 | 0.001497 | 1.8165e-06 | 3.712e-07 | 0.008928 | 0.0089277 | 0.008928 | 0.9961 | -0.074115 | 0.99643 | -0.067732 | 2.4527
46 | 0.0021599 | 0.00054036 | -0.0021597 | -0.00054089 | 1.9934e-07 | -5.3627e-07 | 0.0032272 | 0.0032274 | 0.0032274 | 0.99577 | -0.08048 | 0.99567 | -0.082419 | 0.88666
47 | -0.0065129 | -0.0016308 | 0.0065132 | 0.0016309 | 2.5086e-07 | 6.8421e-08 | 0.0097255 | 0.0097255 | 0.0097255 | 0.99643 | -0.067732 | 0.99647 | -0.066923 | 2.6718
48 | 0.0021597 | 0.00054089 | -0.0021596 | -0.00054099 | 3.591e-08 | -9.658e-08 | 0.0032274 | 0.0032275 | 0.0032275 | 0.99567 | -0.082419 | 0.99565 | -0.082768 | 0.88667
49 | -0.0073591 | -0.0018429 | 0.0073602 | 0.0018433 | 1.0149e-06 | 3.5753e-07 | 0.010989 | 0.010989 | 0.010989 | 0.99647 | -0.066923 | 0.99662 | -0.064026 | 3.0189
50 | -0.0029189 | -0.00073154 | 0.0029189 | 0.00073152 | 1.4085e-08 | -1.6742e-08 | 0.0043586 | 0.0043586 | 0.0043586 | 0.9965 | -0.066477 | 0.9965 | -0.066376 | 1.1974
51 | -0.0048245 | -0.0012091 | 0.004825 | 0.0012091 | 5.4008e-07 | -1.5921e-08 | 0.0072041 | 0.007204 | 0.0072041 | 0.9965 | -0.066376 | 0.99662 | -0.064026 | 1.9791
52 | 0.0013441 | 0.00033624 | -0.0013441 | -0.00033634 | 1.3025e-08 | -1.0407e-07 | 0.0020066 | 0.0020066 | 0.0020066 | 0.99662 | -0.064026 | 0.99661 | -0.06423 | 0.55127
53 | -0.013529 | -0.0033886 | 0.013532 | 0.00339 | 2.4457e-06 | 1.3569e-06 | 0.020199 | 0.020199 | 0.020199 | 0.99662 | -0.064026 | 0.99682 | -0.06023 | 5.5492
54 | 0.0013441 | 0.00033634 | -0.001344 | -0.00033684 | 6.304e-08 | -5.0359e-07 | 0.0020066 | 0.0020068 | 0.0020068 | 0.99661 | -0.06423 | 0.99656 | -0.065215 | 0.55133
55 | -0.014012 | -0.0035103 | 0.014014 | 0.0035116 | 2.4589e-06 | 1.3782e-06 | 0.020916 | 0.020915 | 0.020916 | 0.99682 | -0.06023 | 0.99701 | -0.056546 | 5.746
56 | 0.0053558 | 0.0013422 | -0.0053553 | -0.0013421 | 4.9353e-07 | 7.1098e-08 | 0.0081812 | 0.0081813 | 0.0081813 | 0.97412 | -0.49755 | 0.97402 | -0.49948 | 2.2476
57 | -0.0096456 | -0.0024173 | 0.0096459 | 0.0024175 | 3.6692e-07 | 1.7872e-07 | 0.014734 | 0.014734 | 0.014734 | 0.97412 | -0.49755 | 0.97416 | -0.49675 | 4.0478
58 | 0.0036364 | 0.00091129 | -0.0036363 | -0.00091134 | 1.1938e-07 | -5.198e-08 | 0.0055553 | 0.0055554 | 0.0055554 | 0.97402 | -0.49948 | 0.97399 | -0.50017 | 1.5262
59 | -0.010566 | -0.0026481 | 0.010569 | 0.0026494 | 2.5819e-06 | 1.3232e-06 | 0.01614 | 0.01614 | 0.01614 | 0.97416 | -0.49675 | 0.97442 | -0.49162 | 4.434
60 | -0.012397 | -0.0031077 | 0.012398 | 0.0031081 | 6.3249e-07 | 3.4617e-07 | 0.018932 | 0.018932 | 0.018932 | 0.97442 | -0.49162 | 0.97448 | -0.49055 | 5.2011
61 | -0.016683 | -0.0041818 | 0.016685 | 0.0041833 | 2.5299e-06 | 1.4896e-06 | 0.025474 | 0.025474 | 0.025474 | 0.97448 | -0.49055 | 0.97464 | -0.48737 | 6.9984
62 | -0.0011423 | -0.00028628 | 0.0011423 | 0.00028588 | 3.8079e-08 | -3.9865e-07 | 0.0017368 | 0.0017366 | 0.0017368 | 0.97864 | -0.4102 | 0.97867 | -0.4095 | 0.47714
63 | -0.0031581 | -0.0007911 | 0.0031582 | 0.00079103 | 7.8275e-08 | -6.3671e-08 | 0.0048016 | 0.0048016 | 0.0048016 | 0.97867 | -0.4095 | 0.9787 | -0.40898 | 1.3191
64 | -0.0037859 | -0.00094833 | 0.0037861 | 0.00094826 | 2.0356e-07 | -7.5634e-08 | 0.0057558 | 0.0057558 | 0.0057558 | 0.9787 | -0.40898 | 0.97876 | -0.40785 | 1.5813
65 | -0.0056996 | -0.0014278 | 0.0056999 | 0.0014279 | 3.9106e-07 | 7.5705e-08 | 0.0086649 | 0.0086648 | 0.0086649 | 0.97876 | -0.40785 | 0.97883 | -0.40641 | 2.3805
66 | -0.0030335 | -0.00076013 | 0.0030336 | 0.00076009 | 4.1456e-08 | -4.1489e-08 | 0.0045654 | 0.0045654 | 0.0045654 | 0.98871 | -0.21505 | 0.98872 | -0.21477 | 1.2542
67 | 0.00059523 | 0.00014904 | -0.00059523 | -0.00014918 | 3.4127e-09 | -1.4325e-07 | 0.00089578 | 0.00089583 | 0.00089583 | 0.98871 | -0.21505 | 0.9887 | -0.21517 | 0.24611
68 | -0.0042788 | -0.0010722 | 0.0042791 | 0.0010721 | 2.5287e-07 | -4.6732e-08 | 0.0064395 | 0.0064394 | 0.0064395 | 0.98872 | -0.21477 | 0.98879 | -0.21353 | 1.7691
69 | -0.071531 | -0.018224 | 0.07163 | 0.018287 | 9.8796e-05 | 6.2938e-05 | 0.10775 | 0.10775 | 0.10775 | 0.98879 | -0.21353 | 0.99028 | -0.18494 | 29.6024
70 | 0.067252 | 0.017152 | -0.067201 | -0.01712 | 5.0481e-05 | 3.214e-05 | 0.10131 | 0.10131 | 0.10131 | 0.98879 | -0.21353 | 0.98797 | -0.22908 | 27.8333
71 | 0.011313 | 0.00283 | -0.011311 | -0.0028289 | 2.1532e-06 | 1.1224e-06 | 0.016997 | 0.016997 | 0.016997 | 0.99028 | -0.18494 | 0.99007 | -0.18894 | 4.6696
72 | -0.082943 | -0.021117 | 0.083004 | 0.021156 | 6.1201e-05 | 3.9034e-05 | 0.12475 | 0.12475 | 0.12475 | 0.99028 | -0.18494 | 0.99107 | -0.16965 | 34.2719
73 | 0.067201 | 0.01712 | -0.06716 | -0.017094 | 4.1459e-05 | 2.6396e-05 | 0.10131 | 0.10131 | 0.10131 | 0.98797 | -0.22908 | 0.98731 | -0.24188 | 27.8333
74 | 0.0021596 | 0.00054099 | -0.0021595 | -0.00054123 | 8.8991e-08 | -2.3931e-07 | 0.0032275 | 0.0032276 | 0.0032276 | 0.99565 | -0.082768 | 0.99561 | -0.083633 | 0.8867
75 | -0.084151 | -0.021304 | 0.084267 | 0.021378 | 0.00011609 | 7.406e-05 | 0.12761 | 0.12761 | 0.12761 | 0.98181 | -0.34705 | 0.98329 | -0.31835 | 35.0589
76 | 0.084151 | 0.021304 | -0.083996 | -0.021205 | 0.00015463 | 9.8644e-05 | 0.12761 | 0.12761 | 0.12761 | 0.98181 | -0.34705 | 0.97984 | -0.3854 | 35.059
77 | -0.087472 | -0.022181 | 0.087634 | 0.022284 | 0.00016212 | 0.00010344 | 0.13246 | 0.13246 | 0.13246 | 0.98329 | -0.31835 | 0.98528 | -0.27987 | 36.3914
78 | 0.0032052 | 0.00080301 | -0.003205 | -0.00080318 | 2.1593e-07 | -1.7224e-07 | 0.0048503 | 0.0048504 | 0.0048504 | 0.98329 | -0.31835 | 0.98322 | -0.31977 | 1.3325
79 | 0.0069849 | 0.0017505 | -0.0069838 | -0.0017501 | 1.1543e-06 | 3.9425e-07 | 0.010607 | 0.010608 | 0.010608 | 0.97984 | -0.3854 | 0.97966 | -0.38887 | 2.9142
80 | 0.0012115 | 0.00030315 | -0.0012114 | -0.00030361 | 4.9487e-08 | -4.5943e-07 | 0.0018396 | 0.0018398 | 0.0018398 | 0.97984 | -0.3854 | 0.9798 | -0.38626 | 0.50543
81 | 0.0051751 | 0.0012963 | -0.0051746 | -0.0012962 | 4.5187e-07 | 3.7969e-08 | 0.0078154 | 0.0078155 | 0.0078155 | 0.98528 | -0.27987 | 0.98519 | -0.28171 | 2.1471
82 | -0.092809 | -0.02358 | 0.09315 | 0.023798 | 0.0003408 | 0.00021752 | 0.14028 | 0.14028 | 0.14028 | 0.98528 | -0.27987 | 0.98923 | -0.20391 | 38.5384
83 | 0.0019049 | 0.00047734 | -0.0019049 | -0.00047735 | 4.1415e-09 | -1.4203e-08 | 0.0028828 | 0.0028828 | 0.0028828 | 0.98322 | -0.31977 | 0.98321 | -0.31981 | 0.79198
84 | 0.0058663 | 0.00147 | -0.0058663 | -0.00147 | 7.9252e-09 | 1.7206e-09 | 0.0089104 | 0.0089104 | 0.0089104 | 0.97966 | -0.38887 | 0.97966 | -0.3889 | 2.4479
85 | 0.044389 | 0.011195 | -0.04438 | -0.01119 | 8.5067e-06 | 5.3817e-06 | 0.067505 | 0.067505 | 0.067505 | 0.97883 | -0.40641 | 0.97862 | -0.41041 | 18.5454
86 | -0.050089 | -0.012623 | 0.050143 | 0.012657 | 5.3847e-05 | 3.415e-05 | 0.07617 | 0.07617 | 0.07617 | 0.97883 | -0.40641 | 0.97998 | -0.38396 | 20.9259
87 | 0.04438 | 0.01119 | -0.044366 | -0.011181 | 1.4062e-05 | 8.8965e-06 | 0.067505 | 0.067505 | 0.067505 | 0.97862 | -0.41041 | 0.97829 | -0.41703 | 18.5454
88 | -0.062889 | -0.015852 | 0.062969 | 0.015904 | 8.0805e-05 | 5.1418e-05 | 0.095524 | 0.095524 | 0.095524 | 0.97998 | -0.38396 | 0.98135 | -0.35715 | 26.2428
89 | 0.012746 | 0.0031949 | -0.012743 | -0.0031932 | 3.2124e-06 | 1.7678e-06 | 0.019354 | 0.019354 | 0.019354 | 0.97998 | -0.38396 | 0.97971 | -0.38925 | 5.317
90 | 0.018186 | 0.0045656 | -0.018181 | -0.0045621 | 5.8117e-06 | 3.4653e-06 | 0.027665 | 0.027665 | 0.027665 | 0.97829 | -0.41703 | 0.97794 | -0.42374 | 7.6003
91 | -0.062969 | -0.015904 | 0.062999 | 0.015922 | 2.9292e-05 | 1.8639e-05 | 0.095524 | 0.095524 | 0.095524 | 0.98135 | -0.35715 | 0.98185 | -0.34745 | 26.2427
92 | 0.010723 | 0.0026871 | -0.010723 | -0.0026868 | 6.6211e-07 | 3.3994e-07 | 0.016287 | 0.016287 | 0.016287 | 0.97971 | -0.38925 | 0.97964 | -0.39055 | 4.4745
93 | -0.090867 | -0.02319 | 0.091009 | 0.023281 | 0.00014213 | 9.0696e-05 | 0.13631 | 0.13631 | 0.13631 | 0.99305 | -0.13186 | 0.99475 | -0.099541 | 37.4469
94 | 0.089514 | 0.022851 | -0.089351 | -0.022747 | 0.00016315 | 0.0001041 | 0.13428 | 0.13428 | 0.13428 | 0.99305 | -0.13186 | 0.99107 | -0.16965 | 36.8897
95 | -0.092441 | -0.02364 | 0.092504 | 0.02368 | 6.2998e-05 | 3.9864e-05 | 0.13845 | 0.13845 | 0.13845 | 0.99475 | -0.099541 | 0.99549 | -0.085468 | 19.0175
96 | 0.0063467 | 0.0015905 | -0.0063461 | -0.0015903 | 6.179e-07 | 1.6165e-07 | 0.009529 | 0.0095291 | 0.0095291 | 0.99107 | -0.16965 | 0.99097 | -0.1717 | 2.6179
97 | -0.096747 | -0.024742 | 0.096882 | 0.024828 | 0.00013561 | 8.589e-05 | 0.14479 | 0.14479 | 0.14479 | 0.99549 | -0.085468 | 0.99701 | -0.056546 | 19.8887
98 | 0.0039057 | 0.00097873 | -0.0039055 | -0.00097882 | 2.2963e-07 | -8.2387e-08 | 0.0058647 | 0.0058648 | 0.0058648 | 0.99097 | -0.1717 | 0.99091 | -0.17293 | 1.6112
99 | -0.1109 | -0.02834 | 0.11098 | 0.028392 | 8.2096e-05 | 5.2125e-05 | 0.1657 | 0.1657 | 0.1657 | 0.99701 | -0.056546 | 0.99782 | -0.041252 | 22.7616
100 | 0.010156 | 0.0025396 | -0.010155 | -0.0025391 | 1.0818e-06 | 5.3309e-07 | 0.015262 | 0.015262 | 0.015262 | 0.99007 | -0.18894 | 0.98996 | -0.19118 | 4.193
101 | 0.066686 | 0.016975 | -0.066623 | -0.016935 | 6.2737e-05 | 3.9941e-05 | 0.1006 | 0.1006 | 0.1006 | 0.98731 | -0.24188 | 0.98629 | -0.26141 | 27.637
102 | 0.066134 | 0.016812 | -0.066083 | -0.01678 | 5.0899e-05 | 3.2402e-05 | 0.099861 | 0.099861 | 0.099861 | 0.98629 | -0.26141 | 0.98547 | -0.2774 | 27.4343
103 | 0.066083 | 0.01678 | -0.065997 | -0.016725 | 8.5689e-05 | 5.4549e-05 | 0.099861 | 0.099861 | 0.099861 | 0.98547 | -0.2774 | 0.98407 | -0.30439 | 27.4343
104 | 0.065997 | 0.016725 | -0.065986 | -0.016718 | 1.1371e-05 | 7.2389e-06 | 0.099861 | 0.099861 | 0.099861 | 0.98407 | -0.30439 | 0.98388 | -0.30798 | 27.4343
105 | 0.065241 | 0.016532 | -0.065204 | -0.016508 | 3.7496e-05 | 2.3867e-05 | 0.098734 | 0.098735 | 0.098735 | 0.98388 | -0.30798 | 0.98327 | -0.31995 | 27.1249
106 | 0.064359 | 0.016296 | -0.064274 | -0.016242 | 8.4861e-05 | 5.4009e-05 | 0.097457 | 0.097457 | 0.097457 | 0.98327 | -0.31995 | 0.98185 | -0.34745 | 26.7738
107 | 0.00076766 | 0.00019234 | -0.00076765 | -0.00019239 | 2.0604e-09 | -5.0309e-08 | 0.0011618 | 0.0011618 | 0.0011618 | 0.98321 | -0.31981 | 0.98321 | -0.31987 | 0.31917
108 | -0.11098 | -0.028392 | 0.1112 | 0.028533 | 0.00022208 | 0.000141 | 0.1657 | 0.1657 | 0.1657 | 0.99782 | -0.041252 | 1 | 0 | 22.7616
109 | 0.10109 | 0.026157 | -0.10106 | -0.026142 | 2.301e-05 | 1.4585e-05 | 0.15071 | 0.15071 | 0.15071 | 1 | 0 | 0.99975 | -0.0046614 | 20.7021
110 | -0.0044889 | -0.0011187 | 0.0044896 | 0.0011186 | 6.5906e-07 | -7.3891e-08 | 0.0067487 | 0.0067485 | 0.0067487 | 0.98943 | -0.20152 | 0.98958 | -0.19842 | 1.854
111 | 0.0023456 | 0.00058152 | -0.0023446 | -0.00058357 | 9.6913e-07 | -2.0486e-06 | 0.0035253 | 0.0035263 | 0.0035263 | 0.98943 | -0.20152 | 0.98898 | -0.21025 | 0.96876
112 | -0.0075077 | -0.001875 | 0.0075085 | 0.0018753 | 7.3867e-07 | 2.7408e-07 | 0.011287 | 0.011287 | 0.011287 | 0.98958 | -0.19842 | 0.98969 | -0.19635 | 3.1008
113 | -0.0097749 | -0.0024433 | 0.0097773 | 0.0024445 | 2.4029e-06 | 1.1564e-06 | 0.014694 | 0.014694 | 0.014694 | 0.98969 | -0.19635 | 0.98996 | -0.19118 | 4.0369
114 | 0.00037799 | 9.457e-05 | -0.00037799 | -9.4734e-05 | 1.5503e-09 | -1.6368e-07 | 0.00056811 | 0.00056817 | 0.00056817 | 0.98996 | -0.19118 | 0.98995 | -0.19127 | 0.15609
115 | -0.018178 | -0.0045603 | 0.018181 | 0.0045621 | 3.0321e-06 | 1.808e-06 | 0.027665 | 0.027665 | 0.027665 | 0.97777 | -0.42723 | 0.97794 | -0.42374 | 7.6003
116 | 0.017124 | 0.0042962 | -0.01712 | -0.0042942 | 3.2817e-06 | 1.9387e-06 | 0.026061 | 0.026061 | 0.026061 | 0.97777 | -0.42723 | 0.97756 | -0.43125 | 7.1597
117 | 0.015646 | 0.0039251 | -0.01564 | -0.0039218 | 5.6746e-06 | 3.2974e-06 | 0.023817 | 0.023817 | 0.023817 | 0.97756 | -0.43125 | 0.97717 | -0.43887 | 6.5432
118 | 0.0014744 | 0.00036915 | -0.0014744 | -0.00036946 | 5.1975e-08 | -3.1173e-07 | 0.0022442 | 0.0022443 | 0.0022443 | 0.97756 | -0.43125 | 0.97752 | -0.432 | 0.61657
119 | 0.015034 | 0.0037698 | -0.015023 | -0.0037635 | 1.084e-05 | 6.2474e-06 | 0.022893 | 0.022894 | 0.022894 | 0.97717 | -0.43887 | 0.97641 | -0.45401 | 6.2895
120 | 0.00088072 | 0.00022068 | -0.00088072 | -0.00022073 | 2.8755e-09 | -5.1643e-08 | 0.0013406 | 0.0013407 | 0.0013407 | 0.97752 | -0.432 | 0.97752 | -0.43206 | 0.36831
121 | 0.011978 | 0.0030005 | -0.011977 | -0.0029997 | 1.527e-06 | 8.2448e-07 | 0.018254 | 0.018254 | 0.018254 | 0.97641 | -0.45401 | 0.97627 | -0.45668 | 5.0149
122 | -0.094367 | -0.024174 | 0.094564 | 0.024299 | 0.00019659 | 0.00012548 | 0.14183 | 0.14183 | 0.14183 | 0.99134 | -0.16366 | 0.9936 | -0.12077 | 38.9653
123 | 0.093562 | 0.023972 | -0.09338 | -0.023856 | 0.00018209 | 0.00011622 | 0.14063 | 0.14063 | 0.14063 | 0.99134 | -0.16366 | 0.98923 | -0.20391 | 38.6333
124 | -0.095428 | -0.024516 | 0.095584 | 0.024615 | 0.00015608 | 9.9628e-05 | 0.14313 | 0.14313 | 0.14313 | 0.9936 | -0.12077 | 0.99537 | -0.087147 | 39.3209
125 | -0.097627 | -0.025127 | 0.097679 | 0.02516 | 5.1781e-05 | 3.3056e-05 | 0.14618 | 0.14618 | 0.14618 | 0.99537 | -0.087147 | 0.99595 | -0.076248 | 40.1599
126 | 0.0020432 | 0.00051176 | -0.0020431 | -0.00051205 | 9.4047e-08 | -2.8921e-07 | 0.0030543 | 0.0030545 | 0.0030545 | 0.99537 | -0.087147 | 0.99532 | -0.088113 | 0.83914
127 | -0.098151 | -0.025278 | 0.098349 | 0.025405 | 0.00019785 | 0.0001263 | 0.14689 | 0.14689 | 0.14689 | 0.99595 | -0.076248 | 0.99814 | -0.034915 | 40.3535
128 | 0.003263 | 0.00081714 | -0.0032627 | -0.00081732 | 2.3402e-07 | -1.7739e-07 | 0.0049281 | 0.0049282 | 0.0049282 | 0.98519 | -0.28171 | 0.98511 | -0.28321 | 1.3539
129 | -0.10095 | -0.026071 | 0.10106 | 0.026142 | 0.00011225 | 7.1149e-05 | 0.15071 | 0.15071 | 0.15071 | 0.99854 | -0.027434 | 0.99975 | -0.0046614 | 20.7021
130 | 0.10059 | 0.025981 | -0.10056 | -0.025958 | 3.6689e-05 | 2.3425e-05 | 0.15018 | 0.15018 | 0.15018 | 0.99854 | -0.027434 | 0.99814 | -0.034915 | 41.2575
131 | 0.0022075 | 0.00055299 | -0.0022074 | -0.00055321 | 8.5495e-08 | -2.2044e-07 | 0.0032908 | 0.0032909 | 0.0032909 | 0.99814 | -0.034915 | 0.9981 | -0.035728 | 0.90408
132 | 0.0015882 | 0.00039802 | -0.0015882 | -0.00039803 | 2.3848e-09 | -1.3299e-08 | 0.0023677 | 0.0023677 | 0.0023677 | 0.9981 | -0.035728 | 0.9981 | -0.03576 | 0.65048
133 | 0.0092065 | 0.0023054 | -0.0092056 | -0.002305 | 9.0694e-07 | 4.2686e-07 | 0.014032 | 0.014032 | 0.014032 | 0.97627 | -0.45668 | 0.97616 | -0.45875 | 3.8549
134 | -0.017308 | -0.0043394 | 0.017312 | 0.0043417 | 3.8955e-06 | 2.3077e-06 | 0.026425 | 0.026425 | 0.026425 | 0.97464 | -0.48737 | 0.97488 | -0.48264 | 7.2596
135 | 0.0024549 | 0.00061486 | -0.0024548 | -0.00061498 | 6.6931e-08 | -1.2243e-07 | 0.003708 | 0.003708 | 0.003708 | 0.98511 | -0.28321 | 0.98508 | -0.28379 | 1.0187
136 | 0.001644 | 0.00041177 | -0.001644 | -0.00041189 | 2.3253e-08 | -1.1313e-07 | 0.0024833 | 0.0024833 | 0.0024833 | 0.98508 | -0.28379 | 0.98506 | -0.28408 | 0.68223
137 | 0.00099825 | 0.00025005 | -0.00099824 | -0.00025018 | 9.2866e-09 | -1.327e-07 | 0.0015079 | 0.0015079 | 0.0015079 | 0.98506 | -0.28408 | 0.98505 | -0.28428 | 0.41427
138 | 0.0046092 | 0.001155 | -0.004609 | -0.001155 | 2.0541e-07 | -9.2494e-09 | 0.0070008 | 0.0070009 | 0.0070009 | 0.97966 | -0.3889 | 0.97961 | -0.38983 | 1.9233
139 | 0.0073651 | 0.0018453 | -0.007364 | -0.0018449 | 1.0767e-06 | 4.0029e-07 | 0.011187 | 0.011187 | 0.011187 | 0.97964 | -0.39055 | 0.97949 | -0.39362 | 3.0733
140 | 0.007364 | 0.0018449 | -0.0073628 | -0.0018444 | 1.1749e-06 | 4.369e-07 | 0.011187 | 0.011187 | 0.011187 | 0.97949 | -0.39362 | 0.97932 | -0.39697 | 3.0734
141 | 0.0055319 | 0.0013857 | -0.0055315 | -0.0013856 | 3.5881e-07 | 5.9239e-08 | 0.0084051 | 0.0084052 | 0.0084052 | 0.97932 | -0.39697 | 0.97925 | -0.39833 | 2.3091
142 | 0.001831 | 0.00045872 | -0.0018309 | -0.00045887 | 3.96e-08 | -1.4632e-07 | 0.002782 | 0.002782 | 0.002782 | 0.97932 | -0.39697 | 0.97929 | -0.39743 | 0.7643
143 | 0.0042344 | 0.0010606 | -0.0042328 | -0.0010608 | 1.6181e-06 | -2.7501e-07 | 0.0064342 | 0.0064347 | 0.0064347 | 0.97925 | -0.39833 | 0.97884 | -0.40636 | 1.7678
144 | 0.0026567 | 0.0006657 | -0.0026566 | -0.00066582 | 8.1837e-08 | -1.1633e-07 | 0.0040355 | 0.0040355 | 0.0040355 | 0.97961 | -0.38983 | 0.97958 | -0.39048 | 1.1087
145 | -0.0075244 | -0.0018858 | 0.0075262 | 0.0018865 | 1.8598e-06 | 7.2914e-07 | 0.011533 | 0.011533 | 0.011533 | 0.9708 | -0.56301 | 0.97106 | -0.55782 | 3.1684
146 | 0.00074201 | 0.00018583 | -0.000742 | -0.00018596 | 4.6673e-09 | -1.2846e-07 | 0.0011093 | 0.0011093 | 0.0011093 | 0.99531 | -0.088923 | 0.9953 | -0.089055 | 0.30476

## res_trafo
| p_hv_mw | q_hv_mvar | p_lv_mw | q_lv_mvar | pl_mw | ql_mvar | i_hv_ka | i_lv_ka | vm_hv_pu | va_hv_degree | vm_lv_pu | va_lv_degree | loading_percent
0 | -1.2729e-15 | -1.3162e-15 | 0.00165 | 1.2699e-07 | 0.00165 | 1.2699e-07 | 5.2857e-17 | 0.0023815 | 0.99998 | 149.9956 | 1 | 0 | 0.2619

## res_ext_grid
| p_mw | q_mvar
0 | 0.21434 | 0.05479

## res_load
| p_mw | q_mvar
0 | 0.0035282 | 0.00088426
1 | 0.0098155 | 0.00246
2 | 0.00396 | 0.00099248
3 | 0.001992 | 0.00049923
4 | 0.00070305 | 0.0001762
5 | 0.001727 | 0.00043282
6 | 0.00041302 | 0.00010351
7 | 0.00057337 | 0.0001437
8 | 0.0015618 | 0.00039142
9 | 0.0010145 | 0.00025425
10 | 0.0012697 | 0.00031821
11 | 0.0018596 | 0.00046606
12 | 0.0006494 | 0.00016275
13 | 0.00048207 | 0.00012082
14 | 0.00076254 | 0.00019111
15 | 0.0018204 | 0.00045623
16 | 0.0018658 | 0.00046761
17 | 0.0017946 | 0.00044978
18 | 0.0072202 | 0.0018095
19 | 0.0015186 | 0.0003806
20 | 0.00046967 | 0.00011771
21 | 0.00045044 | 0.00011289
22 | 0.00062244 | 0.000156
23 | 0.002273 | 0.00056967
24 | 0.00053423 | 0.00013389
25 | 0.00084597 | 0.00021202
26 | 0.0029189 | 0.00073154
27 | 0.0019056 | 0.00047759
28 | 0.00047989 | 0.00012027
29 | 0.0042898 | 0.0010751
30 | 0.0017189 | 0.00043079
31 | 0.00092031 | 0.00023065
32 | 0.0036363 | 0.00091134
33 | 0.0018286 | 0.00045829
34 | 0.0042845 | 0.0010738
35 | 0.0011423 | 0.00028628
36 | 0.0020158 | 0.00050522
37 | 0.00062764 | 0.0001573
38 | 0.0019135 | 0.00047957
39 | 0.0024383 | 0.00061109
40 | 0.0012453 | 0.00031209
41 | 0.00059523 | 0.00014918
42 | 0.0021595 | 0.00054123
43 | 0.035223 | 0.0088277
44 | 0.0013001 | 0.00032584
45 | 0.0011174 | 0.00028005
46 | 0.0012114 | 0.00030361
47 | 0.0020192 | 0.00050605
48 | 0.0013536 | 0.00033923
49 | 0.0014314 | 0.00035875
50 | 0.0024404 | 0.00061161
51 | 0.0011544 | 0.00028932
52 | 0.0039055 | 0.00097882
53 | 0.00047433 | 0.00011888
54 | 0.00048904 | 0.00012256
55 | 0.00074482 | 0.00018667
56 | 0.00084442 | 0.00021163
57 | 0.0012756 | 0.0003197
58 | 0.0011372 | 0.00028501
59 | 0.00076765 | 0.00019239
60 | 0.00040252 | 0.00010088
61 | 0.0021433 | 0.00053717
62 | 0.0030182 | 0.00075643
63 | 0.0022664 | 0.00056802
64 | 0.001344 | 0.00033684
65 | 0.00082575 | 0.00020695
66 | 0.001054 | 0.00026417
67 | 0.00060653 | 0.00015201
68 | 0.00059364 | 0.00014878
69 | 0.00088072 | 0.00022073
70 | 0.0030443 | 0.00076298
71 | 0.00080512 | 0.00020178
72 | 0.00086438 | 0.00021663
73 | 0.00022975 | 5.758e-05
74 | 0.00047149 | 0.00011817
75 | 0.0020431 | 0.00051205
76 | 0.0019117 | 0.00047911
77 | 0.00035848 | 8.9844e-05
78 | 0.0006192 | 0.00015519
79 | 0.0015882 | 0.00039803
80 | 0.00037799 | 9.4734e-05
81 | 0.0027704 | 0.00069434
82 | 0.0045415 | 0.0011382
83 | 0.00062263 | 0.00015605
84 | 0.0015356 | 0.00038485
85 | 0.00080783 | 0.00020246
86 | 0.00081081 | 0.00020321
87 | 0.00064573 | 0.00016184
88 | 0.00099824 | 0.00025018
89 | 0.0011298 | 0.00028316
90 | 0.0012572 | 0.00031508
91 | 0.0033577 | 0.00084152
92 | 0.0012971 | 0.00032508
93 | 0.0018309 | 0.00045887
94 | 0.0042328 | 0.0010608
95 | 0.0019522 | 0.00048928
96 | 0.0026566 | 0.00066582
97 | 0.0075244 | 0.0018858
98 | 0.0029195 | 0.00073169
99 | 0.00091759 | 0.00022997
100 | 0.000742 | 0.00018596

## dtypes
| element | column | dtype
0 | bus | name | object
1 | bus | vn_kv | float64
2 | bus | type | object
3 | bus | zone | object
4 | bus | in_service | bool
5 | load | name | object
6 | load | bus | uint32
7 | load | p_mw | float64
8 | load | q_mvar | float64
9 | load | const_z_percent | float64
10 | load | const_i_percent | float64
11 | load | sn_mva | float64
12 | load | scaling | float64
13 | load | in_service | bool
14 | load | type | object
15 | ext_grid | name | object
16 | ext_grid | bus | uint32
17 | ext_grid | vm_pu | float64
18 | ext_grid | va_degree | float64
19 | ext_grid | slack_weight | float64
20 | ext_grid | in_service | bool
21 | line | name | object
22 | line | std_type | object
23 | line | from_bus | uint32
24 | line | to_bus | uint32
25 | line | length_km | float64
26 | line | r_ohm_per_km | float64
27 | line | x_ohm_per_km | float64
28 | line | c_nf_per_km | float64
29 | line | g_us_per_km | float64
30 | line | max_i_ka | float64
31 | line | df | float64
32 | line | parallel | uint32
33 | line | type | object
34 | line | in_service | bool
35 | trafo | name | object
36 | trafo | std_type | object
37 | trafo | hv_bus | uint32
38 | trafo | lv_bus | uint32
39 | trafo | sn_mva | float64
40 | trafo | vn_hv_kv | float64
41 | trafo | vn_lv_kv | float64
42 | trafo | vk_percent | float64
43 | trafo | vkr_percent | float64
44 | trafo | pfe_kw | float64
45 | trafo | i0_percent | float64
46 | trafo | shift_degree | float64
47 | trafo | tap_side | object
48 | trafo | tap_neutral | int32
49 | trafo | tap_min | int32
50 | trafo | tap_max | int32
51 | trafo | tap_step_percent | float64
52 | trafo | tap_step_degree | float64
53 | trafo | tap_pos | int32
54 | trafo | tap_phase_shifter | bool
55 | trafo | parallel | uint32
56 | trafo | df | float64
57 | trafo | in_service | bool
58 | line_geodata | coords | object
59 | bus_geodata | x | float64
60 | bus_geodata | y | float64
61 | bus_geodata | coords | object
62 | res_bus | vm_pu | float64
63 | res_bus | va_degree | float64
64 | res_bus | p_mw | float64
65 | res_bus | q_mvar | float64
66 | res_line | p_from_mw | float64
67 | res_line | q_from_mvar | float64
68 | res_line | p_to_mw | float64
69 | res_line | q_to_mvar | float64
70 | res_line | pl_mw | float64
71 | res_line | ql_mvar | float64
72 | res_line | i_from_ka | float64
73 | res_line | i_to_ka | float64
74 | res_line | i_ka | float64
75 | res_line | vm_from_pu | float64
76 | res_line | va_from_degree | float64
77 | res_line | vm_to_pu | float64
78 | res_line | va_to_degree | float64
79 | res_line | loading_percent | float64
80 | res_trafo | p_hv_mw | float64
81 | res_trafo | q_hv_mvar | float64
82 | res_trafo | p_lv_mw | float64
83 | res_trafo | q_lv_mvar | float64
84 | res_trafo | pl_mw | float64
85 | res_trafo | ql_mvar | float64
86 | res_trafo | i_hv_ka | float64
87 | res_trafo | i_lv_ka | float64
88 | res_trafo | vm_hv_pu | float64
89 | res_trafo | va_hv_degree | float64
90 | res_trafo | vm_lv_pu | float64
91 | res_trafo | va_lv_degree | float64
92 | res_trafo | loading_percent | float64
93 | res_ext_grid | p_mw | float64
94 | res_ext_grid | q_mvar | float64
95 | res_load | p_mw | float64
96 | res_load | q_mvar | float64

## parameters
| version | format_version | converged | OPF_converged | name | f_hz | sn_mva
0 | 2.14.6 | 2.14.0 | TRUE | FALSE |  | 50 | 1