## bus
| name | vn_kv | type | zone | in_service
0 | bus_LV_228-11_0_4_node_0 | 0.4 | n |  | TRUE
1 | bus_LV_228-11_0_4_node_1 | 0.4 | n |  | TRUE
2 | bus_LV_228-11_0_4_node_2 | 0.4 | n |  | TRUE
3 | bus_LV_228-11_0_4_node_4 | 0.4 | n |  | TRUE
4 | bus_LV_228-11_0_4_node_34 | 0.4 | n |  | TRUE
5 | bus_LV_228-11_0_4_node_31 | 0.4 | n |  | TRUE
6 | bus_LV_228-11_0_4_node_88 | 0.4 | n |  | TRUE
7 | bus_LV_228-11_0_4_node_43 | 0.4 | n |  | TRUE
8 | bus_LV_228-11_0_4_node_62 | 0.4 | n |  | TRUE
9 | bus_LV_228-11_0_4_node_41 | 0.4 | n |  | TRUE
10 | bus_LV_228-11_0_4_node_32 | 0.4 | n |  | TRUE
11 | bus_LV_228-11_0_4_node_5 | 0.4 | n |  | TRUE
12 | bus_LV_228-11_0_4_node_6 | 0.4 | n |  | TRUE
13 | bus_LV_228-11_0_4_node_7 | 0.4 | n |  | TRUE
14 | bus_LV_228-11_0_4_node_8 | 0.4 | n |  | TRUE
15 | bus_LV_228-11_0_4_node_9 | 0.4 | n |  | TRUE
16 | bus_LV_228-11_0_4_node_10 | 0.4 | n |  | TRUE
17 | bus_LV_228-11_0_4_node_67 | 0.4 | n |  | TRUE
18 | bus_LV_228-11_0_4_node_16 | 0.4 | n |  | TRUE
19 | bus_LV_228-11_0_4_node_66 | 0.4 | n |  | TRUE
20 | bus_LV_228-11_0_4_node_38 | 0.4 | n |  | TRUE
21 | bus_LV_228-11_0_4_node_17 | 0.4 | n |  | TRUE
22 | bus_LV_228-11_0_4_node_98 | 0.4 | n |  | TRUE
23 | bus_LV_228-11_0_4_node_64 | 0.4 | n |  | TRUE
24 | bus_LV_228-11_0_4_node_11 | 0.4 | n |  | TRUE
25 | bus_LV_228-11_0_4_node_12 | 0.4 | n |  | TRUE
26 | bus_LV_228-11_0_4_node_13 | 0.4 | n |  | TRUE
27 | bus_LV_228-11_0_4_node_14 | 0.4 | n |  | TRUE
28 | bus_LV_228-11_0_4_node_15 | 0.4 | n |  | TRUE
29 | bus_LV_228-11_0_4_node_20 | 0.4 | n |  | TRUE
30 | bus_LV_228-11_0_4_node_83 | 0.4 | n |  | TRUE
31 | bus_LV_228-11_0_4_node_19 | 0.4 | n |  | TRUE
32 | bus_LV_228-11_0_4_node_82 | 0.4 | n |  | TRUE
33 | bus_LV_228-11_0_4_node_18 | 0.4 | n |  | TRUE
34 | bus_LV_228-11_0_4_node_42 | 0.4 | n |  | TRUE
35 | bus_LV_228-11_0_4_node_40 | 0.4 | n |  | TRUE
36 | bus_LV_228-11_0_4_node_21 | 0.4 | n |  | TRUE
37 | bus_LV_228-11_0_4_node_22 | 0.4 | n |  | TRUE
38 | bus_LV_228-11_0_4_node_24 | 0.4 | n |  | TRUE
39 | bus_LV_228-11_0_4_node_25 | 0.4 | n |  | TRUE
40 | bus_LV_228-11_0_4_node_26 | 0.4 | n |  | TRUE
41 | bus_LV_228-11_0_4_node_27 | 0.4 | n |  | TRUE
42 | bus_LV_228-11_0_4_node_28 | 0.4 | n |  | TRUE
43 | bus_LV_228-11_0_4_node_30 | 0.4 | n |  | TRUE
44 | bus_LV_228-11_0_4_node_91 | 0.4 | n |  | TRUE
45 | bus_LV_228-11_0_4_node_92 | 0.4 | n |  | TRUE
46 | bus_LV_228-11_0_4_node_93 | 0.4 | n |  | TRUE
47 | bus_LV_228-11_0_4_node_95 | 0.4 | n |  | TRUE
48 | bus_LV_228-11_0_4_node_29 | 0.4 | n |  | TRUE
49 | bus_LV_228-11_0_4_node_96 | 0.4 | n |  | TRUE
50 | bus_LV_228-11_0_4_node_129 | 0.4 | n |  | TRUE
51 | bus_LV_228-11_0_4_node_108 | 0.4 | n |  | TRUE
52 | bus_LV_228-11_0_4_node_141 | 0.4 | n |  | TRUE
53 | bus_LV_228-11_0_4_node_133 | 0.4 | n |  | TRUE
54 | bus_LV_228-11_0_4_node_119 | 0.4 | n |  | TRUE
55 | bus_LV_228-11_0_4_node_117 | 0.4 | n |  | TRUE
56 | bus_LV_228-11_0_4_node_61 | 0.4 | n |  | TRUE
57 | bus_LV_228-11_0_4_node_142 | 0.4 | n |  | TRUE
58 | bus_LV_228-11_0_4_node_130 | 0.4 | n |  | TRUE
59 | bus_LV_228-11_0_4_node_109 | 0.4 | n |  | TRUE
60 | bus_LV_228-11_0_4_node_33 | 0.4 | n |  | TRUE
61 | bus_LV_228-11_0_4_node_58 | 0.4 | n |  | TRUE
62 | bus_LV_228-11_0_4_node_55 | 0.4 | n |  | TRUE
63 | bus_LV_228-11_0_4_node_35 | 0.4 | n |  | TRUE
64 | bus_LV_228-11_0_4_node_36 | 0.4 | n |  | TRUE
65 | bus_LV_228-11_0_4_node_37 | 0.4 | n |  | TRUE
66 | bus_LV_228-11_0_4_node_39 | 0.4 | n |  | TRUE
67 | bus_LV_228-11_0_4_node_74 | 0.4 | n |  | TRUE
68 | bus_LV_228-11_0_4_node_71 | 0.4 | n |  | TRUE
69 | bus_LV_228-11_0_4_node_68 | 0.4 | n |  | TRUE
70 | bus_LV_228-11_0_4_node_75 | 0.4 | n |  | TRUE
71 | bus_LV_228-11_0_4_node_73 | 0.4 | n |  | TRUE
72 | bus_LV_228-11_0_4_node_81 | 0.4 | n |  | TRUE
73 | bus_LV_228-11_0_4_node_69 | 0.4 | n |  | TRUE
74 | bus_LV_228-11_0_4_node_94 | 0.4 | n |  | TRUE
75 | bus_LV_228-11_0_4_node_44 | 0.4 | n |  | TRUE
76 | bus_LV_228-11_0_4_node_45 | 0.4 | n |  | TRUE
77 | bus_LV_228-11_0_4_node_46 | 0.4 | n |  | TRUE
78 | bus_LV_228-11_0_4_node_47 | 0.4 | n |  | TRUE
79 | bus_LV_228-11_0_4_node_48 | 0.4 | n |  | TRUE
80 | bus_LV_228-11_0_4_node_49 | 0.4 | n |  | TRUE
81 | bus_LV_228-11_0_4_node_50 | 0.4 | n |  | TRUE
82 | bus_LV_228-11_0_4_node_51 | 0.4 | n |  | TRUE
83 | bus_LV_228-11_0_4_node_52 | 0.4 | n |  | TRUE
84 | bus_LV_228-11_0_4_node_72 | 0.4 | n |  | TRUE
85 | bus_LV_228-11_0_4_node_89 | 0.4 | n |  | TRUE
86 | bus_LV_228-11_0_4_node_53 | 0.4 | n |  | TRUE
87 | bus_LV_228-11_0_4_node_54 | 0.4 | n |  | TRUE
88 | bus_LV_228-11_0_4_node_56 | 0.4 | n |  | TRUE
89 | bus_LV_228-11_0_4_node_57 | 0.4 | n |  | TRUE
90 | bus_LV_228-11_0_4_node_59 | 0.4 | n |  | TRUE
91 | bus_LV_228-11_0_4_node_76 | 0.4 | n |  | TRUE
92 | bus_LV_228-11_0_4_node_60 | 0.4 | n |  | TRUE
93 | bus_LV_228-11_0_4_node_77 | 0.4 | n |  | TRUE
94 | bus_LV_228-11_0_4_node_87 | 0.4 | n |  | TRUE
95 | bus_LV_228-11_0_4_node_85 | 0.4 | n |  | TRUE
96 | bus_LV_228-11_0_4_node_104 | 0.4 | n |  | TRUE
97 | bus_LV_228-11_0_4_node_126 | 0.4 | n |  | TRUE
98 | bus_LV_228-11_0_4_node_86 | 0.4 | n |  | TRUE
99 | bus_LV_228-11_0_4_node_84 | 0.4 | n |  | TRUE
100 | bus_LV_228-11_0_4_node_63 | 0.4 | n |  | TRUE
101 | bus_LV_228-11_0_4_node_65 | 0.4 | n |  | TRUE
102 | bus_LV_228-11_0_4_node_137 | 0.4 | n |  | TRUE
103 | bus_LV_228-11_0_4_node_138 | 0.4 | n |  | TRUE
104 | bus_LV_228-11_0_4_node_97 | 0.4 | n |  | TRUE
105 | bus_LV_228-11_0_4_node_70 | 0.4 | n |  | TRUE
106 | bus_LV_228-11_0_4_node_90 | 0.4 | n |  | TRUE
107 | bus_LV_228-11_0_4_node_78 | 0.4 | n |  | TRUE
108 | bus_LV_228-11_0_4_node_79 | 0.4 | n |  | TRUE
109 | bus_LV_228-11_0_4_node_80 | 0.4 | n |  | TRUE
110 | bus_LV_228-11_0_4_node_99 | 0.4 | n |  | TRUE
111 | bus_LV_228-11_0_4_node_103 | 0.4 | n |  | TRUE
112 | bus_LV_228-11_0_4_node_122 | 0.4 | n |  | TRUE
113 | bus_LV_228-11_0_4_node_124 | 0.4 | n |  | TRUE
114 | bus_LV_228-11_0_4_node_118 | 0.4 | n |  | TRUE
115 | bus_LV_228-11_0_4_node_139 | 0.4 | n |  | TRUE
116 | bus_LV_228-11_0_4_node_140 | 0.4 | n |  | TRUE
117 | bus_LV_228-11_0_4_node_102 | 0.4 | n |  | TRUE
118 | bus_LV_228-11_0_4_node_114 | 0.4 | n |  | TRUE
119 | bus_LV_228-11_0_4_node_115 | 0.4 | n |  | TRUE
120 | bus_LV_228-11_0_4_node_116 | 0.4 | n |  | TRUE
121 | bus_LV_228-11_0_4_node_105 | 0.4 | n |  | TRUE
122 | bus_LV_228-11_0_4_node_106 | 0.4 | n |  | TRUE
123 | bus_LV_228-11_0_4_node_107 | 0.4 | n |  | TRUE
124 | bus_LV_228-11_0_4_node_123 | 0.4 | n |  | TRUE
125 | bus_LV_228-11_0_4_node_134 | 0.4 | n |  | TRUE
126 | bus_LV_228-11_0_4_node_135 | 0.4 | n |  | TRUE
127 | bus_LV_228-11_0_4_node_110 | 0.4 | n |  | TRUE
128 | bus_LV_228-11_0_4_node_111 | 0.4 | n |  | TRUE
129 | bus_LV_228-11_0_4_node_112 | 0.4 | n |  | TRUE
130 | bus_LV_228-11_0_4_node_113 | 0.4 | n |  | TRUE
131 | bus_LV_228-11_0_4_node_120 | 0.4 | n |  | TRUE
132 | bus_LV_228-11_0_4_node_121 | 0.4 | n |  | TRUE
133 | bus_LV_228-11_0_4_node_132 | 0.4 | n |  | TRUE
134 | bus_LV_228-11_0_4_node_136 | 0.4 | n |  | TRUE
135 | bus_LV_228-11_0_4_node_125 | 0.4 | n |  | TRUE
136 | bus_LV_228-11_0_4_node_131 | 0.4 | n |  | TRUE
137 | bus_MV_26_0_node_22 | 20 | n |  | TRUE

## load
| name | bus | p_mw | q_mvar | const_z_percent | const_i_percent | sn_mva | scaling | in_service | type
0 | LV_228-11_0_4_load_0 | 0 | 0.014464 | 0.003625 | 0 | 0 |  | 1 | TRUE | wye
1 | LV_228-11_0_4_load_1 | 1 | 0.011932 | 0.0029906 | 0 | 0 |  | 1 | TRUE | wye
2 | LV_228-11_0_4_load_2 | 2 | 0.01334 | 0.0033433 | 0 | 0 |  | 1 | TRUE | wye
3 | LV_228-11_0_4_load_31 | 5 | 0.013952 | 0.0034967 | 0 | 0 |  | 1 | TRUE | wye
4 | LV_228-11_0_4_load_88 | 6 | 0.011232 | 0.002815 | 0 | 0 |  | 1 | TRUE | wye
5 | LV_228-11_0_4_load_62 | 8 | 0.012532 | 0.0031407 | 0 | 0 |  | 1 | TRUE | wye
6 | LV_228-11_0_4_load_41 | 9 | 0.010775 | 0.0027005 | 0 | 0 |  | 1 | TRUE | wye
7 | LV_228-11_0_4_load_32 | 10 | 0.013397 | 0.0033576 | 0 | 0 |  | 1 | TRUE | wye
8 | LV_228-11_0_4_load_5 | 11 | 0.0012345 | 0.00030939 | 0 | 0 |  | 1 | TRUE | wye
9 | LV_228-11_0_4_load_6 | 12 | 0.0010522 | 0.00026371 | 0 | 0 |  | 1 | TRUE | wye
10 | LV_228-11_0_4_load_8 | 14 | 0.0026544 | 0.00066525 | 0 | 0 |  | 1 | TRUE | wye
11 | LV_228-11_0_4_load_9 | 15 | 0.0028202 | 0.00070681 | 0 | 0 |  | 1 | TRUE | wye
12 | LV_228-11_0_4_load_10 | 16 | 0.0026529 | 0.00066489 | 0 | 0 |  | 1 | TRUE | wye
13 | LV_228-11_0_4_load_67 | 17 | 0.0011846 | 0.00029688 | 0 | 0 |  | 1 | TRUE | wye
14 | LV_228-11_0_4_load_16 | 18 | 0.0063335 | 0.0015873 | 0 | 0 |  | 1 | TRUE | wye
15 | LV_228-11_0_4_load_17 | 21 | 0.010779 | 0.0027015 | 0 | 0 |  | 1 | TRUE | wye
16 | LV_228-11_0_4_load_98 | 22 | 0.0036034 | 0.00090309 | 0 | 0 |  | 1 | TRUE | wye
17 | LV_228-11_0_4_load_11 | 24 | 0.0016041 | 0.00040203 | 0 | 0 |  | 1 | TRUE | wye
18 | LV_228-11_0_4_load_12 | 25 | 0.0016353 | 0.00040986 | 0 | 0 |  | 1 | TRUE | wye
19 | LV_228-11_0_4_load_15 | 28 | 0.0017782 | 0.00044566 | 0 | 0 |  | 1 | TRUE | wye
20 | LV_228-11_0_4_load_20 | 29 | 0.0013839 | 0.00034683 | 0 | 0 |  | 1 | TRUE | wye
21 | LV_228-11_0_4_load_83 | 30 | 0.0010462 | 0.0002622 | 0 | 0 |  | 1 | TRUE | wye
22 | LV_228-11_0_4_load_19 | 31 | 0.0016033 | 0.00040182 | 0 | 0 |  | 1 | TRUE | wye
23 | LV_228-11_0_4_load_18 | 33 | 0.0085964 | 0.0021545 | 0 | 0 |  | 1 | TRUE | wye
24 | LV_228-11_0_4_load_42 | 34 | 0.011278 | 0.0028266 | 0 | 0 |  | 1 | TRUE | wye
25 | LV_228-11_0_4_load_40 | 35 | 0.00054169 | 0.00013576 | 0 | 0 |  | 1 | TRUE | wye
26 | LV_228-11_0_4_load_22 | 37 | 0.00139 | 0.00034836 | 0 | 0 |  | 1 | TRUE | wye
27 | LV_228-11_0_4_load_24 | 38 | 0.0038926 | 0.00097559 | 0 | 0 |  | 1 | TRUE | wye
28 | LV_228-11_0_4_load_25 | 39 | 0.010742 | 0.0026921 | 0 | 0 |  | 1 | TRUE | wye
29 | LV_228-11_0_4_load_28 | 42 | 0.0049513 | 0.0012409 | 0 | 0 |  | 1 | TRUE | wye
30 | LV_228-11_0_4_load_129 | 50 | 0.0041546 | 0.0010412 | 0 | 0 |  | 1 | TRUE | wye
31 | LV_228-11_0_4_load_108 | 51 | 0.0027103 | 0.00067926 | 0 | 0 |  | 1 | TRUE | wye
32 | LV_228-11_0_4_load_141 | 52 | 0.0080852 | 0.0020263 | 0 | 0 |  | 1 | TRUE | wye
33 | LV_228-11_0_4_load_133 | 53 | 0.0080826 | 0.0020257 | 0 | 0 |  | 1 | TRUE | wye
34 | LV_228-11_0_4_load_117 | 55 | 0.001732 | 0.00043409 | 0 | 0 |  | 1 | TRUE | wye
35 | LV_228-11_0_4_load_61 | 56 | 0.006972 | 0.0017474 | 0 | 0 |  | 1 | TRUE | wye
36 | LV_228-11_0_4_load_142 | 57 | 0.0029162 | 0.00073088 | 0 | 0 |  | 1 | TRUE | wye
37 | LV_228-11_0_4_load_130 | 58 | 0.00509 | 0.0012757 | 0 | 0 |  | 1 | TRUE | wye
38 | LV_228-11_0_4_load_109 | 59 | 0.0037066 | 0.00092897 | 0 | 0 |  | 1 | TRUE | wye
39 | LV_228-11_0_4_load_33 | 60 | 0.0093359 | 0.0023398 | 0 | 0 |  | 1 | TRUE | wye
40 | LV_228-11_0_4_load_58 | 61 | 0.014355 | 0.0035976 | 0 | 0 |  | 1 | TRUE | wye
41 | LV_228-11_0_4_load_35 | 63 | 0.0013838 | 0.00034681 | 0 | 0 |  | 1 | TRUE | wye
42 | LV_228-11_0_4_load_36 | 64 | 0.0018713 | 0.000469 | 0 | 0 |  | 1 | TRUE | wye
43 | LV_228-11_0_4_load_37 | 65 | 0.0018922 | 0.00047422 | 0 | 0 |  | 1 | TRUE | wye
44 | LV_228-11_0_4_load_71 | 68 | 0.0013176 | 0.00033022 | 0 | 0 |  | 1 | TRUE | wye
45 | LV_228-11_0_4_load_68 | 69 | 0.0015193 | 0.00038078 | 0 | 0 |  | 1 | TRUE | wye
46 | LV_228-11_0_4_load_75 | 70 | 0.0030633 | 0.00076774 | 0 | 0 |  | 1 | TRUE | wye
47 | LV_228-11_0_4_load_73 | 71 | 0.001409 | 0.00035312 | 0 | 0 |  | 1 | TRUE | wye
48 | LV_228-11_0_4_load_81 | 72 | 0.0010439 | 0.00026162 | 0 | 0 |  | 1 | TRUE | wye
49 | LV_228-11_0_4_load_69 | 73 | 0.0011004 | 0.00027579 | 0 | 0 |  | 1 | TRUE | wye
50 | LV_228-11_0_4_load_94 | 74 | 0.0023057 | 0.00057787 | 0 | 0 |  | 1 | TRUE | wye
51 | LV_228-11_0_4_load_44 | 75 | 0.0014631 | 0.00036668 | 0 | 0 |  | 1 | TRUE | wye
52 | LV_228-11_0_4_load_45 | 76 | 0.0013926 | 0.00034901 | 0 | 0 |  | 1 | TRUE | wye
53 | LV_228-11_0_4_load_46 | 77 | 0.0015348 | 0.00038465 | 0 | 0 |  | 1 | TRUE | wye
54 | LV_228-11_0_4_load_47 | 78 | 0.0014958 | 0.00037489 | 0 | 0 |  | 1 | TRUE | wye
55 | LV_228-11_0_4_load_48 | 79 | 0.0072381 | 0.001814 | 0 | 0 |  | 1 | TRUE | wye
56 | LV_228-11_0_4_load_49 | 80 | 0.0029415 | 0.00073721 | 0 | 0 |  | 1 | TRUE | wye
57 | LV_228-11_0_4_load_50 | 81 | 0.0030964 | 0.00077602 | 0 | 0 |  | 1 | TRUE | wye
58 | LV_228-11_0_4_load_51 | 82 | 0.006429 | 0.0016113 | 0 | 0 |  | 1 | TRUE | wye
59 | LV_228-11_0_4_load_52 | 83 | 0.0075405 | 0.0018898 | 0 | 0 |  | 1 | TRUE | wye
60 | LV_228-11_0_4_load_89 | 85 | 0.0012463 | 0.00031234 | 0 | 0 |  | 1 | TRUE | wye
61 | LV_228-11_0_4_load_53 | 86 | 0.0019022 | 0.00047674 | 0 | 0 |  | 1 | TRUE | wye
62 | LV_228-11_0_4_load_54 | 87 | 0.014136 | 0.0035428 | 0 | 0 |  | 1 | TRUE | wye
63 | LV_228-11_0_4_load_56 | 88 | 0.0064044 | 0.0016051 | 0 | 0 |  | 1 | TRUE | wye
64 | LV_228-11_0_4_load_57 | 89 | 0.0015941 | 0.00039951 | 0 | 0 |  | 1 | TRUE | wye
65 | LV_228-11_0_4_load_76 | 91 | 0.0018497 | 0.00046359 | 0 | 0 |  | 1 | TRUE | wye
66 | LV_228-11_0_4_load_60 | 92 | 0.0054582 | 0.001368 | 0 | 0 |  | 1 | TRUE | wye
67 | LV_228-11_0_4_load_77 | 93 | 0.0024151 | 0.00060528 | 0 | 0 |  | 1 | TRUE | wye
68 | LV_228-11_0_4_load_85 | 95 | 0.0022153 | 0.00055521 | 0 | 0 |  | 1 | TRUE | wye
69 | LV_228-11_0_4_load_126 | 97 | 0.018959 | 0.0047517 | 0 | 0 |  | 1 | TRUE | wye
70 | LV_228-11_0_4_load_86 | 98 | 0.0026604 | 0.00066675 | 0 | 0 |  | 1 | TRUE | wye
71 | LV_228-11_0_4_load_63 | 100 | 0.0018454 | 0.00046251 | 0 | 0 |  | 1 | TRUE | wye
72 | LV_228-11_0_4_load_137 | 102 | 0.00057503 | 0.00014412 | 0 | 0 |  | 1 | TRUE | wye
73 | LV_228-11_0_4_load_138 | 103 | 0.00036621 | 9.178e-05 | 0 | 0 |  | 1 | TRUE | wye
74 | LV_228-11_0_4_load_97 | 104 | 0.0064298 | 0.0016114 | 0 | 0 |  | 1 | TRUE | wye
75 | LV_228-11_0_4_load_70 | 105 | 0.0013887 | 0.00034803 | 0 | 0 |  | 1 | TRUE | wye
76 | LV_228-11_0_4_load_90 | 106 | 0.0021263 | 0.00053291 | 0 | 0 |  | 1 | TRUE | wye
77 | LV_228-11_0_4_load_78 | 107 | 0.0012888 | 0.000323 | 0 | 0 |  | 1 | TRUE | wye
78 | LV_228-11_0_4_load_79 | 108 | 0.0010648 | 0.00026686 | 0 | 0 |  | 1 | TRUE | wye
79 | LV_228-11_0_4_load_99 | 110 | 0.012313 | 0.0030858 | 0 | 0 |  | 1 | TRUE | wye
80 | LV_228-11_0_4_load_103 | 111 | 0.0057831 | 0.0014494 | 0 | 0 |  | 1 | TRUE | wye
81 | LV_228-11_0_4_load_124 | 113 | 0.0022289 | 0.00055862 | 0 | 0 |  | 1 | TRUE | wye
82 | LV_228-11_0_4_load_118 | 114 | 0.0028839 | 0.00072276 | 0 | 0 |  | 1 | TRUE | wye
83 | LV_228-11_0_4_load_140 | 116 | 0.001167 | 0.00029248 | 0 | 0 |  | 1 | TRUE | wye
84 | LV_228-11_0_4_load_102 | 117 | 0.0081919 | 0.0020531 | 0 | 0 |  | 1 | TRUE | wye
85 | LV_228-11_0_4_load_114 | 118 | 0.0043699 | 0.0010952 | 0 | 0 |  | 1 | TRUE | wye
86 | LV_228-11_0_4_load_115 | 119 | 0.0024422 | 0.00061208 | 0 | 0 |  | 1 | TRUE | wye
87 | LV_228-11_0_4_load_105 | 121 | 0.0016779 | 0.00042053 | 0 | 0 |  | 1 | TRUE | wye
88 | LV_228-11_0_4_load_106 | 122 | 0.0018511 | 0.00046394 | 0 | 0 |  | 1 | TRUE | wye
89 | LV_228-11_0_4_load_134 | 125 | 0.0091558 | 0.0022946 | 0 | 0 |  | 1 | TRUE | wye
90 | LV_228-11_0_4_load_135 | 126 | 0.0033866 | 0.00084876 | 0 | 0 |  | 1 | TRUE | wye
91 | LV_228-11_0_4_load_110 | 127 | 0.0024997 | 0.00062648 | 0 | 0 |  | 1 | TRUE | wye
92 | LV_228-11_0_4_load_111 | 128 | 0.0024657 | 0.00061797 | 0 | 0 |  | 1 | TRUE | wye
93 | LV_228-11_0_4_load_112 | 129 | 0.0026187 | 0.00065631 | 0 | 0 |  | 1 | TRUE | wye
94 | LV_228-11_0_4_load_113 | 130 | 0.0067378 | 0.0016887 | 0 | 0 |  | 1 | TRUE | wye
95 | LV_228-11_0_4_load_120 | 131 | 0.0067076 | 0.0016811 | 0 | 0 |  | 1 | TRUE | wye
96 | LV_228-11_0_4_load_121 | 132 | 0.006848 | 0.0017163 | 0 | 0 |  | 1 | TRUE | wye
97 | LV_228-11_0_4_load_132 | 133 | 0.00064091 | 0.00016063 | 0 | 0 |  | 1 | TRUE | wye
98 | LV_228-11_0_4_load_136 | 134 | 0.002905 | 0.00072806 | 0 | 0 |  | 1 | TRUE | wye
99 | LV_228-11_0_4_load_125 | 135 | 0.0018648 | 0.00046735 | 0 | 0 |  | 1 | TRUE | wye
100 | LV_228-11_0_4_load_131 | 136 | 0.0065403 | 0.0016392 | 0 | 0 |  | 1 | TRUE | wye

## ext_grid
| name | bus | vm_pu | va_degree | slack_weight | in_service
0 |  | 10 | 1 | 0 | 1 | TRUE

## line
| name | std_type | from_bus | to_bus | length_km | r_ohm_per_km | x_ohm_per_km | c_nf_per_km | g_us_per_km | max_i_ka | df | parallel | type | in_service
0 | LV_228-11_0_4_line_0 |  | 0 | 1 | 0.03695 | 0.125 | 0.08 | 261 | 0 | 0.364 | 1 | 1 | cs | TRUE
1 | LV_228-11_0_4_line_1 |  | 0 | 2 | 0.036462 | 0.125 | 0.08 | 261 | 0 | 0.364 | 1 | 1 | cs | TRUE
2 | LV_228-11_0_4_line_2 |  | 2 | 3 | 0.012579 | 0.125 | 0.08 | 261 | 0 | 0.364 | 1 | 1 | cs | TRUE
3 | LV_228-11_0_4_line_3 |  | 3 | 4 | 0.033859 | 0.125 | 0.08 | 261 | 0 | 0.364 | 1 | 1 | cs | TRUE
4 | LV_228-11_0_4_line_4 |  | 3 | 5 | 0.030537 | 0.125 | 0.08 | 261 | 0 | 0.364 | 1 | 1 | cs | TRUE
5 | LV_228-11_0_4_line_5 |  | 4 | 6 | 0.021561 | 0.125 | 0.08 | 261 | 0 | 0.364 | 1 | 1 | cs | TRUE
6 | LV_228-11_0_4_line_6 |  | 5 | 10 | 0.00056669 | 0.125 | 0.08 | 261 | 0 | 0.364 | 1 | 1 | cs | TRUE
7 | LV_228-11_0_4_line_7 |  | 7 | 8 | 0.03534 | 0.125 | 0.08 | 261 | 0 | 0.364 | 1 | 1 | cs | TRUE
8 | LV_228-11_0_4_line_8 |  | 7 | 9 | 0.030728 | 0.125 | 0.08 | 261 | 0 | 0.364 | 1 | 1 | cs | TRUE
9 | LV_228-11_0_4_line_9 |  | 8 | 74 | 0.019492 | 0.125 | 0.08 | 261 | 0 | 0.364 | 1 | 1 | cs | TRUE
10 | LV_228-11_0_4_line_10 |  | 9 | 35 | 0.026832 | 0.125 | 0.08 | 261 | 0 | 0.364 | 1 | 1 | cs | TRUE
11 | LV_228-11_0_4_line_11 |  | 10 | 60 | 0.03418 | 0.125 | 0.08 | 261 | 0 | 0.364 | 1 | 3 | cs | TRUE
12 | LV_228-11_0_4_line_12 |  | 11 | 12 | 0.025095 | 0.125 | 0.08 | 261 | 0 | 0.364 | 1 | 3 | cs | TRUE
13 | LV_228-11_0_4_line_13 |  | 11 | 13 | 0.017567 | 0.125 | 0.08 | 261 | 0 | 0.364 | 1 | 3 | cs | TRUE
14 | LV_228-11_0_4_line_14 |  | 12 | 14 | 0.014954 | 0.125 | 0.08 | 261 | 0 | 0.364 | 1 | 3 | cs | TRUE
15 | LV_228-11_0_4_line_15 |  | 13 | 15 | 0.019476 | 0.125 | 0.08 | 261 | 0 | 0.364 | 1 | 3 | cs | TRUE
16 | LV_228-11_0_4_line_16 |  | 13 | 16 | 0.023766 | 0.125 | 0.08 | 261 | 0 | 0.364 | 1 | 1 | cs | TRUE
17 | LV_228-11_0_4_line_17 |  | 14 | 17 | 0.01307 | 0.125 | 0.08 | 261 | 0 | 0.364 | 1 | 3 | cs | TRUE
18 | LV_228-11_0_4_line_18 |  | 15 | 18 | 0.037441 | 0.125 | 0.08 | 261 | 0 | 0.364 | 1 | 3 | cs | TRUE
19 | LV_228-11_0_4_line_19 |  | 16 | 19 | 0.033538 | 0.125 | 0.08 | 261 | 0 | 0.364 | 1 | 1 | cs | TRUE
20 | LV_228-11_0_4_line_20 |  | 17 | 20 | 0.022602 | 0.125 | 0.08 | 261 | 0 | 0.364 | 1 | 3 | cs | TRUE
21 | LV_228-11_0_4_line_21 |  | 18 | 21 | 0.0025484 | 0.125 | 0.08 | 261 | 0 | 0.364 | 1 | 2 | cs | TRUE
22 | LV_228-11_0_4_line_22 |  | 19 | 22 | 0.022515 | 0.125 | 0.08 | 261 | 0 | 0.364 | 1 | 1 | cs | TRUE
23 | LV_228-11_0_4_line_23 |  | 19 | 23 | 0.041268 | 0.125 | 0.08 | 261 | 0 | 0.364 | 1 | 1 | cs | TRUE
24 | LV_228-11_0_4_line_24 |  | 20 | 67 | 0.026877 | 0.125 | 0.08 | 261 | 0 | 0.364 | 1 | 3 | cs | TRUE
25 | LV_228-11_0_4_line_25 |  | 20 | 64 | 0.036749 | 0.125 | 0.08 | 261 | 0 | 0.364 | 1 | 1 | cs | TRUE
26 | LV_228-11_0_4_line_26 |  | 21 | 33 | 0.03025 | 0.125 | 0.08 | 261 | 0 | 0.364 | 1 | 1 | cs | TRUE
27 | LV_228-11_0_4_line_27 |  | 22 | 104 | 0.033773 | 0.125 | 0.08 | 261 | 0 | 0.364 | 1 | 1 | cs | TRUE
28 | LV_228-11_0_4_line_28 |  | 23 | 100 | 0.020249 | 0.125 | 0.08 | 261 | 0 | 0.364 | 1 | 1 | cs | TRUE
29 | LV_228-11_0_4_line_29 |  | 24 | 25 | 0.028054 | 0.125 | 0.08 | 261 | 0 | 0.364 | 1 | 1 | cs | TRUE
30 | LV_228-11_0_4_line_30 |  | 24 | 26 | 0.023704 | 0.125 | 0.08 | 261 | 0 | 0.364 | 1 | 1 | cs | TRUE
31 | LV_228-11_0_4_line_31 |  | 25 | 27 | 0.01551 | 0.125 | 0.08 | 261 | 0 | 0.364 | 1 | 1 | cs | TRUE
32 | LV_228-11_0_4_line_32 |  | 26 | 28 | 0.022651 | 0.125 | 0.08 | 261 | 0 | 0.364 | 1 | 1 | cs | TRUE
33 | LV_228-11_0_4_line_33 |  | 27 | 29 | 0.040602 | 0.125 | 0.08 | 261 | 0 | 0.364 | 1 | 1 | cs | TRUE
34 | LV_228-11_0_4_line_34 |  | 28 | 30 | 0.0095598 | 0.125 | 0.08 | 261 | 0 | 0.364 | 1 | 1 | cs | TRUE
35 | LV_228-11_0_4_line_35 |  | 29 | 31 | 0.02482 | 0.125 | 0.08 | 261 | 0 | 0.364 | 1 | 1 | cs | TRUE
36 | LV_228-11_0_4_line_36 |  | 30 | 32 | 0.014406 | 0.125 | 0.08 | 261 | 0 | 0.364 | 1 | 1 | cs | TRUE
37 | LV_228-11_0_4_line_37 |  | 31 | 36 | 0.018377 | 0.125 | 0.08 | 261 | 0 | 0.364 | 1 | 1 | cs | TRUE
38 | LV_228-11_0_4_line_38 |  | 32 | 72 | 0.028668 | 0.125 | 0.08 | 261 | 0 | 0.364 | 1 | 1 | cs | TRUE
39 | LV_228-11_0_4_line_39 |  | 32 | 78 | 0.022258 | 0.125 | 0.08 | 261 | 0 | 0.364 | 1 | 1 | cs | TRUE
40 | LV_228-11_0_4_line_40 |  | 33 | 34 | 0.015304 | 0.125 | 0.08 | 261 | 0 | 0.364 | 1 | 1 | cs | TRUE
41 | LV_228-11_0_4_line_41 |  | 34 | 35 | 0.014376 | 0.125 | 0.08 | 261 | 0 | 0.364 | 1 | 1 | cs | TRUE
42 | LV_228-11_0_4_line_42 |  | 36 | 37 | 0.0064508 | 0.125 | 0.08 | 261 | 0 | 0.364 | 1 | 1 | cs | TRUE
43 | LV_228-11_0_4_line_43 |  | 38 | 39 | 0.046328 | 0.125 | 0.08 | 261 | 0 | 0.364 | 1 | 1 | cs | TRUE
44 | LV_228-11_0_4_line_44 |  | 38 | 40 | 0.0076425 | 0.125 | 0.08 | 261 | 0 | 0.364 | 1 | 1 | cs | TRUE
45 | LV_228-11_0_4_line_45 |  | 39 | 41 | 0.0083927 | 0.125 | 0.08 | 261 | 0 | 0.364 | 1 | 1 | cs | TRUE
46 | LV_228-11_0_4_line_46 |  | 40 | 42 | 0.017887 | 0.125 | 0.08 | 261 | 0 | 0.364 | 1 | 1 | cs | TRUE
47 | LV_228-11_0_4_line_47 |  | 40 | 43 | 0.012303 | 0.125 | 0.08 | 261 | 0 | 0.364 | 1 | 1 | cs | TRUE
48 | LV_228-11_0_4_line_48 |  | 41 | 44 | 0.008792 | 0.125 | 0.08 | 261 | 0 | 0.364 | 1 | 1 | cs | TRUE
49 | LV_228-11_0_4_line_49 |  | 41 | 45 | 0.016381 | 0.125 | 0.08 | 261 | 0 | 0.364 | 1 | 1 | cs | TRUE
50 | LV_228-11_0_4_line_50 |  | 41 | 46 | 0.014948 | 0.125 | 0.08 | 261 | 0 | 0.364 | 1 | 1 | cs | TRUE
51 | LV_228-11_0_4_line_51 |  | 42 | 47 | 0.013596 | 0.125 | 0.08 | 261 | 0 | 0.364 | 1 | 2 | cs | TRUE
52 | LV_228-11_0_4_line_52 |  | 43 | 51 | 0.024917 | 0.125 | 0.08 | 261 | 0 | 0.364 | 1 | 1 | cs | TRUE
53 | LV_228-11_0_4_line_53 |  | 44 | 52 | 0.031701 | 0.125 | 0.08 | 261 | 0 | 0.364 | 1 | 1 | cs | TRUE
54 | LV_228-11_0_4_line_54 |  | 45 | 53 | 0.013784 | 0.125 | 0.08 | 261 | 0 | 0.364 | 1 | 1 | cs | TRUE
55 | LV_228-11_0_4_line_55 |  | 46 | 54 | 0.023964 | 0.125 | 0.08 | 261 | 0 | 0.364 | 1 | 1 | cs | TRUE
56 | LV_228-11_0_4_line_56 |  | 46 | 55 | 0.013781 | 0.125 | 0.08 | 261 | 0 | 0.364 | 1 | 1 | cs | TRUE
57 | LV_228-11_0_4_line_57 |  | 47 | 49 | 0.009741 | 0.125 | 0.08 | 261 | 0 | 0.364 | 1 | 1 | cs | TRUE
58 | LV_228-11_0_4_line_58 |  | 47 | 56 | 0.010561 | 0.125 | 0.08 | 261 | 0 | 0.364 | 1 | 3 | cs | TRUE
59 | LV_228-11_0_4_line_59 |  | 48 | 49 | 0.008202 | 0.125 | 0.08 | 261 | 0 | 0.364 | 1 | 1 | cs | TRUE
60 | LV_228-11_0_4_line_60 |  | 48 | 50 | 0.012236 | 0.125 | 0.08 | 261 | 0 | 0.364 | 1 | 1 | cs | TRUE
61 | LV_228-11_0_4_line_61 |  | 49 | 57 | 0.028434 | 0.125 | 0.08 | 261 | 0 | 0.364 | 1 | 1 | cs | TRUE
62 | LV_228-11_0_4_line_62 |  | 50 | 58 | 0.008043 | 0.125 | 0.08 | 261 | 0 | 0.364 | 1 | 1 | cs | TRUE
63 | LV_228-11_0_4_line_63 |  | 51 | 59 | 0.012616 | 0.125 | 0.08 | 261 | 0 | 0.364 | 1 | 1 | cs | TRUE
64 | LV_228-11_0_4_line_64 |  | 54 | 112 | 0.004088 | 0.125 | 0.08 | 261 | 0 | 0.364 | 1 | 1 | cs | TRUE
65 | LV_228-11_0_4_line_65 |  | 54 | 113 | 0.014542 | 0.125 | 0.08 | 261 | 0 | 0.364 | 1 | 1 | cs | TRUE
66 | LV_228-11_0_4_line_66 |  | 55 | 114 | 0.012501 | 0.125 | 0.08 | 261 | 0 | 0.364 | 1 | 1 | cs | TRUE
67 | LV_228-11_0_4_line_67 |  | 56 | 90 | 0.026104 | 0.125 | 0.08 | 261 | 0 | 0.364 | 1 | 3 | cs | TRUE
68 | LV_228-11_0_4_line_68 |  | 58 | 136 | 0.027121 | 0.125 | 0.08 | 261 | 0 | 0.364 | 1 | 1 | cs | TRUE
69 | LV_228-11_0_4_line_69 |  | 59 | 127 | 0.0082322 | 0.125 | 0.08 | 261 | 0 | 0.364 | 1 | 1 | cs | TRUE
70 | LV_228-11_0_4_line_70 |  | 60 | 61 | 0.023899 | 0.125 | 0.08 | 261 | 0 | 0.364 | 1 | 3 | cs | TRUE
71 | LV_228-11_0_4_line_71 |  | 61 | 62 | 0.034404 | 0.125 | 0.08 | 261 | 0 | 0.364 | 1 | 3 | cs | TRUE
72 | LV_228-11_0_4_line_72 |  | 62 | 89 | 0.0091709 | 0.125 | 0.08 | 261 | 0 | 0.364 | 1 | 3 | cs | TRUE
73 | LV_228-11_0_4_line_73 |  | 62 | 86 | 0.0033155 | 0.125 | 0.08 | 261 | 0 | 0.364 | 1 | 3 | cs | TRUE
74 | LV_228-11_0_4_line_74 |  | 63 | 64 | 0.011739 | 0.125 | 0.08 | 261 | 0 | 0.364 | 1 | 1 | cs | TRUE
75 | LV_228-11_0_4_line_75 |  | 63 | 65 | 0.012856 | 0.125 | 0.08 | 261 | 0 | 0.364 | 1 | 1 | cs | TRUE
76 | LV_228-11_0_4_line_76 |  | 65 | 66 | 0.023934 | 0.125 | 0.08 | 261 | 0 | 0.364 | 1 | 1 | cs | TRUE
77 | LV_228-11_0_4_line_77 |  | 66 | 68 | 0.017188 | 0.125 | 0.08 | 261 | 0 | 0.364 | 1 | 1 | cs | TRUE
78 | LV_228-11_0_4_line_78 |  | 66 | 69 | 0.0067446 | 0.125 | 0.08 | 261 | 0 | 0.364 | 1 | 1 | cs | TRUE
79 | LV_228-11_0_4_line_79 |  | 67 | 70 | 0.021234 | 0.125 | 0.08 | 261 | 0 | 0.364 | 1 | 3 | cs | TRUE
80 | LV_228-11_0_4_line_80 |  | 67 | 71 | 0.020453 | 0.125 | 0.08 | 261 | 0 | 0.364 | 1 | 1 | cs | TRUE
81 | LV_228-11_0_4_line_81 |  | 68 | 72 | 0.0045583 | 0.125 | 0.08 | 261 | 0 | 0.364 | 1 | 1 | cs | TRUE
82 | LV_228-11_0_4_line_82 |  | 69 | 73 | 0.03048 | 0.125 | 0.08 | 261 | 0 | 0.364 | 1 | 1 | cs | TRUE
83 | LV_228-11_0_4_line_83 |  | 70 | 84 | 0.020139 | 0.125 | 0.08 | 261 | 0 | 0.364 | 1 | 3 | cs | TRUE
84 | LV_228-11_0_4_line_84 |  | 73 | 105 | 0.0042641 | 0.125 | 0.08 | 261 | 0 | 0.364 | 1 | 1 | cs | TRUE
85 | LV_228-11_0_4_line_85 |  | 74 | 99 | 0.0075074 | 0.125 | 0.08 | 261 | 0 | 0.364 | 1 | 1 | cs | TRUE
86 | LV_228-11_0_4_line_86 |  | 75 | 76 | 0.019126 | 0.125 | 0.08 | 261 | 0 | 0.364 | 1 | 1 | cs | TRUE
87 | LV_228-11_0_4_line_87 |  | 75 | 77 | 0.014401 | 0.125 | 0.08 | 261 | 0 | 0.364 | 1 | 1 | cs | TRUE
88 | LV_228-11_0_4_line_88 |  | 76 | 78 | 0.00817 | 0.125 | 0.08 | 261 | 0 | 0.364 | 1 | 1 | cs | TRUE
89 | LV_228-11_0_4_line_89 |  | 79 | 80 | 0.013199 | 0.125 | 0.08 | 261 | 0 | 0.364 | 1 | 1 | cs | TRUE
90 | LV_228-11_0_4_line_90 |  | 79 | 81 | 0.014612 | 0.125 | 0.08 | 261 | 0 | 0.364 | 1 | 1 | cs | TRUE
91 | LV_228-11_0_4_line_91 |  | 80 | 82 | 0.021605 | 0.125 | 0.08 | 261 | 0 | 0.364 | 1 | 1 | cs | TRUE
92 | LV_228-11_0_4_line_92 |  | 81 | 83 | 0.021067 | 0.125 | 0.08 | 261 | 0 | 0.364 | 1 | 1 | cs | TRUE
93 | LV_228-11_0_4_line_93 |  | 82 | 84 | 0.022767 | 0.125 | 0.08 | 261 | 0 | 0.364 | 1 | 1 | cs | TRUE
94 | LV_228-11_0_4_line_94 |  | 84 | 85 | 0.008342 | 0.125 | 0.08 | 261 | 0 | 0.364 | 1 | 3 | cs | TRUE
95 | LV_228-11_0_4_line_95 |  | 85 | 106 | 0.026679 | 0.125 | 0.08 | 261 | 0 | 0.364 | 1 | 3 | cs | TRUE
96 | LV_228-11_0_4_line_96 |  | 86 | 87 | 0.025249 | 0.125 | 0.08 | 261 | 0 | 0.364 | 1 | 3 | cs | TRUE
97 | LV_228-11_0_4_line_97 |  | 87 | 88 | 0.0084937 | 0.125 | 0.08 | 261 | 0 | 0.364 | 1 | 3 | cs | TRUE
98 | LV_228-11_0_4_line_98 |  | 88 | 90 | 0.051453 | 0.125 | 0.08 | 261 | 0 | 0.364 | 1 | 3 | cs | TRUE
99 | LV_228-11_0_4_line_99 |  | 89 | 91 | 0.0072444 | 0.125 | 0.08 | 261 | 0 | 0.364 | 1 | 3 | cs | TRUE
100 | LV_228-11_0_4_line_100 |  | 90 | 92 | 0.031999 | 0.125 | 0.08 | 261 | 0 | 0.364 | 1 | 1 | cs | TRUE
101 | LV_228-11_0_4_line_101 |  | 91 | 93 | 0.021998 | 0.125 | 0.08 | 261 | 0 | 0.364 | 1 | 3 | cs | TRUE
102 | LV_228-11_0_4_line_102 |  | 92 | 94 | 0.01937 | 0.125 | 0.08 | 261 | 0 | 0.364 | 1 | 1 | cs | TRUE
103 | LV_228-11_0_4_line_103 |  | 92 | 95 | 0.015807 | 0.125 | 0.08 | 261 | 0 | 0.364 | 1 | 1 | cs | TRUE
104 | LV_228-11_0_4_line_104 |  | 93 | 106 | 0.022822 | 0.125 | 0.08 | 261 | 0 | 0.364 | 1 | 3 | cs | TRUE
105 | LV_228-11_0_4_line_105 |  | 94 | 96 | 0.049182 | 0.125 | 0.08 | 261 | 0 | 0.364 | 1 | 1 | cs | TRUE
106 | LV_228-11_0_4_line_106 |  | 94 | 97 | 0.030697 | 0.125 | 0.08 | 261 | 0 | 0.364 | 1 | 1 | cs | TRUE
107 | LV_228-11_0_4_line_107 |  | 95 | 98 | 0.0036151 | 0.125 | 0.08 | 261 | 0 | 0.364 | 1 | 1 | cs | TRUE
108 | LV_228-11_0_4_line_108 |  | 96 | 111 | 0.050446 | 0.125 | 0.08 | 261 | 0 | 0.364 | 1 | 1 | cs | TRUE
109 | LV_228-11_0_4_line_109 |  | 99 | 110 | 0.012102 | 0.125 | 0.08 | 261 | 0 | 0.364 | 1 | 1 | cs | TRUE
110 | LV_228-11_0_4_line_110 |  | 99 | 109 | 0.034332 | 0.125 | 0.08 | 261 | 0 | 0.364 | 1 | 1 | cs | TRUE
111 | LV_228-11_0_4_line_111 |  | 100 | 101 | 0.015961 | 0.125 | 0.08 | 261 | 0 | 0.364 | 1 | 1 | cs | TRUE
112 | LV_228-11_0_4_line_112 |  | 101 | 102 | 0.81474 | 0.125 | 0.08 | 261 | 0 | 0.364 | 1 | 1 | cs | TRUE
113 | LV_228-11_0_4_line_113 |  | 102 | 103 | 0.10389 | 0.125 | 0.08 | 261 | 0 | 0.364 | 1 | 1 | cs | TRUE
114 | LV_228-11_0_4_line_114 |  | 103 | 115 | 0.040073 | 0.125 | 0.08 | 261 | 0 | 0.364 | 1 | 1 | cs | TRUE
115 | LV_228-11_0_4_line_115 |  | 107 | 108 | 0.035981 | 0.125 | 0.08 | 261 | 0 | 0.364 | 1 | 1 | cs | TRUE
116 | LV_228-11_0_4_line_116 |  | 108 | 109 | 0.037203 | 0.125 | 0.08 | 261 | 0 | 0.364 | 1 | 1 | cs | TRUE
117 | LV_228-11_0_4_line_117 |  | 111 | 117 | 0.0094983 | 0.125 | 0.08 | 261 | 0 | 0.364 | 1 | 1 | cs | TRUE
118 | LV_228-11_0_4_line_118 |  | 112 | 125 | 0.042509 | 0.125 | 0.08 | 261 | 0 | 0.364 | 1 | 1 | cs | TRUE
119 | LV_228-11_0_4_line_119 |  | 112 | 123 | 0.022677 | 0.125 | 0.08 | 261 | 0 | 0.364 | 1 | 1 | cs | TRUE
120 | LV_228-11_0_4_line_120 |  | 113 | 135 | 0.01131 | 0.125 | 0.08 | 261 | 0 | 0.364 | 1 | 1 | cs | TRUE
121 | LV_228-11_0_4_line_121 |  | 115 | 116 | 0.040553 | 0.125 | 0.08 | 261 | 0 | 0.364 | 1 | 1 | cs | TRUE
122 | LV_228-11_0_4_line_122 |  | 118 | 119 | 0.025836 | 0.125 | 0.08 | 261 | 0 | 0.364 | 1 | 1 | cs | TRUE
123 | LV_228-11_0_4_line_123 |  | 119 | 120 | 0.016581 | 0.125 | 0.08 | 261 | 0 | 0.364 | 1 | 1 | cs | TRUE
124 | LV_228-11_0_4_line_124 |  | 120 | 133 | 0.020697 | 0.125 | 0.08 | 261 | 0 | 0.364 | 1 | 1 | cs | TRUE
125 | LV_228-11_0_4_line_125 |  | 121 | 122 | 0.014026 | 0.125 | 0.08 | 261 | 0 | 0.364 | 1 | 1 | cs | TRUE
126 | LV_228-11_0_4_line_126 |  | 122 | 123 | 0.014236 | 0.125 | 0.08 | 261 | 0 | 0.364 | 1 | 1 | cs | TRUE
127 | LV_228-11_0_4_line_127 |  | 123 | 124 | 0.027312 | 0.125 | 0.08 | 261 | 0 | 0.364 | 1 | 1 | cs | TRUE
128 | LV_228-11_0_4_line_128 |  | 124 | 126 | 0.030343 | 0.125 | 0.08 | 261 | 0 | 0.364 | 1 | 1 | cs | TRUE
129 | LV_228-11_0_4_line_129 |  | 127 | 128 | 0.011726 | 0.125 | 0.08 | 261 | 0 | 0.364 | 1 | 1 | cs | TRUE
130 | LV_228-11_0_4_line_130 |  | 128 | 129 | 0.010714 | 0.125 | 0.08 | 261 | 0 | 0.364 | 1 | 1 | cs | TRUE
131 | LV_228-11_0_4_line_131 |  | 129 | 130 | 0.0096032 | 0.125 | 0.08 | 261 | 0 | 0.364 | 1 | 1 | cs | TRUE
132 | LV_228-11_0_4_line_132 |  | 130 | 131 | 0.02288 | 0.125 | 0.08 | 261 | 0 | 0.364 | 1 | 1 | cs | TRUE
133 | LV_228-11_0_4_line_133 |  | 131 | 132 | 0.024156 | 0.125 | 0.08 | 261 | 0 | 0.364 | 1 | 1 | cs | TRUE
134 | LV_228-11_0_4_line_134 |  | 132 | 134 | 0.44618 | 0.125 | 0.08 | 261 | 0 | 0.364 | 1 | 1 | cs | TRUE
135 | LV_228-11_0_4_line_135 |  | 133 | 134 | 0.0075854 | 0.125 | 0.08 | 261 | 0 | 0.364 | 1 | 1 | cs | TRUE

## trafo
| name | std_type | hv_bus | lv_bus | sn_mva | vn_hv_kv | vn_lv_kv | vk_percent | vkr_percent | pfe_kw | i0_percent | shift_degree | tap_side | tap_neutral | tap_min | tap_max | tap_step_percent | tap_step_degree | tap_pos | tap_phase_shifter | parallel | df | in_service
0 | LV_228-11_0_4_trafo_32 | 0.63 MVA 20/0.4 kV | 137 | 10 | 0.63 | 20 | 0.4 | 6 | 1.206 | 1.65 | 0.2619 | 150 | hv | 0 | -2 | 2 | 2.5 | 0 | 0 | FALSE | 1 | 1 | TRUE

## line_geodata
| x0 | y0 | x1 | y1 | x2 | y2 | x3 | y3 | x4 | y4 | x5 | y5 | x6 | y6 | x7 | y7
0 | 2706953.2219 | 1254780.0029 | 2706967.088 | 1254781.1574 | 2706965.0534 | 1254804.1028
1 | 2706953.2219 | 1254780.0029 | 2706936.3799 | 1254778.6007 | 2706924.0363 | 1254783.5931 | 2706917.9337 | 1254782.2596 | 2706917.9337 | 1254782.2596
2 | 2706908.7617 | 1254790.8678 | 2706917.9337 | 1254782.2596
3 | 2706917.7405 | 1254822.1889 | 2706916.5232 | 1254804.786 | 2706913.6556 | 1254795.6267 | 2706908.7617 | 1254790.8678
4 | 2706908.7617 | 1254790.8678 | 2706900.7132 | 1254786.986 | 2706888.019 | 1254785.0775 | 2706879.2666 | 1254784.6151
5 | 2706917.7405 | 1254822.1889 | 2706917.698 | 1254843.7503
6 | 2706879.2666 | 1254784.6151 | 2706878.7007 | 1254784.5852
7 | 2707002.3883 | 1254825.1756 | 2707003.6705 | 1254809.7639 | 2707005.0847 | 1254789.9393
8 | 2707002.3883 | 1254825.1756 | 2706999.1643 | 1254848.2474 | 2706996.5653 | 1254855.21
9 | 2707005.0847 | 1254789.9393 | 2707006.4716 | 1254770.4963
10 | 2706983.9245 | 1254878.5968 | 2706991.9488 | 1254867.5774 | 2706996.5653 | 1254855.21
11 | 2706878.7007 | 1254784.5852 | 2706844.5685 | 1254782.7818
12 | 2706864.262 | 1254933.6626 | 2706839.4089 | 1254937.1416
13 | 2706881.6595 | 1254931.2272 | 2706864.262 | 1254933.6626
14 | 2706824.5989 | 1254939.2148 | 2706839.4089 | 1254937.1416
15 | 2706881.6595 | 1254931.2272 | 2706900.6736 | 1254927.0116
16 | 2706881.6595 | 1254931.2272 | 2706887.1047 | 1254953.9107 | 2706887.2682 | 1254954.3173
17 | 2706824.5989 | 1254939.2148 | 2706811.6556 | 1254941.0267
18 | 2706936.2195 | 1254915.997 | 2706924.1421 | 1254921.8085 | 2706900.6736 | 1254927.0116
19 | 2706901.4222 | 1254984.561 | 2706896.5339 | 1254971.9846 | 2706890.8883 | 1254963.3201 | 2706887.2682 | 1254954.3173
20 | 2706789.2715 | 1254944.1601 | 2706811.6556 | 1254941.0267
21 | 2706936.2195 | 1254915.997 | 2706938.5159 | 1254914.892
22 | 2706901.4222 | 1254984.561 | 2706907.3797 | 1254985.5582 | 2706921.1419 | 1254988.8872 | 2706923.4533 | 1254989.021
23 | 2706866.4134 | 1255004.212 | 2706887.4655 | 1254997.0082 | 2706895.0679 | 1254992.5751 | 2706898.5159 | 1254989.2346 | 2706901.4222 | 1254984.561
24 | 2706789.2715 | 1254944.1601 | 2706788.934 | 1254917.2875
25 | 2706789.2715 | 1254944.1601 | 2706772.4949 | 1254943.9686 | 2706752.5522 | 1254945.0451
26 | 2706965.7741 | 1254901.7758 | 2706938.5159 | 1254914.892
27 | 2706957.1636 | 1254988.3544 | 2706935.3794 | 1254989.7116 | 2706923.4533 | 1254989.021
28 | 2706866.4134 | 1255004.212 | 2706863.4622 | 1255017.225 | 2706864.4479 | 1255024.0595
29 | 2706677.0765 | 1255075.4389 | 2706671.4714 | 1255060.9553 | 2706668.9121 | 1255048.6965
30 | 2706664.0678 | 1255025.4928 | 2706668.9121 | 1255048.6965
31 | 2706682.6742 | 1255089.9031 | 2706677.0765 | 1255075.4389
32 | 2706664.0678 | 1255025.4928 | 2706665.1218 | 1255025.2005 | 2706676.5282 | 1255020.68 | 2706684.0834 | 1255015.2777
33 | 2706682.6742 | 1255089.9031 | 2706690.3976 | 1255087.5292 | 2706703.3013 | 1255077.787 | 2706717.7366 | 1255070.1012
34 | 2706691.0595 | 1255008.747 | 2706684.4314 | 1255015.0288 | 2706684.0834 | 1255015.2777
35 | 2706717.7366 | 1255070.1012 | 2706739.6444 | 1255058.4367
36 | 2706699.3848 | 1254997.0724 | 2706693.1591 | 1255006.757 | 2706691.0595 | 1255008.747
37 | 2706755.8654 | 1255049.8001 | 2706739.6444 | 1255058.4367
38 | 2706699.3848 | 1254997.0724 | 2706704.7078 | 1254982.2116 | 2706705.3077 | 1254969.3431
39 | 2706699.3848 | 1254997.0724 | 2706719.0264 | 1255007.5432
40 | 2706975.4617 | 1254890.2184 | 2706967.7315 | 1254900.8339 | 2706965.7741 | 1254901.7758
41 | 2706983.9245 | 1254878.5968 | 2706975.4617 | 1254890.2184
42 | 2706755.8654 | 1255049.8001 | 2706761.3867 | 1255046.4643
43 | 2706916.6038 | 1254705.8204 | 2706870.6784 | 1254699.7286
44 | 2706863.1022 | 1254698.7237 | 2706870.6784 | 1254699.7286
45 | 2706924.9236 | 1254706.924 | 2706916.6038 | 1254705.8204
46 | 2706863.1022 | 1254698.7237 | 2706845.3109 | 1254696.8799
47 | 2706864.1611 | 1254686.4661 | 2706863.8563 | 1254689.9746 | 2706863.1022 | 1254698.7237
48 | 2706933.698 | 1254707.8053 | 2706924.9236 | 1254706.924
49 | 2706924.9236 | 1254706.924 | 2706925.4568 | 1254702.0518 | 2706936.9318 | 1254701.7143
50 | 2706926.5352 | 1254692.0631 | 2706925.4568 | 1254702.0518 | 2706924.9236 | 1254706.924
51 | 2706831.7875 | 1254695.4783 | 2706845.3109 | 1254696.8799
52 | 2706864.1611 | 1254686.4661 | 2706866.3032 | 1254661.6409
53 | 2706933.698 | 1254707.8053 | 2706931.1209 | 1254728.9094 | 2706941.5099 | 1254730.2092
54 | 2706936.9318 | 1254701.7143 | 2706950.6289 | 1254703.2611
55 | 2706929.0558 | 1254668.2335 | 2706926.5352 | 1254692.0631
56 | 2706926.5352 | 1254692.0631 | 2706912.8037 | 1254690.8995
57 | 2706832.8978 | 1254685.8015 | 2706831.7875 | 1254695.4783
58 | 2706831.7875 | 1254695.4783 | 2706821.2822 | 1254694.3913
59 | 2706832.8978 | 1254685.8015 | 2706841.0494 | 1254686.905
60 | 2706841.0494 | 1254686.905 | 2706841.7394 | 1254674.6889
61 | 2706811.7137 | 1254672.6642 | 2706816.4813 | 1254683.5925 | 2706832.8978 | 1254685.8015
62 | 2706841.7394 | 1254674.6889 | 2706842.1929 | 1254666.6587
63 | 2706866.3032 | 1254661.6409 | 2706867.3878 | 1254649.0718
64 | 2706929.3634 | 1254664.1579 | 2706929.0558 | 1254668.2335
65 | 2706929.0558 | 1254668.2335 | 2706914.5667 | 1254666.9896
66 | 2706900.3478 | 1254689.8441 | 2706912.8037 | 1254690.8995
67 | 2706795.3222 | 1254691.6509 | 2706809.7887 | 1254693.2019 | 2706821.2822 | 1254694.3913
68 | 2706843.7222 | 1254639.5811 | 2706842.1929 | 1254666.6587
69 | 2706868.0955 | 1254640.87 | 2706867.3878 | 1254649.0718
70 | 2706820.7029 | 1254781.5209 | 2706844.5685 | 1254782.7818
71 | 2706786.3464 | 1254779.7057 | 2706820.7029 | 1254781.5209
72 | 2706786.3464 | 1254779.7057 | 2706786.2667 | 1254788.8763
73 | 2706786.3464 | 1254779.7057 | 2706786.6824 | 1254776.4073
74 | 2706752.5522 | 1254945.0451 | 2706740.8301 | 1254945.6779
75 | 2706727.9926 | 1254946.3709 | 2706740.8301 | 1254945.6779
76 | 2706704.0934 | 1254947.6611 | 2706727.9926 | 1254946.3709
77 | 2706704.0934 | 1254947.6611 | 2706705.5199 | 1254964.7897 | 2706705.5199 | 1254964.7897
78 | 2706704.0934 | 1254947.6611 | 2706697.3824 | 1254948.3333
79 | 2706788.934 | 1254917.2875 | 2706788.1979 | 1254896.066
80 | 2706788.934 | 1254917.2875 | 2706772.0374 | 1254905.7623
81 | 2706705.5199 | 1254964.7897 | 2706705.3077 | 1254969.3431
82 | 2706697.3824 | 1254948.3333 | 2706667.0542 | 1254951.3714
83 | 2706787.4997 | 1254875.9388 | 2706788.1979 | 1254896.066
84 | 2706667.0542 | 1254951.3714 | 2706662.8113 | 1254951.7964
85 | 2707007.0058 | 1254763.008 | 2707006.4716 | 1254770.4963
86 | 2706740.3804 | 1255001.8595 | 2706734.0437 | 1255011.0083 | 2706727.2144 | 1255011.9082 | 2706726.236 | 1255011.3866
87 | 2706742.9749 | 1254987.6946 | 2706740.3804 | 1255001.8595
88 | 2706719.0264 | 1255007.5432 | 2706726.236 | 1255011.3866
89 | 2706844.9753 | 1254872.6285 | 2706831.7982 | 1254873.3874
90 | 2706844.9753 | 1254872.6285 | 2706859.5632 | 1254871.7883
91 | 2706831.7982 | 1254873.3874 | 2706810.2289 | 1254874.6297
92 | 2706859.5632 | 1254871.7883 | 2706880.5953 | 1254870.5769
93 | 2706787.4997 | 1254875.9388 | 2706810.2289 | 1254874.6297
94 | 2706787.4997 | 1254875.9388 | 2706787.2666 | 1254867.6001
95 | 2706787.2666 | 1254867.6001 | 2706786.5214 | 1254840.9314
96 | 2706786.6824 | 1254776.4073 | 2706789.2414 | 1254751.288
97 | 2706790.1022 | 1254742.838 | 2706789.2414 | 1254751.288
98 | 2706795.3222 | 1254691.6509 | 2706790.8028 | 1254735.9613 | 2706790.1022 | 1254742.838
99 | 2706786.2667 | 1254788.8763 | 2706786.2038 | 1254796.1205
100 | 2706795.3222 | 1254691.6509 | 2706763.424 | 1254688.1174
101 | 2706786.2038 | 1254796.1205 | 2706786.0127 | 1254818.1173
102 | 2706763.424 | 1254688.1174 | 2706744.0196 | 1254687.1668
103 | 2706763.424 | 1254688.1174 | 2706763.0836 | 1254703.9204
104 | 2706786.5214 | 1254840.9314 | 2706785.9822 | 1254821.6336 | 2706786.0127 | 1254818.1173
105 | 2706743.3975 | 1254637.9931 | 2706744.0196 | 1254687.1668
106 | 2706744.0196 | 1254687.1668 | 2706714.8202 | 1254677.6945
107 | 2706763.0836 | 1254703.9204 | 2706763.0057 | 1254707.5347
108 | 2706743.3975 | 1254637.9931 | 2706781.1072 | 1254641.0309 | 2706782.3144 | 1254631 | 2706784.0004 | 1254629.1399
109 | 2707007.0058 | 1254763.008 | 2707007.8868 | 1254750.9376
110 | 2707007.0058 | 1254763.008 | 2707012.5244 | 1254764.5089 | 2707017.7697 | 1254771.1091 | 2707024.7682 | 1254790.0734
111 | 2706877.5017 | 1255031.9349 | 2706866.6882 | 1255027.8475 | 2706864.4479 | 1255024.0595
112 | 2706877.5017 | 1255031.9349 | 2707252.804 | 1255755.0818
113 | 2707349.5598 | 1255792.9041 | 2707252.804 | 1255755.0818
114 | 2707378.438 | 1255820.5237 | 2707364.6458 | 1255805.2499 | 2707349.5598 | 1255792.9041
115 | 2707040.1078 | 1254861.5202 | 2707036.677 | 1254845.0003 | 2707031.8139 | 1254826.5206
116 | 2707024.7682 | 1254790.0734 | 2707027.1179 | 1254808.6755 | 2707031.8139 | 1254826.5206
117 | 2706784.9284 | 1254619.6871 | 2706784.0004 | 1254629.1399 | 2706784.0004 | 1254629.1399
118 | 2706929.3634 | 1254664.1579 | 2706937.3033 | 1254664.0345 | 2706942.9982 | 1254662.8808 | 2706958.2457 | 1254664.6465 | 2706961.0192 | 1254663.9849 | 2706963.1917 | 1254661.511 | 2706963.7701 | 1254655.3942 | 2706964.6117 | 1254654.6551
119 | 2706931.0772 | 1254641.5481 | 2706929.3634 | 1254664.1579
120 | 2706903.2982 | 1254666.0222 | 2706914.5667 | 1254666.9896
121 | 2707378.438 | 1255820.5237 | 2707398.2361 | 1255819.949 | 2707419.015 | 1255821.8608
122 | 2706576.6922 | 1254196.2507 | 2706585.6022 | 1254189.2172 | 2706599.1919 | 1254184.2057
123 | 2706615.0645 | 1254179.4172 | 2706600.2936 | 1254183.7994 | 2706599.1919 | 1254184.2057
124 | 2706615.0645 | 1254179.4172 | 2706621.1579 | 1254199.1965
125 | 2706902.8968 | 1254639.4052 | 2706916.8819 | 1254640.4686
126 | 2706931.0772 | 1254641.5481 | 2706916.8819 | 1254640.4686
127 | 2706931.0772 | 1254641.5481 | 2706931.4329 | 1254636.8951 | 2706932.442 | 1254623.6469 | 2706936.3308 | 1254615.1324
128 | 2706912.308 | 1254607.5147 | 2706911.8107 | 1254613.3216 | 2706936.3308 | 1254615.1324
129 | 2706869.1036 | 1254629.1877 | 2706868.0955 | 1254640.87
130 | 2706869.1036 | 1254629.1877 | 2706870.0247 | 1254618.513
131 | 2706870.0247 | 1254618.513 | 2706870.8503 | 1254608.9454 | 2706870.8503 | 1254608.9454
132 | 2706870.8503 | 1254608.9454 | 2706848.004 | 1254607.7019
133 | 2706848.004 | 1254607.7019 | 2706835.693 | 1254607.0318 | 2706834.5228 | 1254595.2631
134 | 2706834.5228 | 1254595.2631 | 2706617.7254 | 1254205.2918
135 | 2706621.1579 | 1254199.1965 | 2706621.224 | 1254199.4111 | 2706619.7782 | 1254204.2668 | 2706617.7254 | 1254205.2918

## bus_geodata
| x | y | coords
0 | 2706953.2219 | 1254780.0029
1 | 2706965.0534 | 1254804.1028
2 | 2706917.9337 | 1254782.2596
3 | 2706908.7617 | 1254790.8678
4 | 2706917.7405 | 1254822.1889
5 | 2706879.2666 | 1254784.6151
6 | 2706917.698 | 1254843.7503
7 | 2707002.3883 | 1254825.1756
8 | 2707005.0847 | 1254789.9393
9 | 2706996.5653 | 1254855.21
10 | 2706878.7007 | 1254784.5852
11 | 2706864.262 | 1254933.6626
12 | 2706839.4089 | 1254937.1416
13 | 2706881.6595 | 1254931.2272
14 | 2706824.5989 | 1254939.2148
15 | 2706900.6736 | 1254927.0116
16 | 2706887.2682 | 1254954.3173
17 | 2706811.6556 | 1254941.0267
18 | 2706936.2195 | 1254915.997
19 | 2706901.4222 | 1254984.561
20 | 2706789.2715 | 1254944.1601
21 | 2706938.5159 | 1254914.892
22 | 2706923.4533 | 1254989.021
23 | 2706866.4134 | 1255004.212
24 | 2706668.9121 | 1255048.6965
25 | 2706677.0765 | 1255075.4389
26 | 2706664.0678 | 1255025.4928
27 | 2706682.6742 | 1255089.9031
28 | 2706684.0834 | 1255015.2777
29 | 2706717.7366 | 1255070.1012
30 | 2706691.0595 | 1255008.747
31 | 2706739.6444 | 1255058.4367
32 | 2706699.3848 | 1254997.0724
33 | 2706965.7741 | 1254901.7758
34 | 2706975.4617 | 1254890.2184
35 | 2706983.9245 | 1254878.5968
36 | 2706755.8654 | 1255049.8001
37 | 2706761.3867 | 1255046.4643
38 | 2706870.6784 | 1254699.7286
39 | 2706916.6038 | 1254705.8204
40 | 2706863.1022 | 1254698.7237
41 | 2706924.9236 | 1254706.924
42 | 2706845.3109 | 1254696.8799
43 | 2706864.1611 | 1254686.4661
44 | 2706933.698 | 1254707.8053
45 | 2706936.9318 | 1254701.7143
46 | 2706926.5352 | 1254692.0631
47 | 2706831.7875 | 1254695.4783
48 | 2706841.0494 | 1254686.905
49 | 2706832.8978 | 1254685.8015
50 | 2706841.7394 | 1254674.6889
51 | 2706866.3032 | 1254661.6409
52 | 2706941.5099 | 1254730.2092
53 | 2706950.6289 | 1254703.2611
54 | 2706929.0558 | 1254668.2335
55 | 2706912.8037 | 1254690.8995
56 | 2706821.2822 | 1254694.3913
57 | 2706811.7137 | 1254672.6642
58 | 2706842.1929 | 1254666.6587
59 | 2706867.3878 | 1254649.0718
60 | 2706844.5685 | 1254782.7818
61 | 2706820.7029 | 1254781.5209
62 | 2706786.3464 | 1254779.7057
63 | 2706740.8301 | 1254945.6779
64 | 2706752.5522 | 1254945.0451
65 | 2706727.9926 | 1254946.3709
66 | 2706704.0934 | 1254947.6611
67 | 2706788.934 | 1254917.2875
68 | 2706705.5199 | 1254964.7897
69 | 2706697.3824 | 1254948.3333
70 | 2706788.1979 | 1254896.066
71 | 2706772.0374 | 1254905.7623
72 | 2706705.3077 | 1254969.3431
73 | 2706667.0542 | 1254951.3714
74 | 2707006.4716 | 1254770.4963
75 | 2706740.3804 | 1255001.8595
76 | 2706726.236 | 1255011.3866
77 | 2706742.9749 | 1254987.6946
78 | 2706719.0264 | 1255007.5432
79 | 2706844.9753 | 1254872.6285
80 | 2706831.7982 | 1254873.3874
81 | 2706859.5632 | 1254871.7883
82 | 2706810.2289 | 1254874.6297
83 | 2706880.5953 | 1254870.5769
84 | 2706787.4997 | 1254875.9388
85 | 2706787.2666 | 1254867.6001
86 | 2706786.6824 | 1254776.4073
87 | 2706789.2414 | 1254751.288
88 | 2706790.1022 | 1254742.838
89 | 2706786.2667 | 1254788.8763
90 | 2706795.3222 | 1254691.6509
91 | 2706786.2038 | 1254796.1205
92 | 2706763.424 | 1254688.1174
93 | 2706786.0127 | 1254818.1173
94 | 2706744.0196 | 1254687.1668
95 | 2706763.0836 | 1254703.9204
96 | 2706743.3975 | 1254637.9931
97 | 2706714.8202 | 1254677.6945
98 | 2706763.0057 | 1254707.5347
99 | 2707007.0058 | 1254763.008
100 | 2706864.4479 | 1255024.0595
101 | 2706877.5017 | 1255031.9348
102 | 2707252.804 | 1255755.0818
103 | 2707349.5598 | 1255792.9041
104 | 2706957.1636 | 1254988.3544
105 | 2706662.8113 | 1254951.7964
106 | 2706786.5214 | 1254840.9314
107 | 2707040.1078 | 1254861.5202
108 | 2707031.8139 | 1254826.5206
109 | 2707024.7682 | 1254790.0734
110 | 2707007.8868 | 1254750.9376
111 | 2706784.0004 | 1254629.1399
112 | 2706929.3634 | 1254664.1579
113 | 2706914.5667 | 1254666.9896
114 | 2706900.3478 | 1254689.8441
115 | 2707378.438 | 1255820.5237
116 | 2707419.015 | 1255821.8608
117 | 2706784.9284 | 1254619.6871
118 | 2706576.6922 | 1254196.2507
119 | 2706599.1919 | 1254184.2057
120 | 2706615.0645 | 1254179.4172
121 | 2706902.8968 | 1254639.4052
122 | 2706916.8819 | 1254640.4686
123 | 2706931.0772 | 1254641.5481
124 | 2706936.3308 | 1254615.1324
125 | 2706964.6117 | 1254654.6551
126 | 2706912.308 | 1254607.5147
127 | 2706868.0955 | 1254640.87
128 | 2706869.1036 | 1254629.1877
129 | 2706870.0247 | 1254618.513
130 | 2706870.8503 | 1254608.9454
131 | 2706848.004 | 1254607.7019
132 | 2706834.5228 | 1254595.2631
133 | 2706621.1579 | 1254199.1965
134 | 2706617.7254 | 1254205.2918
135 | 2706903.2982 | 1254666.0222
136 | 2706843.7222 | 1254639.5811
137 | 2706908.7617 | 1254790.8678

## line_std_types
| c_nf_per_km | r_ohm_per_km | x_ohm_per_km | max_i_ka | type | q_mm2 | alpha | voltage_rating
NAYY 4x50 SE | 210 | 0.642 | 0.083 | 0.142 | cs | 50 | 0.00403 | LV
NAYY 4x120 SE | 264 | 0.225 | 0.08 | 0.242 | cs | 120 | 0.00403 | LV
NAYY 4x150 SE | 261 | 0.208 | 0.08 | 0.27 | cs | 150 | 0.00403 | LV
NA2XS2Y 1x95 RM/25 12/20 kV | 216 | 0.313 | 0.132 | 0.252 | cs | 95 | 0.00403 | MV
NA2XS2Y 1x185 RM/25 12/20 kV | 273 | 0.161 | 0.117 | 0.362 | cs | 185 | 0.00403 | MV
NA2XS2Y 1x240 RM/25 12/20 kV | 304 | 0.122 | 0.112 | 0.421 | cs | 240 | 0.00403 | MV
NA2XS2Y 1x95 RM/25 6/10 kV | 315 | 0.313 | 0.123 | 0.249 | cs | 95 | 0.00403 | MV
NA2XS2Y 1x185 RM/25 6/10 kV | 406 | 0.161 | 0.11 | 0.358 | cs | 185 | 0.00403 | MV
NA2XS2Y 1x240 RM/25 6/10 kV | 456 | 0.122 | 0.105 | 0.416 | cs | 240 | 0.00403 | MV
NA2XS2Y 1x150 RM/25 12/20 kV | 250 | 0.206 | 0.116 | 0.319 | cs | 150 | 0.00403 | MV
NA2XS2Y 1x120 RM/25 12/20 kV | 230 | 0.253 | 0.119 | 0.283 | cs | 120 | 0.00403 | MV
NA2XS2Y 1x70 RM/25 12/20 kV | 190 | 0.443 | 0.132 | 0.22 | cs | 70 | 0.00403 | MV
NA2XS2Y 1x150 RM/25 6/10 kV | 360 | 0.206 | 0.11 | 0.315 | cs | 150 | 0.00403 | MV
NA2XS2Y 1x120 RM/25 6/10 kV | 340 | 0.253 | 0.113 | 0.28 | cs | 120 | 0.00403 | MV
NA2XS2Y 1x70 RM/25 6/10 kV | 280 | 0.443 | 0.123 | 0.217 | cs | 70 | 0.00403 | MV
N2XS(FL)2Y 1x120 RM/35 64/110 kV | 112 | 0.153 | 0.166 | 0.366 | cs | 120 | 0.00393 | HV
N2XS(FL)2Y 1x185 RM/35 64/110 kV | 125 | 0.099 | 0.156 | 0.457 | cs | 185 | 0.00393 | HV
N2XS(FL)2Y 1x240 RM/35 64/110 kV | 135 | 0.075 | 0.149 | 0.526 | cs | 240 | 0.00393 | HV
N2XS(FL)2Y 1x300 RM/35 64/110 kV | 144 | 0.06 | 0.144 | 0.588 | cs | 300 | 0.00393 | HV
15-AL1/3-ST1A 0.4 | 11 | 1.8769 | 0.35 | 0.105 | ol | 16 | 0.00403 | LV
24-AL1/4-ST1A 0.4 | 11.25 | 1.2012 | 0.335 | 0.14 | ol | 24 | 0.00403 | LV
48-AL1/8-ST1A 0.4 | 12.2 | 0.5939 | 0.3 | 0.21 | ol | 48 | 0.00403 | LV
94-AL1/15-ST1A 0.4 | 13.2 | 0.306 | 0.29 | 0.35 | ol | 94 | 0.00403 | LV
34-AL1/6-ST1A 10.0 | 9.7 | 0.8342 | 0.36 | 0.17 | ol | 34 | 0.00403 | MV
48-AL1/8-ST1A 10.0 | 10.1 | 0.5939 | 0.35 | 0.21 | ol | 48 | 0.00403 | MV
70-AL1/11-ST1A 10.0 | 10.4 | 0.4132 | 0.339 | 0.29 | ol | 70 | 0.00403 | MV
94-AL1/15-ST1A 10.0 | 10.75 | 0.306 | 0.33 | 0.35 | ol | 94 | 0.00403 | MV
122-AL1/20-ST1A 10.0 | 11.1 | 0.2376 | 0.323 | 0.41 | ol | 122 | 0.00403 | MV
149-AL1/24-ST1A 10.0 | 11.25 | 0.194 | 0.315 | 0.47 | ol | 149 | 0.00403 | MV
34-AL1/6-ST1A 20.0 | 9.15 | 0.8342 | 0.382 | 0.17 | ol | 34 | 0.00403 | MV
48-AL1/8-ST1A 20.0 | 9.5 | 0.5939 | 0.372 | 0.21 | ol | 48 | 0.00403 | MV
70-AL1/11-ST1A 20.0 | 9.7 | 0.4132 | 0.36 | 0.29 | ol | 70 | 0.00403 | MV
94-AL1/15-ST1A 20.0 | 10 | 0.306 | 0.35 | 0.35 | ol | 94 | 0.00403 | MV
122-AL1/20-ST1A 20.0 | 10.3 | 0.2376 | 0.344 | 0.41 | ol | 122 | 0.00403 | MV
149-AL1/24-ST1A 20.0 | 10.5 | 0.194 | 0.337 | 0.47 | ol | 149 | 0.00403 | MV
184-AL1/30-ST1A 20.0 | 10.75 | 0.1571 | 0.33 | 0.535 | ol | 184 | 0.00403 | MV
243-AL1/39-ST1A 20.0 | 11 | 0.1188 | 0.32 | 0.645 | ol | 243 | 0.00403 | MV
48-AL1/8-ST1A 110.0 | 8 | 0.5939 | 0.46 | 0.21 | ol | 48 | 0.00403 | HV
70-AL1/11-ST1A 110.0 | 8.4 | 0.4132 | 0.45 | 0.29 | ol | 70 | 0.00403 | HV
94-AL1/15-ST1A 110.0 | 8.65 | 0.306 | 0.44 | 0.35 | ol | 94 | 0.00403 | HV
122-AL1/20-ST1A 110.0 | 8.5 | 0.2376 | 0.43 | 0.41 | ol | 122 | 0.00403 | HV
149-AL1/24-ST1A 110.0 | 8.75 | 0.194 | 0.41 | 0.47 | ol | 149 | 0.00403 | HV
184-AL1/30-ST1A 110.0 | 8.8 | 0.1571 | 0.4 | 0.535 | ol | 184 | 0.00403 | HV
243-AL1/39-ST1A 110.0 | 9 | 0.1188 | 0.39 | 0.645 | ol | 243 | 0.00403 | HV
305-AL1/39-ST1A 110.0 | 9.2 | 0.0949 | 0.38 | 0.74 | ol | 305 | 0.00403 | HV
490-AL1/64-ST1A 110.0 | 9.75 | 0.059 | 0.37 | 0.96 | ol | 490 | 0.00403 | HV
679-AL1/86-ST1A 110.0 | 9.95 | 0.042 | 0.36 | 1.15 | ol | 679 | 0.00403 | HV
490-AL1/64-ST1A 220.0 | 10 | 0.059 | 0.285 | 0.96 | ol | 490 | 0.00403 | HV
679-AL1/86-ST1A 220.0 | 11.7 | 0.042 | 0.275 | 1.15 | ol | 679 | 0.00403 | HV
490-AL1/64-ST1A 380.0 | 11 | 0.059 | 0.253 | 0.96 | ol | 490 | 0.00403 | HV
679-AL1/86-ST1A 380.0 | 14.6 | 0.042 | 0.25 | 1.15 | ol | 679 | 0.00403 | HV

## trafo_std_types
| i0_percent | pfe_kw | vkr_percent | sn_mva | vn_lv_kv | vn_hv_kv | vk_percent | shift_degree | vector_group | tap_side | tap_neutral | tap_min | tap_max | tap_step_degree | tap_step_percent | tap_phase_shifter
160 MVA 380/110 kV | 0.06 | 60 | 0.25 | 160 | 110 | 380 | 12.2 | 0 | Yy0 | hv | 0 | -9 | 9 | 0 | 1.5 | FALSE
100 MVA 220/110 kV | 0.06 | 55 | 0.26 | 100 | 110 | 220 | 12 | 0 | Yy0 | hv | 0 | -9 | 9 | 0 | 1.5 | FALSE
63 MVA 110/20 kV | 0.04 | 22 | 0.32 | 63 | 20 | 110 | 18 | 150 | YNd5 | hv | 0 | -9 | 9 | 0 | 1.5 | FALSE
40 MVA 110/20 kV | 0.05 | 18 | 0.34 | 40 | 20 | 110 | 16.2 | 150 | YNd5 | hv | 0 | -9 | 9 | 0 | 1.5 | FALSE
25 MVA 110/20 kV | 0.07 | 14 | 0.41 | 25 | 20 | 110 | 12 | 150 | YNd5 | hv | 0 | -9 | 9 | 0 | 1.5 | FALSE
63 MVA 110/10 kV | 0.04 | 22 | 0.32 | 63 | 10 | 110 | 18 | 150 | YNd5 | hv | 0 | -9 | 9 | 0 | 1.5 | FALSE
40 MVA 110/10 kV | 0.05 | 18 | 0.34 | 40 | 10 | 110 | 16.2 | 150 | YNd5 | hv | 0 | -9 | 9 | 0 | 1.5 | FALSE
25 MVA 110/10 kV | 0.07 | 14 | 0.41 | 25 | 10 | 110 | 12 | 150 | YNd5 | hv | 0 | -9 | 9 | 0 | 1.5 | FALSE
0.25 MVA 20/0.4 kV | 0.32 | 0.8 | 1.44 | 0.25 | 0.4 | 20 | 6 | 150 | Yzn5 | hv | 0 | -2 | 2 | 0 | 2.5 | FALSE
0.4 MVA 20/0.4 kV | 0.3375 | 1.35 | 1.425 | 0.4 | 0.4 | 20 | 6 | 150 | Dyn5 | hv | 0 | -2 | 2 | 0 | 2.5 | FALSE
0.63 MVA 20/0.4 kV | 0.2619 | 1.65 | 1.206 | 0.63 | 0.4 | 20 | 6 | 150 | Dyn5 | hv | 0 | -2 | 2 | 0 | 2.5 | FALSE
0.25 MVA 10/0.4 kV | 0.24 | 0.6 | 1.2 | 0.25 | 0.4 | 10 | 4 | 150 | Dyn5 | hv | 0 | -2 | 2 | 0 | 2.5 | FALSE
0.4 MVA 10/0.4 kV | 0.2375 | 0.95 | 1.325 | 0.4 | 0.4 | 10 | 4 | 150 | Dyn5 | hv | 0 | -2 | 2 | 0 | 2.5 | FALSE
0.63 MVA 10/0.4 kV | 0.1873 | 1.18 | 1.0794 | 0.63 | 0.4 | 10 | 4 | 150 | Dyn5 | hv | 0 | -2 | 2 | 0 | 2.5 | FALSE

## trafo3w_std_types
| sn_hv_mva | sn_mv_mva | sn_lv_mva | vn_hv_kv | vn_mv_kv | vn_lv_kv | vk_hv_percent | vk_mv_percent | vk_lv_percent | vkr_hv_percent | vkr_mv_percent | vkr_lv_percent | pfe_kw | i0_percent | shift_mv_degree | shift_lv_degree | vector_group | tap_side | tap_neutral | tap_min | tap_max | tap_step_percent
63/25/38 MVA 110/20/10 kV | 63 | 25 | 38 | 110 | 20 | 10 | 10.4 | 10.4 | 10.4 | 0.28 | 0.32 | 0.35 | 35 | 0.89 | 0 | 0 | YN0yn0yn0 | hv | 0 | -10 | 10 | 1.2
63/25/38 MVA 110/10/10 kV | 63 | 25 | 38 | 110 | 10 | 10 | 10.4 | 10.4 | 10.4 | 0.28 | 0.32 | 0.35 | 35 | 0.89 | 0 | 0 | YN0yn0yn0 | hv | 0 | -10 | 10 | 1.2

## fuse_std_types
| fuse_type | i_rated_a | t_avg | t_min | t_total | x_avg | x_min | x_total
HV 100A | HV 100A | 100 | 0 | [10.0, 3.64, 0.854, 0.281, 0.1, 0.0531, 0.022, 0.01] | [10.0, 4.267, 1.21, 0.403, 0.1, 0.058, 0.022, 0.01] | 0 | [300.0, 350.0, 450.0, 550.0, 700.0, 850.0, 1200.0, 1752.0] | [600.0, 700.0, 900.0, 1150.0, 1665.0, 2000.0, 3000.0, 4313.0]
HV 10A | HV 10A | 10 | 0 | [10.0, 1675.0, 0.344, 0.156, 0.1, 0.0417, 0.0171, 0.01] | [10.0, 1.3, 0.3, 0.155, 0.1, 0.0555, 0.023, 0.01] | 0 | [30.0, 32.0, 35.0, 37.0, 39.0, 50.0, 70.0, 88.0] | [60.0, 70.0, 80.0, 87.0, 94.0, 110.0, 150.0, 216.0]
HV 125A | HV 125A | 125 | 0 | [10.0, 1.82, 0.344, 0.1, 0.0467, 0.0269, 0.01] | [10.0, 2.478, 0.426, 0.1, 0.0427, 0.0211, 0.01] | 0 | [375.0, 500.0, 700.0, 925.0, 1200.0, 1500.0, 2341.0] | [750.0, 1000.0, 1500.0, 2200.0, 3000.0, 4000.0, 5765.0]
HV 160A | HV 160A | 160 | 0 | [10.0, 4.15, 1.03, 0.198, 0.1, 0.051, 0.0172, 0.01] | [10.0, 2.3, 0.734, 0.274, 0.1, 0.046, 0.0177, 0.01] | 0 | [480.0, 550.0, 700.0, 1000.0, 1260.0, 1600.0, 2500.0, 3227.0] | [960.0, 1300.0, 1700.0, 2200.0, 2996.0, 4000.0, 6000.0, 7946.0]
HV 16A | HV 16A | 16 | 0 | [10.0, 0.352, 0.164, 0.1, 0.0649, 0.0342, 0.01] | [10.0, 2.34, 0.722, 0.181, 0.1, 0.055, 0.0296, 0.01] | 0 | [48.0, 60.0, 65.0, 71.0, 80.0, 100.0, 162.0] | [96.0, 110.0, 125.0, 150.0, 168.0, 200.0, 250.0, 398.0]
HV 200A | HV 200A | 200 | 0 | [10.0, 4.267, 1.21, 0.403, 0.1, 0.058, 0.022, 0.01] | [10.0, 3.73, 1.654, 0.328, 0.1, 0.0531, 0.019, 0.01] | 0 | [600.0, 700.0, 900.0, 1150.0, 1665.0, 2000.0, 3000.0, 4313.0] | [1200.0, 1500.0, 1800.0, 2700.0, 3960.0, 5000.0, 7500.0, 10620.0]
HV 20A | HV 20A | 20 | 0 | [10.0, 1.3, 0.3, 0.155, 0.1, 0.0555, 0.023, 0.01] | [10.0, 1.3, 0.161, 0.1, 0.0611, 0.0399, 0.0141, 0.01] | 0 | [60.0, 70.0, 80.0, 87.0, 94.0, 110.0, 150.0, 216.0] | [120.0, 150.0, 200.0, 223.0, 260.0, 300.0, 450.0, 532.0]
HV 25A | HV 25A | 25 | 0 | [10.0, 2.512, 0.833, 0.299, 0.1, 0.0372, 0.0223, 0.01] | [10.0, 3.125, 0.597, 0.198, 0.1, 0.0378, 0.022, 0.01] | 0 | [75.0, 82.0, 90.0, 100.0, 124.0, 170.0, 200.0, 289.0] | [150.0, 170.0, 210.0, 250.0, 294.0, 400.0, 500.0, 711.0]
HV 31.5A | HV 31.5A | 31.5 | 0 | [10.0, 2.34, 0.722, 0.181, 0.1, 0.055, 0.0296, 0.01] | [10.0, 2.84, 0.368, 0.164, 0.1, 0.0621, 0.0378, 0.0195, 0.01] | 0 | [95.0, 110.0, 125.0, 150.0, 165.0, 200.0, 250.0, 390.0] | [189.0, 220.0, 300.0, 350.0, 393.0, 450.0, 530.0, 700.0, 960.0]
HV 40A | HV 40A | 40 | 0 | [10.0, 1.3, 0.161, 0.1, 0.0611, 0.0399, 0.0141, 0.01] | [10.0, 2.05, 0.369, 0.198, 0.1, 0.051, 0.0298, 0.01] | 0 | [120.0, 150.0, 200.0, 223.0, 260.0, 300.0, 450.0, 532.0] | [240.0, 300.0, 400.0, 450.0, 530.0, 650.0, 800.0, 1311.0]
HV 50A | HV 50A | 50 | 0 | [10.0, 3.215, 0.597, 0.198, 0.1, 0.0378, 0.022, 0.01] | [10.0, 3.64, 0.854, 0.281, 0.1, 0.0531, 0.022, 0.01] | 0 | [150.0, 170.0, 210.0, 250.0, 294.0, 400.0, 500.0, 711.0] | [300.0, 350.0, 450.0, 550.0, 700.0, 850.0, 1200.0, 1752.0]
HV 6.3A | HV 6.3A | 6.3 | 0 | [10.0, 1.39, 0.344, 0.168, 0.1, 0.056, 0.0263, 0.01] | [10.0, 1.711, 0.516, 0.198, 0.1, 0.0634, 0.0303, 0.01] | 0 | [19.0, 19.5, 20.4, 20.8, 22.0, 25.0, 32.0, 48.0] | [38.0, 40.0, 43.0, 48.0, 53.0, 60.0, 75.0, 118.0]
HV 63A | HV 63A | 63 | 0 | [10.0, 2.84, 0.368, 0.164, 0.1, 0.0621, 0.0378, 0.0195, 0.01] | [10.0, 1.82, 0.344, 0.1, 0.0467, 0.0269, 0.01] | 0 | [189.0, 220.0, 300.0, 350.0, 393.0, 450.0, 530.0, 700.0, 961.0] | [378.0, 500.0, 700.0, 934.0, 1200.0, 1500.0, 2366.0]
HV 80A | HV 80A | 80 | 0 | [10.0, 2.05, 0.369, 0.198, 0.1, 0.051, 0.0298, 0.01] | [10.0, 4.15, 1.03, 0.198, 0.1, 0.051, 0.0172, 0.01] | 0 | [240.0, 300.0, 400.0, 450.0, 530.0, 650.0, 800.0, 1311.0] | [480.0, 550.0, 700.0, 1000.0, 1260.0, 1600.0, 2500.0, 3227.0]
Siemens NH-1-100 | Siemens NH-1-100 | 100 | [5400.0, 2000.0, 400.0, 20.0, 1.0, 0.2, 0.012, 0.004] | 0 | 0 | [150.0, 190.0, 250.0, 430.0, 900.0, 1250.0, 2700.0, 3600.0] | 0 | 0
Siemens NH-1-125 | Siemens NH-1-125 | 125 | [4800.0, 120.0, 7.0, 0.1, 0.004] | 0 | 0 | [180.0, 400.0, 740.0, 2000.0, 4250.0] | 0 | 0
Siemens NH-1-16 | Siemens NH-1-16 | 16 | [4000.0, 400.0, 2.0, 0.1, 0.04, 0.01] | 0 | 0 | [26.0, 35.0, 75.0, 150.0, 200.0, 300.0] | 0 | 0
Siemens NH-1-160 | Siemens NH-1-160 | 160 | [4800.0, 120.0, 7.0, 0.1, 0.004] | 0 | 0 | [210.0, 500.0, 900.0, 2300.0, 5000.0] | 0 | 0
Siemens NH-1-25 | Siemens NH-1-25 | 25 | [4000.0, 1000.0, 10.0, 0.2, 0.02, 0.01] | 0 | 0 | [40.0, 50.0, 100.0, 210.0, 400.0, 500.0] | 0 | 0
Siemens NH-1-50 | Siemens NH-1-50 | 50 | [4000.0, 40.0, 4.0, 1.0, 0.02, 0.01] | 0 | 0 | [86.0, 200.0, 300.0, 400.0, 1000.0, 1280.0] | 0 | 0
Siemens NH-1-63 | Siemens NH-1-63 | 63 | [4000.0, 100.0, 10.0, 2.0, 0.04, 0.01] | 0 | 0 | [100.0, 200.0, 300.0, 400.0, 1000.0, 1500.0] | 0 | 0
Siemens NH-1-80 | Siemens NH-1-80 | 80 | [4800.0, 120.0, 7.0, 0.1, 0.01] | 0 | 0 | [150.58, 250.0, 450.0, 1150.0, 2470.0] | 0 | 0
Siemens NH-2-1000 | Siemens NH-2-1000 | 1000 | [4800.0, 120.0, 7.0, 0.1, 0.004] | 0 | 0 | [1900.0, 3500.0, 8400.0, 24000.0, 52000.0] | 0 | 0
Siemens NH-2-200 | Siemens NH-2-200 | 200 | [4800.0, 120.0, 7.0, 0.1, 0.004] | 0 | 0 | [280.0, 650.0, 1200.0, 3000.0, 7000.0] | 0 | 0
Siemens NH-2-224 | Siemens NH-2-224 | 224 | [4800.0, 120.0, 7.0, 0.2, 0.04, 0.004] | 0 | 0 | [400.0, 750.0, 1453.0, 3025.0, 4315.0, 7600.0] | 0 | 0
Siemens NH-2-250 | Siemens NH-2-250 | 250 | [4800.0, 120.0, 7.0, 0.1, 0.004] | 0 | 0 | [450.0, 800.0, 1650.0, 4000.0, 8500.0] | 0 | 0
Siemens NH-2-315 | Siemens NH-2-315 | 315 | [4800.0, 120.0, 7.0, 0.1, 0.004] | 0 | 0 | [550.0, 920.0, 1900.0, 5000.0, 11000.0] | 0 | 0
Siemens NH-2-355 | Siemens NH-2-355 | 355 | [4800.0, 120.0, 6.0, 0.1, 0.004] | 0 | 0 | [650.0, 1116.27, 2350.0, 5840.0, 12790.0] | 0 | 0
Siemens NH-2-400 | Siemens NH-2-400 | 400 | [4800.0, 120.0, 7.0, 0.1, 0.004] | 0 | 0 | [720.0, 1350.0, 2800.0, 6500.0, 15000.0] | 0 | 0
Siemens NH-2-425 | Siemens NH-2-425 | 425 | [4800.0, 120.0, 7.0, 0.1, 0.004] | 0 | 0 | [850.0, 1500.0, 3050.0, 7500.0, 16500.0] | 0 | 0
Siemens NH-2-630 | Siemens NH-2-630 | 630 | [4800.0, 120.0, 7.0, 0.1, 0.004] | 0 | 0 | [1200.0, 2000.0, 4800.0, 12000.0, 26000.0] | 0 | 0

## res_bus
| vm_pu | va_degree | p_mw | q_mvar
0 | 0.99722 | -0.053409 | 0.014464 | 0.003625
1 | 0.99682 | -0.06114 | 0.011932 | 0.0029906
2 | 0.9981 | -0.036554 | 0.01334 | 0.0033433
3 | 0.99855 | -0.027812 | 0 | 0
4 | 0.99821 | -0.034463 | 0 | 0
5 | 0.99997 | -0.0006413 | 0.013952 | 0.0034967
6 | 0.99799 | -0.0387 | 0.011232 | 0.002815
7 | 0.97208 | -0.53881 | 0 | 0
8 | 0.97111 | -0.55806 | 0.012532 | 0.0031407
9 | 0.97293 | -0.5221 | 0.010775 | 0.0027005
10 | 1 | 0 | -0.4666 | -0.11941
11 | 0.97895 | -0.40393 | 0.0012345 | 0.00030939
12 | 0.97971 | -0.38895 | 0.0010522 | 0.00026371
13 | 0.97842 | -0.4143 | 0 | 0
14 | 0.98018 | -0.37994 | 0.0026544 | 0.00066525
15 | 0.97793 | -0.42384 | 0.0028202 | 0.00070681
16 | 0.97805 | -0.42152 | 0.0026529 | 0.00066489
17 | 0.98059 | -0.37186 | 0.0011846 | 0.00029688
18 | 0.97702 | -0.44156 | 0.0063335 | 0.0015873
19 | 0.97762 | -0.4301 | 0 | 0
20 | 0.98132 | -0.35774 | 0 | 0
21 | 0.97694 | -0.44322 | 0.010779 | 0.0027015
22 | 0.97741 | -0.43422 | 0.0036034 | 0.00090309
23 | 0.97746 | -0.4331 | 0 | 0
24 | 0.97793 | -0.42405 | 0.0016041 | 0.00040203
25 | 0.97778 | -0.42713 | 0.0016353 | 0.00040986
26 | 0.9781 | -0.42076 | 0 | 0
27 | 0.97771 | -0.42837 | 0 | 0
28 | 0.97826 | -0.41762 | 0.0017782 | 0.00044566
29 | 0.97755 | -0.43161 | 0.0013839 | 0.00034683
30 | 0.97834 | -0.41598 | 0.0010462 | 0.0002622
31 | 0.97748 | -0.43297 | 0.0016033 | 0.00040182
32 | 0.97848 | -0.41324 | 0 | 0
33 | 0.97523 | -0.47681 | 0.0085964 | 0.0021545
34 | 0.97448 | -0.49144 | 0.011278 | 0.0028266
35 | 0.97394 | -0.50222 | 0.00054169 | 0.00013576
36 | 0.97746 | -0.43343 | 0 | 0
37 | 0.97745 | -0.4336 | 0.00139 | 0.00034836
38 | 0.97996 | -0.38454 | 0.0038926 | 0.00097559
39 | 0.97774 | -0.42811 | 0.010742 | 0.0026921
40 | 0.98035 | -0.37683 | 0 | 0
41 | 0.97742 | -0.43438 | 0 | 0
42 | 0.98202 | -0.34437 | 0.0049513 | 0.0012409
43 | 0.97984 | -0.38681 | 0 | 0
44 | 0.97735 | -0.43568 | 0 | 0
45 | 0.97729 | -0.4368 | 0 | 0
46 | 0.97707 | -0.44115 | 0 | 0
47 | 0.98268 | -0.33145 | 0 | 0
48 | 0.98239 | -0.33707 | 0 | 0
49 | 0.98251 | -0.33474 | 0 | 0
50 | 0.98221 | -0.34056 | 0.0041546 | 0.0010412
51 | 0.97881 | -0.40704 | 0.0027103 | 0.00067926
52 | 0.97711 | -0.44036 | 0.0080852 | 0.0020263
53 | 0.97719 | -0.43883 | 0.0080826 | 0.0020257
54 | 0.97662 | -0.44998 | 0 | 0
55 | 0.97701 | -0.44231 | 0.001732 | 0.00043409
56 | 0.98309 | -0.32358 | 0.006972 | 0.0017474
57 | 0.98244 | -0.33623 | 0.0029162 | 0.00073088
58 | 0.98213 | -0.34225 | 0.00509 | 0.0012757
59 | 0.97832 | -0.41667 | 0.0037066 | 0.00092897
60 | 0.99585 | -0.078288 | 0.0093359 | 0.0023398
61 | 0.99302 | -0.1321 | 0.014355 | 0.0035976
62 | 0.9891 | -0.20718 | 0 | 0
63 | 0.98009 | -0.38182 | 0.0013838 | 0.00034681
64 | 0.98037 | -0.37629 | 0.0018713 | 0.000469
65 | 0.97979 | -0.38756 | 0.0018922 | 0.00047422
66 | 0.97929 | -0.39744 | 0 | 0
67 | 0.98241 | -0.33647 | 0 | 0
68 | 0.97899 | -0.40328 | 0.0013176 | 0.00033022
69 | 0.97926 | -0.39793 | 0.0015193 | 0.00038078
70 | 0.98328 | -0.31952 | 0.0030633 | 0.00076774
71 | 0.98238 | -0.33699 | 0.001409 | 0.00035312
72 | 0.97892 | -0.40472 | 0.0010439 | 0.00026162
73 | 0.97919 | -0.39931 | 0.0011004 | 0.00027579
74 | 0.9708 | -0.56418 | 0.0023057 | 0.00057787
75 | 0.97828 | -0.41732 | 0.0014631 | 0.00036668
76 | 0.97833 | -0.41628 | 0.0013926 | 0.00034901
77 | 0.97826 | -0.41773 | 0.0015348 | 0.00038465
78 | 0.97836 | -0.41563 | 0.0014958 | 0.00037489
79 | 0.98292 | -0.32663 | 0.0072381 | 0.001814
80 | 0.98314 | -0.32238 | 0.0029415 | 0.00073721
81 | 0.98278 | -0.32944 | 0.0030964 | 0.00077602
82 | 0.98356 | -0.31427 | 0.006429 | 0.0016113
83 | 0.98263 | -0.33231 | 0.0075405 | 0.0018898
84 | 0.98413 | -0.3031 | 0 | 0
85 | 0.98455 | -0.29495 | 0.0012463 | 0.00031234
86 | 0.9889 | -0.21105 | 0.0019022 | 0.00047674
87 | 0.98738 | -0.2403 | 0.014136 | 0.0035428
88 | 0.98691 | -0.24945 | 0.0064044 | 0.0016051
89 | 0.98861 | -0.21656 | 0.0015941 | 0.00039951
90 | 0.98414 | -0.30306 | 0 | 0
91 | 0.98823 | -0.22392 | 0.0018497 | 0.00046359
92 | 0.98286 | -0.32801 | 0.0054582 | 0.001368
93 | 0.98708 | -0.24604 | 0.0024151 | 0.00060528
94 | 0.98227 | -0.33953 | 0 | 0
95 | 0.98279 | -0.3294 | 0.0022153 | 0.00055521
96 | 0.98164 | -0.35195 | 0 | 0
97 | 0.98174 | -0.35005 | 0.018959 | 0.0047517
98 | 0.98278 | -0.32957 | 0.0026604 | 0.00066675
99 | 0.9707 | -0.56622 | 0 | 0
100 | 0.97739 | -0.43457 | 0.0018454 | 0.00046251
101 | 0.97736 | -0.43519 | 0 | 0
102 | 0.97577 | -0.46687 | 0.00057503 | 0.00014412
103 | 0.97562 | -0.46979 | 0.00036621 | 9.178e-05
104 | 0.9772 | -0.43818 | 0.0064298 | 0.0016114
105 | 0.97919 | -0.39941 | 0.0013887 | 0.00034803
106 | 0.98591 | -0.26871 | 0.0021263 | 0.00053291
107 | 0.97049 | -0.5702 | 0.0012888 | 0.000323
108 | 0.97054 | -0.56934 | 0.0010648 | 0.00026686
109 | 0.97062 | -0.56772 | 0 | 0
110 | 0.97056 | -0.56898 | 0.012313 | 0.0030858
111 | 0.98099 | -0.36471 | 0.0057831 | 0.0014494
112 | 0.97656 | -0.45118 | 0 | 0
113 | 0.97657 | -0.45106 | 0.0022289 | 0.00055862
114 | 0.97698 | -0.44297 | 0.0028839 | 0.00072276
115 | 0.97557 | -0.47065 | 0 | 0
116 | 0.97553 | -0.47152 | 0.001167 | 0.00029248
117 | 0.98092 | -0.36612 | 0.0081919 | 0.0020531
118 | 0.97142 | -0.55235 | 0.0043699 | 0.0010952
119 | 0.97153 | -0.55027 | 0.0024422 | 0.00061208
120 | 0.97163 | -0.54818 | 0 | 0
121 | 0.97635 | -0.45539 | 0.0016779 | 0.00042053
122 | 0.97637 | -0.45496 | 0.0018511 | 0.00046394
123 | 0.97642 | -0.45404 | 0 | 0
124 | 0.97633 | -0.45574 | 0 | 0
125 | 0.9762 | -0.45829 | 0.0091558 | 0.0022946
126 | 0.97624 | -0.45762 | 0.0033866 | 0.00084876
127 | 0.97802 | -0.42241 | 0.0024997 | 0.00062648
128 | 0.97763 | -0.43005 | 0.0024657 | 0.00061797
129 | 0.9773 | -0.43656 | 0.0026187 | 0.00065631
130 | 0.97703 | -0.44193 | 0.0067378 | 0.0016887
131 | 0.97652 | -0.45194 | 0.0067076 | 0.0016811
132 | 0.97613 | -0.45954 | 0.006848 | 0.0017163
133 | 0.97177 | -0.54558 | 0.00064091 | 0.00016063
134 | 0.97182 | -0.54453 | 0.002905 | 0.00072806
135 | 0.97655 | -0.45145 | 0.0018648 | 0.00046735
136 | 0.98196 | -0.34546 | 0.0065403 | 0.0016392
137 | 0.99998 | 149.9956 | 0 | 0

## res_line
| p_from_mw | q_from_mvar | p_to_mw | q_to_mvar | pl_mw | ql_mvar | i_from_ka | i_to_ka | i_ka | vm_from_pu | va_from_degree | vm_to_pu | va_to_degree | loading_percent
0 | 0.011937 | 0.0029929 | -0.011932 | -0.0029906 | 4.3962e-06 | 2.3317e-06 | 0.017812 | 0.017812 | 0.017812 | 0.99722 | -0.053409 | 0.99682 | -0.06114 | 4.8935
1 | -0.026401 | -0.0066179 | 0.026422 | 0.006631 | 2.122e-05 | 1.3105e-05 | 0.039395 | 0.039395 | 0.039395 | 0.99722 | -0.053409 | 0.9981 | -0.036554 | 10.8227
2 | -0.039762 | -0.0099743 | 0.039779 | 0.0099848 | 1.6578e-05 | 1.0445e-05 | 0.059282 | 0.059282 | 0.059282 | 0.9981 | -0.036554 | 0.99855 | -0.027812 | 16.2864
3 | 0.011238 | 0.0028181 | -0.011234 | -0.0028162 | 3.5611e-06 | 1.8364e-06 | 0.016747 | 0.016747 | 0.016747 | 0.99855 | -0.027812 | 0.99821 | -0.034463 | 4.6009
4 | -0.051017 | -0.012803 | 0.051083 | 0.012845 | 6.6195e-05 | 4.1965e-05 | 0.07603 | 0.076029 | 0.07603 | 0.99855 | -0.027812 | 0.99997 | -0.0006413 | 20.8872
5 | 0.011234 | 0.0028162 | -0.011232 | -0.002815 | 2.2678e-06 | 1.1696e-06 | 0.016747 | 0.016747 | 0.016747 | 0.99821 | -0.034463 | 0.99799 | -0.0387 | 4.6009
6 | -0.065035 | -0.016341 | 0.065037 | 0.016343 | 1.9909e-06 | 1.2667e-06 | 0.096791 | 0.096791 | 0.096791 | 0.99997 | -0.0006413 | 1 | 0 | 26.5909
7 | 0.029539 | 0.0074147 | -0.029512 | -0.0073978 | 2.7101e-05 | 1.6907e-05 | 0.045221 | 0.045221 | 0.045221 | 0.97208 | -0.53881 | 0.97111 | -0.55806 | 12.4234
8 | -0.029539 | -0.0074147 | 0.029563 | 0.0074294 | 2.3564e-05 | 1.47e-05 | 0.045221 | 0.045221 | 0.045221 | 0.97208 | -0.53881 | 0.97293 | -0.5221 | 12.4234
9 | 0.01698 | 0.0042571 | -0.016975 | -0.0042542 | 4.9486e-06 | 2.926e-06 | 0.026019 | 0.026019 | 0.026019 | 0.97111 | -0.55806 | 0.9708 | -0.56418 | 7.1482
10 | -0.040337 | -0.01013 | 0.040376 | 0.010154 | 3.8306e-05 | 2.4182e-05 | 0.0617 | 0.0617 | 0.0617 | 0.97293 | -0.5221 | 0.97394 | -0.50222 | 16.9507
11 | 0.39991 | 0.10307 | -0.39839 | -0.1021 | 0.0015181 | 0.00097025 | 0.59609 | 0.59609 | 0.59609 | 1 | 0 | 0.99585 | -0.078288 | 54.5869
12 | -0.098931 | -0.02494 | 0.099002 | 0.024984 | 7.0985e-05 | 4.4483e-05 | 0.15043 | 0.15043 | 0.15043 | 0.97895 | -0.40393 | 0.97971 | -0.38895 | 13.7755
13 | 0.097696 | 0.024631 | -0.097648 | -0.0246 | 4.8458e-05 | 3.0351e-05 | 0.14855 | 0.14855 | 0.14855 | 0.97895 | -0.40393 | 0.97842 | -0.4143 | 13.6037
14 | -0.10005 | -0.025248 | 0.1001 | 0.025275 | 4.3203e-05 | 2.7085e-05 | 0.15203 | 0.15203 | 0.15203 | 0.97971 | -0.38895 | 0.98018 | -0.37994 | 13.9218
15 | 0.080989 | 0.020433 | -0.080952 | -0.02041 | 3.6963e-05 | 2.2923e-05 | 0.12322 | 0.12322 | 0.12322 | 0.97842 | -0.4143 | 0.97793 | -0.42384 | 11.2839
16 | 0.016659 | 0.0041676 | -0.016653 | -0.0041642 | 5.7194e-06 | 3.362e-06 | 0.025333 | 0.025333 | 0.025333 | 0.97842 | -0.4143 | 0.97805 | -0.42152 | 6.9595
17 | -0.10275 | -0.02594 | 0.10279 | 0.025965 | 3.9786e-05 | 2.4969e-05 | 0.15606 | 0.15606 | 0.15606 | 0.98018 | -0.37994 | 0.98059 | -0.37186 | 14.2908
18 | 0.078132 | 0.019703 | -0.078066 | -0.019662 | 6.6197e-05 | 4.0958e-05 | 0.11893 | 0.11893 | 0.11893 | 0.97793 | -0.42384 | 0.97702 | -0.44156 | 10.891
19 | 0.014 | 0.0034993 | -0.013994 | -0.0034961 | 5.704e-06 | 3.2299e-06 | 0.021296 | 0.021297 | 0.021297 | 0.97805 | -0.42152 | 0.97762 | -0.4301 | 5.8507
20 | -0.10398 | -0.026262 | 0.10405 | 0.026307 | 7.0399e-05 | 4.42e-05 | 0.15785 | 0.15785 | 0.15785 | 0.98059 | -0.37186 | 0.98132 | -0.35774 | 14.4554
21 | 0.071732 | 0.018075 | -0.071726 | -0.018071 | 5.7067e-06 | 3.5884e-06 | 0.10928 | 0.10928 | 0.10928 | 0.97702 | -0.44156 | 0.97694 | -0.44322 | 15.0115
22 | 0.010036 | 0.0025159 | -0.010034 | -0.0025149 | 1.9703e-06 | 9.7877e-07 | 0.015276 | 0.015276 | 0.015276 | 0.97762 | -0.4301 | 0.97741 | -0.43422 | 4.1968
23 | 0.003958 | 0.00098021 | -0.0039575 | -0.00098036 | 5.6091e-07 | -1.5838e-07 | 0.0060203 | 0.0060205 | 0.0060205 | 0.97762 | -0.4301 | 0.97746 | -0.4331 | 1.654
24 | -0.13196 | -0.033324 | 0.1321 | 0.033409 | 0.00013464 | 8.5148e-05 | 0.20019 | 0.20019 | 0.20019 | 0.98132 | -0.35774 | 0.98241 | -0.33647 | 18.3322
25 | 0.027914 | 0.0070175 | -0.027889 | -0.0070022 | 2.47e-05 | 1.5344e-05 | 0.042335 | 0.042336 | 0.042336 | 0.98132 | -0.35774 | 0.98037 | -0.37629 | 11.6306
26 | 0.060947 | 0.01537 | -0.06085 | -0.015307 | 9.7828e-05 | 6.2232e-05 | 0.092866 | 0.092866 | 0.092866 | 0.97694 | -0.44322 | 0.97523 | -0.47681 | 25.5126
27 | 0.006431 | 0.0016118 | -0.0064298 | -0.0016114 | 1.214e-06 | 3.5378e-07 | 0.0097906 | 0.0097908 | 0.0097908 | 0.97741 | -0.43422 | 0.9772 | -0.43818 | 2.6898
28 | 0.0039575 | 0.00098036 | -0.0039572 | -0.00098044 | 2.7523e-07 | -7.7645e-08 | 0.0060205 | 0.0060205 | 0.0060205 | 0.97746 | -0.4331 | 0.97739 | -0.43457 | 1.654
29 | 0.0060145 | 0.0015065 | -0.0060136 | -0.0015063 | 8.8104e-07 | 2.1194e-07 | 0.0091513 | 0.0091515 | 0.0091515 | 0.97793 | -0.42405 | 0.97778 | -0.42713 | 2.5141
30 | -0.0076187 | -0.0019085 | 0.0076199 | 0.001909 | 1.1945e-06 | 4.6701e-07 | 0.011592 | 0.011592 | 0.011592 | 0.97793 | -0.42405 | 0.9781 | -0.42076 | 3.1847
31 | 0.0043783 | 0.0010964 | -0.004378 | -0.0010965 | 2.5819e-07 | -2.9277e-08 | 0.0066627 | 0.0066628 | 0.0066628 | 0.97778 | -0.42713 | 0.97771 | -0.42837 | 1.8304
32 | -0.0076199 | -0.001909 | 0.007621 | 0.0019094 | 1.1414e-06 | 4.4616e-07 | 0.011592 | 0.011592 | 0.011592 | 0.9781 | -0.42076 | 0.97826 | -0.41762 | 3.1846
33 | 0.004378 | 0.0010965 | -0.0043774 | -0.0010965 | 6.7594e-07 | -7.6509e-08 | 0.0066628 | 0.006663 | 0.006663 | 0.97771 | -0.42837 | 0.97755 | -0.43161 | 1.8305
34 | -0.0093992 | -0.0023551 | 0.0093999 | 0.0023555 | 7.3275e-07 | 3.4893e-07 | 0.014297 | 0.014297 | 0.014297 | 0.97826 | -0.41762 | 0.97834 | -0.41598 | 3.9277
35 | 0.0029935 | 0.00074971 | -0.0029933 | -0.0007499 | 1.9324e-07 | -1.8746e-07 | 0.0045565 | 0.0045566 | 0.0045566 | 0.97755 | -0.43161 | 0.97748 | -0.43297 | 1.2518
36 | -0.010446 | -0.0026177 | 0.010448 | 0.0026184 | 1.3637e-06 | 6.9182e-07 | 0.015888 | 0.015888 | 0.015888 | 0.97834 | -0.41598 | 0.97848 | -0.41324 | 4.3648
37 | 0.00139 | 0.00034808 | -0.00139 | -0.00034829 | 3.0855e-08 | -2.106e-07 | 0.0021159 | 0.002116 | 0.002116 | 0.97748 | -0.43297 | 0.97746 | -0.43343 | 0.58132
38 | -0.016335 | -0.0040934 | 0.016341 | 0.0040973 | 6.6336e-06 | 3.8853e-06 | 0.024841 | 0.024841 | 0.024841 | 0.97848 | -0.41324 | 0.97892 | -0.40472 | 6.8244
39 | 0.0058872 | 0.0014751 | -0.0058865 | -0.0014749 | 6.6902e-07 | 1.4863e-07 | 0.0089528 | 0.0089529 | 0.0089529 | 0.97848 | -0.41324 | 0.97836 | -0.41563 | 2.4596
40 | 0.052253 | 0.013153 | -0.052217 | -0.01313 | 3.65e-05 | 2.3169e-05 | 0.079749 | 0.079749 | 0.079749 | 0.97523 | -0.47681 | 0.97448 | -0.49144 | 21.9091
41 | 0.040939 | 0.010303 | -0.040917 | -0.01029 | 2.1078e-05 | 1.3311e-05 | 0.062528 | 0.062528 | 0.062528 | 0.97448 | -0.49144 | 0.97394 | -0.50222 | 17.178
42 | 0.00139 | 0.00034829 | -0.00139 | -0.00034836 | 1.0832e-08 | -7.3924e-08 | 0.002116 | 0.0021161 | 0.0021161 | 0.97746 | -0.43343 | 0.97745 | -0.4336 | 0.58133
43 | 0.051837 | 0.013044 | -0.051729 | -0.012976 | 0.00010769 | 6.8337e-05 | 0.078731 | 0.078731 | 0.078731 | 0.97996 | -0.38454 | 0.97774 | -0.42811 | 21.6294
44 | -0.05573 | -0.01402 | 0.05575 | 0.014033 | 2.0532e-05 | 1.3044e-05 | 0.084641 | 0.084641 | 0.084641 | 0.97996 | -0.38454 | 0.98035 | -0.37683 | 23.2532
45 | 0.040988 | 0.010284 | -0.040976 | -0.010276 | 1.2248e-05 | 7.7336e-06 | 0.062383 | 0.062383 | 0.062383 | 0.97774 | -0.42811 | 0.97742 | -0.43438 | 17.1383
46 | -0.10059 | -0.025336 | 0.10075 | 0.025436 | 0.00015645 | 9.9903e-05 | 0.15273 | 0.15273 | 0.15273 | 0.98035 | -0.37683 | 0.98202 | -0.34437 | 41.9575
47 | 0.04484 | 0.011303 | -0.044819 | -0.01129 | 2.1386e-05 | 1.3532e-05 | 0.068084 | 0.068084 | 0.068084 | 0.98035 | -0.37683 | 0.97984 | -0.38681 | 18.7044
48 | 0.0080875 | 0.0020273 | -0.008087 | -0.0020271 | 4.9982e-07 | 2.097e-07 | 0.012313 | 0.012313 | 0.012313 | 0.97742 | -0.43438 | 0.97735 | -0.43568 | 3.3826
49 | 0.0080843 | 0.0020264 | -0.0080834 | -0.002026 | 9.3052e-07 | 3.9025e-07 | 0.012308 | 0.012308 | 0.012308 | 0.97742 | -0.43438 | 0.97729 | -0.4368 | 3.3812
50 | 0.024804 | 0.0062222 | -0.024796 | -0.0062173 | 7.9938e-06 | 4.9288e-06 | 0.037763 | 0.037763 | 0.037763 | 0.97742 | -0.43438 | 0.97707 | -0.44115 | 10.3745
51 | -0.1057 | -0.026677 | 0.10576 | 0.026718 | 6.5446e-05 | 4.1541e-05 | 0.16023 | 0.16023 | 0.16023 | 0.98202 | -0.34437 | 0.98268 | -0.33145 | 22.0093
52 | 0.044819 | 0.01129 | -0.044776 | -0.011262 | 4.3314e-05 | 2.7407e-05 | 0.068084 | 0.068084 | 0.068084 | 0.97984 | -0.38681 | 0.97881 | -0.40704 | 18.7044
53 | 0.008087 | 0.0020271 | -0.0080852 | -0.0020263 | 1.8022e-06 | 7.5625e-07 | 0.012313 | 0.012313 | 0.012313 | 0.97735 | -0.43568 | 0.97711 | -0.44036 | 3.3826
54 | 0.0080834 | 0.002026 | -0.0080826 | -0.0020257 | 7.8301e-07 | 3.2843e-07 | 0.012308 | 0.012308 | 0.012308 | 0.97729 | -0.4368 | 0.97719 | -0.43883 | 3.3812
55 | 0.02018 | 0.0050605 | -0.020171 | -0.0050554 | 8.488e-06 | 5.1323e-06 | 0.030733 | 0.030733 | 0.030733 | 0.97707 | -0.44115 | 0.97662 | -0.44998 | 8.4432
56 | 0.0046162 | 0.0011567 | -0.004616 | -0.0011567 | 2.5541e-07 | -9.1264e-09 | 0.0070301 | 0.0070302 | 0.0070302 | 0.97707 | -0.44115 | 0.97701 | -0.44231 | 1.9314
57 | 0.018711 | 0.0046918 | -0.018708 | -0.0046901 | 2.9324e-06 | 1.7534e-06 | 0.028333 | 0.028333 | 0.028333 | 0.98268 | -0.33145 | 0.98251 | -0.33474 | 7.7839
58 | -0.12447 | -0.03141 | 0.12452 | 0.03144 | 4.6939e-05 | 2.9639e-05 | 0.18856 | 0.18856 | 0.18856 | 0.98268 | -0.33145 | 0.98309 | -0.32358 | 17.2675
59 | -0.015789 | -0.0039584 | 0.015791 | 0.0039594 | 1.7593e-06 | 1.0221e-06 | 0.023917 | 0.023916 | 0.023917 | 0.98239 | -0.33707 | 0.98251 | -0.33474 | 6.5705
60 | 0.015789 | 0.0039584 | -0.015787 | -0.0039569 | 2.6245e-06 | 1.5248e-06 | 0.023917 | 0.023917 | 0.023917 | 0.98239 | -0.33707 | 0.98221 | -0.34056 | 6.5705
61 | 0.0029164 | 0.00073065 | -0.0029162 | -0.00073088 | 2.0802e-07 | -2.2694e-07 | 0.0044169 | 0.004417 | 0.004417 | 0.98251 | -0.33474 | 0.98244 | -0.33623 | 1.2135
62 | 0.011632 | 0.0029156 | -0.011631 | -0.0029151 | 9.3666e-07 | 4.9767e-07 | 0.017622 | 0.017623 | 0.017623 | 0.98221 | -0.34056 | 0.98213 | -0.34225 | 4.8414
63 | 0.042065 | 0.010583 | -0.042046 | -0.010571 | 1.9356e-05 | 1.2229e-05 | 0.063964 | 0.063964 | 0.063964 | 0.97881 | -0.40704 | 0.97832 | -0.41667 | 17.5725
64 | 0.016077 | 0.0040296 | -0.016076 | -0.0040291 | 9.1987e-07 | 5.3756e-07 | 0.024496 | 0.024496 | 0.024496 | 0.97662 | -0.44998 | 0.97656 | -0.45118 | 6.7296
65 | 0.0040939 | 0.0010258 | -0.0040937 | -0.0010258 | 2.1218e-07 | -4.6167e-08 | 0.0062375 | 0.0062376 | 0.0062376 | 0.97662 | -0.44998 | 0.97657 | -0.45106 | 1.7136
66 | 0.0028839 | 0.00072266 | -0.0028839 | -0.00072276 | 9.0437e-08 | -9.8661e-08 | 0.0043923 | 0.0043923 | 0.0043923 | 0.97701 | -0.44231 | 0.97698 | -0.44297 | 1.2067
67 | -0.13149 | -0.033187 | 0.13162 | 0.033269 | 0.00012937 | 8.1801e-05 | 0.19911 | 0.19911 | 0.19911 | 0.98309 | -0.32358 | 0.98414 | -0.30306 | 18.2338
68 | 0.0065413 | 0.0016395 | -0.0065403 | -0.0016392 | 9.9897e-07 | 2.9619e-07 | 0.0099107 | 0.0099109 | 0.0099109 | 0.98213 | -0.34225 | 0.98196 | -0.34546 | 2.7228
69 | 0.038339 | 0.0096417 | -0.038329 | -0.0096351 | 1.0502e-05 | 6.618e-06 | 0.058326 | 0.058326 | 0.058326 | 0.97832 | -0.41667 | 0.97802 | -0.42241 | 16.0236
70 | 0.38906 | 0.099761 | -0.38805 | -0.099114 | 0.0010124 | 0.00064699 | 0.58214 | 0.58214 | 0.58214 | 0.99585 | -0.078288 | 0.99302 | -0.1321 | 53.3095
71 | 0.37369 | 0.095517 | -0.37234 | -0.094653 | 0.0013517 | 0.00086375 | 0.56063 | 0.56063 | 0.56063 | 0.99302 | -0.1321 | 0.9891 | -0.20718 | 51.3397
72 | 0.17407 | 0.04432 | -0.17399 | -0.04427 | 7.8761e-05 | 5.0054e-05 | 0.26212 | 0.26212 | 0.26212 | 0.9891 | -0.20718 | 0.98861 | -0.21656 | 24.0033
73 | 0.19827 | 0.050333 | -0.19824 | -0.05031 | 3.6931e-05 | 2.3508e-05 | 0.29851 | 0.29851 | 0.29851 | 0.9891 | -0.20718 | 0.9889 | -0.21105 | 27.3365
74 | -0.026011 | -0.0065289 | 0.026018 | 0.0065332 | 6.8669e-06 | 4.2468e-06 | 0.039495 | 0.039495 | 0.039495 | 0.98009 | -0.38182 | 0.98037 | -0.37629 | 10.8503
75 | 0.024628 | 0.0061821 | -0.024621 | -0.006178 | 6.7415e-06 | 4.1526e-06 | 0.037394 | 0.037394 | 0.037394 | 0.98009 | -0.38182 | 0.97979 | -0.38756 | 10.2732
76 | 0.022729 | 0.0057038 | -0.022718 | -0.0056972 | 1.0696e-05 | 6.5439e-06 | 0.034521 | 0.034521 | 0.034521 | 0.97979 | -0.38756 | 0.97929 | -0.39744 | 9.4838
77 | 0.018709 | 0.004693 | -0.018704 | -0.0046898 | 5.2096e-06 | 3.118e-06 | 0.02843 | 0.02843 | 0.02843 | 0.97929 | -0.39744 | 0.97899 | -0.40328 | 7.8104
78 | 0.0040087 | 0.0010043 | -0.0040086 | -0.0010043 | 9.3835e-08 | -2.4801e-08 | 0.006091 | 0.006091 | 0.006091 | 0.97929 | -0.39744 | 0.97926 | -0.39793 | 1.6734
79 | -0.1335 | -0.033762 | 0.13361 | 0.033831 | 0.00010865 | 6.8729e-05 | 0.20232 | 0.20232 | 0.20232 | 0.98241 | -0.33647 | 0.98328 | -0.31952 | 18.5276
80 | 0.001409 | 0.00035289 | -0.001409 | -0.00035312 | 3.4933e-08 | -2.3661e-07 | 0.0021341 | 0.0021342 | 0.0021342 | 0.98241 | -0.33647 | 0.98238 | -0.33699 | 0.58631
81 | 0.017386 | 0.0043596 | -0.017385 | -0.0043589 | 1.1938e-06 | 7.0673e-07 | 0.026427 | 0.026427 | 0.026427 | 0.97899 | -0.40328 | 0.97892 | -0.40472 | 7.2602
82 | 0.0024893 | 0.0006235 | -0.0024891 | -0.00062377 | 1.6353e-07 | -2.7878e-07 | 0.0037824 | 0.0037825 | 0.0037825 | 0.97926 | -0.39793 | 0.97919 | -0.39931 | 1.0391
83 | -0.13668 | -0.034599 | 0.13678 | 0.034667 | 0.00010782 | 6.824e-05 | 0.20696 | 0.20696 | 0.20696 | 0.98328 | -0.31952 | 0.98413 | -0.3031 | 18.9521
84 | 0.0013887 | 0.00034798 | -0.0013887 | -0.00034803 | 7.1208e-09 | -4.9081e-08 | 0.0021102 | 0.0021103 | 0.0021103 | 0.97919 | -0.39931 | 0.97919 | -0.39941 | 0.57974
85 | 0.01467 | 0.0036763 | -0.014668 | -0.0036755 | 1.4233e-06 | 8.1813e-07 | 0.022485 | 0.022485 | 0.022485 | 0.9708 | -0.56418 | 0.9707 | -0.56622 | 6.1772
86 | -0.0029979 | -0.00075117 | 0.002998 | 0.00075102 | 1.4913e-07 | -1.4471e-07 | 0.0045599 | 0.0045598 | 0.0045599 | 0.97828 | -0.41732 | 0.97833 | -0.41628 | 1.2527
87 | 0.0015348 | 0.00038449 | -0.0015348 | -0.00038465 | 2.9431e-08 | -1.6197e-07 | 0.0023345 | 0.0023345 | 0.0023345 | 0.97828 | -0.41732 | 0.97826 | -0.41773 | 0.64136
88 | -0.0043906 | -0.0011 | 0.0043907 | 0.0011 | 1.3662e-07 | -1.5154e-08 | 0.0066779 | 0.0066778 | 0.0066779 | 0.97833 | -0.41628 | 0.97836 | -0.41563 | 1.8346
89 | -0.017877 | -0.004481 | 0.017881 | 0.0044831 | 3.6254e-06 | 2.1529e-06 | 0.027064 | 0.027064 | 0.027064 | 0.98292 | -0.32663 | 0.98314 | -0.32238 | 7.4352
90 | 0.010639 | 0.002667 | -0.010638 | -0.0026662 | 1.4215e-06 | 7.246e-07 | 0.016107 | 0.016107 | 0.016107 | 0.98292 | -0.32663 | 0.98278 | -0.32944 | 4.4249
91 | -0.020823 | -0.0052204 | 0.020831 | 0.0052252 | 8.0473e-06 | 4.8762e-06 | 0.031516 | 0.031516 | 0.031516 | 0.98314 | -0.32238 | 0.98356 | -0.31427 | 8.6583
92 | 0.0075415 | 0.0018902 | -0.0075405 | -0.0018898 | 1.0301e-06 | 3.9233e-07 | 0.011419 | 0.011419 | 0.011419 | 0.98278 | -0.32944 | 0.98263 | -0.33231 | 3.137
93 | -0.02726 | -0.0068365 | 0.027274 | 0.0068455 | 1.4522e-05 | 9.0049e-06 | 0.041242 | 0.041242 | 0.041242 | 0.98356 | -0.31427 | 0.98413 | -0.3031 | 11.3303
94 | -0.16406 | -0.041512 | 0.16412 | 0.041553 | 6.4236e-05 | 4.0793e-05 | 0.2482 | 0.2482 | 0.2482 | 0.98413 | -0.3031 | 0.98455 | -0.29495 | 22.7289
95 | -0.16537 | -0.041865 | 0.16558 | 0.041998 | 0.00020857 | 0.00013246 | 0.25008 | 0.25008 | 0.25008 | 0.98455 | -0.29495 | 0.98591 | -0.26871 | 22.9013
96 | 0.19633 | 0.049833 | -0.19606 | -0.049657 | 0.00027588 | 0.00017559 | 0.29565 | 0.29565 | 0.29565 | 0.9889 | -0.21105 | 0.98738 | -0.2403 | 27.0744
97 | 0.18192 | 0.046115 | -0.18184 | -0.046064 | 7.9912e-05 | 5.0818e-05 | 0.27435 | 0.27435 | 0.27435 | 0.98738 | -0.2403 | 0.98691 | -0.24945 | 25.1235
98 | 0.17544 | 0.044459 | -0.17499 | -0.044172 | 0.00045061 | 0.00028642 | 0.26469 | 0.26469 | 0.26469 | 0.98691 | -0.24945 | 0.98414 | -0.30306 | 24.2393
99 | 0.17239 | 0.04387 | -0.17233 | -0.043831 | 6.1082e-05 | 3.8814e-05 | 0.25972 | 0.25972 | 0.25972 | 0.98861 | -0.21656 | 0.98823 | -0.22392 | 23.7836
100 | 0.043365 | 0.010903 | -0.043314 | -0.010871 | 5.1608e-05 | 3.2623e-05 | 0.06558 | 0.06558 | 0.06558 | 0.98414 | -0.30306 | 0.98286 | -0.32801 | 18.0166
101 | 0.17048 | 0.043368 | -0.1703 | -0.043252 | 0.00018152 | 0.00011533 | 0.25693 | 0.25693 | 0.25693 | 0.98823 | -0.22392 | 0.98708 | -0.24604 | 23.5286
102 | 0.032979 | 0.0082809 | -0.032961 | -0.0082695 | 1.8112e-05 | 1.1346e-05 | 0.049935 | 0.049935 | 0.049935 | 0.98286 | -0.32801 | 0.98227 | -0.33953 | 13.7184
103 | 0.004876 | 0.0012219 | -0.0048757 | -0.0012219 | 3.2302e-07 | 6.4215e-09 | 0.007382 | 0.0073821 | 0.0073821 | 0.98286 | -0.32801 | 0.98279 | -0.3294 | 2.0281
104 | 0.16789 | 0.042647 | -0.1677 | -0.042531 | 0.00018302 | 0.00011626 | 0.25329 | 0.25329 | 0.25329 | 0.98708 | -0.24604 | 0.98591 | -0.26871 | 23.1952
105 | 0.013992 | 0.0035122 | -0.013984 | -0.0035075 | 8.288e-06 | 4.6822e-06 | 0.021199 | 0.021199 | 0.021199 | 0.98227 | -0.33953 | 0.98164 | -0.35195 | 5.8238
106 | 0.018969 | 0.0047574 | -0.018959 | -0.0047517 | 9.5061e-06 | 5.6956e-06 | 0.028737 | 0.028737 | 0.028737 | 0.98227 | -0.33953 | 0.98174 | -0.35005 | 7.8947
107 | 0.0026604 | 0.00066672 | -0.0026604 | -0.00066675 | 2.1995e-08 | -3.1732e-08 | 0.004028 | 0.004028 | 0.004028 | 0.98279 | -0.3294 | 0.98278 | -0.32957 | 1.1066
108 | 0.013984 | 0.0035075 | -0.013976 | -0.0035027 | 8.5012e-06 | 4.8034e-06 | 0.021199 | 0.021199 | 0.021199 | 0.98164 | -0.35195 | 0.98099 | -0.36471 | 5.8239
109 | 0.012314 | 0.0030867 | -0.012313 | -0.0030858 | 1.6173e-06 | 8.8546e-07 | 0.018877 | 0.018877 | 0.018877 | 0.9707 | -0.56622 | 0.97056 | -0.56898 | 5.186
110 | 0.0023539 | 0.00058878 | -0.0023538 | -0.0005891 | 1.6761e-07 | -3.171e-07 | 0.003608 | 0.0036082 | 0.0036082 | 0.9707 | -0.56622 | 0.97062 | -0.56772 | 0.99126
111 | 0.0021117 | 0.00051793 | -0.0021117 | -0.00051809 | 6.1713e-08 | -1.6053e-07 | 0.003211 | 0.0032111 | 0.0032111 | 0.97739 | -0.43457 | 0.97736 | -0.43519 | 0.88216
112 | 0.0021117 | 0.00051809 | -0.0021085 | -0.00052626 | 3.1538e-06 | -8.1752e-06 | 0.0032111 | 0.0032147 | 0.0032147 | 0.97736 | -0.43519 | 0.97577 | -0.46687 | 0.88315
113 | 0.0015335 | 0.00038215 | -0.0015333 | -0.00038331 | 2.1295e-07 | -1.1612e-06 | 0.0023378 | 0.0023382 | 0.0023382 | 0.97577 | -0.46687 | 0.97562 | -0.46979 | 0.64237
114 | 0.0011671 | 0.00029153 | -0.001167 | -0.000292 | 4.7602e-08 | -4.6992e-07 | 0.0017797 | 0.0017799 | 0.0017799 | 0.97562 | -0.46979 | 0.97557 | -0.47065 | 0.48898
115 | -0.0012888 | -0.000323 | 0.0012888 | 0.00032259 | 5.2681e-08 | -4.1091e-07 | 0.001976 | 0.0019759 | 0.001976 | 0.97049 | -0.5702 | 0.97054 | -0.56934 | 0.54286
116 | -0.0023536 | -0.00058944 | 0.0023538 | 0.0005891 | 1.8164e-07 | -3.4353e-07 | 0.0036084 | 0.0036082 | 0.0036084 | 0.97054 | -0.56934 | 0.97062 | -0.56772 | 0.99131
117 | 0.0081925 | 0.0020533 | -0.0081919 | -0.0020531 | 5.5005e-07 | 2.3212e-07 | 0.012427 | 0.012427 | 0.012427 | 0.98099 | -0.36471 | 0.98092 | -0.36612 | 3.414
118 | 0.0091589 | 0.0022961 | -0.0091558 | -0.0022946 | 3.1048e-06 | 1.4554e-06 | 0.013956 | 0.013956 | 0.013956 | 0.97656 | -0.45118 | 0.9762 | -0.45829 | 3.8341
119 | 0.0069174 | 0.001733 | -0.0069164 | -0.0017326 | 9.4471e-07 | 3.2093e-07 | 0.01054 | 0.01054 | 0.01054 | 0.97656 | -0.45118 | 0.97642 | -0.45404 | 2.8956
120 | 0.0018648 | 0.00046723 | -0.0018648 | -0.00046735 | 3.4241e-08 | -1.1959e-07 | 0.0028414 | 0.0028414 | 0.0028414 | 0.97657 | -0.45106 | 0.97655 | -0.45145 | 0.78061
121 | 0.001167 | 0.000292 | -0.001167 | -0.00029248 | 4.8181e-08 | -4.7549e-07 | 0.0017799 | 0.0017801 | 0.0017801 | 0.97557 | -0.47065 | 0.97553 | -0.47152 | 0.48903
122 | -0.0043699 | -0.0010952 | 0.0043703 | 0.0010952 | 4.3409e-07 | -4.2069e-08 | 0.0066937 | 0.0066936 | 0.0066937 | 0.97142 | -0.55235 | 0.97153 | -0.55027 | 1.8389
123 | -0.0068125 | -0.0017072 | 0.0068132 | 0.0017075 | 6.7696e-07 | 2.2791e-07 | 0.010434 | 0.010434 | 0.010434 | 0.97153 | -0.55027 | 0.97163 | -0.54818 | 2.8665
124 | -0.0068132 | -0.0017075 | 0.006814 | 0.0017077 | 8.4496e-07 | 2.844e-07 | 0.010434 | 0.010434 | 0.010434 | 0.97163 | -0.54818 | 0.97177 | -0.54558 | 2.8665
125 | -0.0016779 | -0.00042053 | 0.001678 | 0.00042038 | 3.4395e-08 | -1.5339e-07 | 0.0025573 | 0.0025572 | 0.0025573 | 0.97635 | -0.45539 | 0.97637 | -0.45496 | 0.70255
126 | -0.0035291 | -0.00088431 | 0.0035293 | 0.00088424 | 1.5443e-07 | -7.9222e-08 | 0.0053784 | 0.0053783 | 0.0053784 | 0.97637 | -0.45496 | 0.97642 | -0.45404 | 1.4776
127 | 0.0033872 | 0.00084841 | -0.0033869 | -0.00084857 | 2.7289e-07 | -1.6694e-07 | 0.0051617 | 0.0051618 | 0.0051618 | 0.97642 | -0.45404 | 0.97633 | -0.45574 | 1.4181
128 | 0.0033869 | 0.00084857 | -0.0033866 | -0.00084876 | 3.0319e-07 | -1.8538e-07 | 0.0051618 | 0.005162 | 0.005162 | 0.97633 | -0.45574 | 0.97624 | -0.45762 | 1.4181
129 | 0.035829 | 0.0090086 | -0.035816 | -0.0090004 | 1.3072e-05 | 8.2188e-06 | 0.054523 | 0.054523 | 0.054523 | 0.97802 | -0.42241 | 0.97763 | -0.43005 | 14.9788
130 | 0.03335 | 0.0083824 | -0.03334 | -0.0083759 | 1.0356e-05 | 6.4938e-06 | 0.05077 | 0.05077 | 0.05077 | 0.97763 | -0.43005 | 0.9773 | -0.43656 | 13.9478
131 | 0.030721 | 0.0077196 | -0.030714 | -0.0077147 | 7.8817e-06 | 4.924e-06 | 0.046783 | 0.046783 | 0.046783 | 0.9773 | -0.43656 | 0.97703 | -0.44193 | 12.8524
132 | 0.023976 | 0.006026 | -0.023964 | -0.006019 | 1.1444e-05 | 7.0378e-06 | 0.036521 | 0.036521 | 0.036521 | 0.97703 | -0.44193 | 0.97652 | -0.45194 | 10.0333
133 | 0.017257 | 0.0043379 | -0.01725 | -0.0043342 | 6.2658e-06 | 3.708e-06 | 0.0263 | 0.0263 | 0.0263 | 0.97652 | -0.45194 | 0.97613 | -0.45954 | 7.2254
134 | 0.010402 | 0.002618 | -0.01036 | -0.0025966 | 4.21e-05 | 2.1391e-05 | 0.015861 | 0.015863 | 0.015863 | 0.97613 | -0.45954 | 0.97182 | -0.54453 | 4.3581
135 | -0.007455 | -0.0018684 | 0.0074553 | 0.0018685 | 3.7067e-07 | 1.4325e-07 | 0.011415 | 0.011415 | 0.011415 | 0.97177 | -0.54558 | 0.97182 | -0.54453 | 3.1361

## res_trafo
| p_hv_mw | q_hv_mvar | p_lv_mw | q_lv_mvar | pl_mw | ql_mvar | i_hv_ka | i_lv_ka | vm_hv_pu | va_hv_degree | vm_lv_pu | va_lv_degree | loading_percent
0 | -1.2729e-15 | -1.3162e-15 | 0.00165 | 1.2699e-07 | 0.00165 | 1.2699e-07 | 5.2857e-17 | 0.0023815 | 0.99998 | 149.9956 | 1 | 0 | 0.2619

## res_ext_grid
| p_mw | q_mvar
0 | 0.48 | 0.12277

## res_load
| p_mw | q_mvar
0 | 0.014464 | 0.003625
1 | 0.011932 | 0.0029906
2 | 0.01334 | 0.0033433
3 | 0.013952 | 0.0034967
4 | 0.011232 | 0.002815
5 | 0.012532 | 0.0031407
6 | 0.010775 | 0.0027005
7 | 0.013397 | 0.0033576
8 | 0.0012345 | 0.00030939
9 | 0.0010522 | 0.00026371
10 | 0.0026544 | 0.00066525
11 | 0.0028202 | 0.00070681
12 | 0.0026529 | 0.00066489
13 | 0.0011846 | 0.00029688
14 | 0.0063335 | 0.0015873
15 | 0.010779 | 0.0027015
16 | 0.0036034 | 0.00090309
17 | 0.0016041 | 0.00040203
18 | 0.0016353 | 0.00040986
19 | 0.0017782 | 0.00044566
20 | 0.0013839 | 0.00034683
21 | 0.0010462 | 0.0002622
22 | 0.0016033 | 0.00040182
23 | 0.0085964 | 0.0021545
24 | 0.011278 | 0.0028266
25 | 0.00054169 | 0.00013576
26 | 0.00139 | 0.00034836
27 | 0.0038926 | 0.00097559
28 | 0.010742 | 0.0026921
29 | 0.0049513 | 0.0012409
30 | 0.0041546 | 0.0010412
31 | 0.0027103 | 0.00067926
32 | 0.0080852 | 0.0020263
33 | 0.0080826 | 0.0020257
34 | 0.001732 | 0.00043409
35 | 0.006972 | 0.0017474
36 | 0.0029162 | 0.00073088
37 | 0.00509 | 0.0012757
38 | 0.0037066 | 0.00092897
39 | 0.0093359 | 0.0023398
40 | 0.014355 | 0.0035976
41 | 0.0013838 | 0.00034681
42 | 0.0018713 | 0.000469
43 | 0.0018922 | 0.00047422
44 | 0.0013176 | 0.00033022
45 | 0.0015193 | 0.00038078
46 | 0.0030633 | 0.00076774
47 | 0.001409 | 0.00035312
48 | 0.0010439 | 0.00026162
49 | 0.0011004 | 0.00027579
50 | 0.0023057 | 0.00057787
51 | 0.0014631 | 0.00036668
52 | 0.0013926 | 0.00034901
53 | 0.0015348 | 0.00038465
54 | 0.0014958 | 0.00037489
55 | 0.0072381 | 0.001814
56 | 0.0029415 | 0.00073721
57 | 0.0030964 | 0.00077602
58 | 0.006429 | 0.0016113
59 | 0.0075405 | 0.0018898
60 | 0.0012463 | 0.00031234
61 | 0.0019022 | 0.00047674
62 | 0.014136 | 0.0035428
63 | 0.0064044 | 0.0016051
64 | 0.0015941 | 0.00039951
65 | 0.0018497 | 0.00046359
66 | 0.0054582 | 0.001368
67 | 0.0024151 | 0.00060528
68 | 0.0022153 | 0.00055521
69 | 0.018959 | 0.0047517
70 | 0.0026604 | 0.00066675
71 | 0.0018454 | 0.00046251
72 | 0.00057503 | 0.00014412
73 | 0.00036621 | 9.178e-05
74 | 0.0064298 | 0.0016114
75 | 0.0013887 | 0.00034803
76 | 0.0021263 | 0.00053291
77 | 0.0012888 | 0.000323
78 | 0.0010648 | 0.00026686
79 | 0.012313 | 0.0030858
80 | 0.0057831 | 0.0014494
81 | 0.0022289 | 0.00055862
82 | 0.0028839 | 0.00072276
83 | 0.001167 | 0.00029248
84 | 0.0081919 | 0.0020531
85 | 0.0043699 | 0.0010952
86 | 0.0024422 | 0.00061208
87 | 0.0016779 | 0.00042053
88 | 0.0018511 | 0.00046394
89 | 0.0091558 | 0.0022946
90 | 0.0033866 | 0.00084876
91 | 0.0024997 | 0.00062648
92 | 0.0024657 | 0.00061797
93 | 0.0026187 | 0.00065631
94 | 0.0067378 | 0.0016887
95 | 0.0067076 | 0.0016811
96 | 0.006848 | 0.0017163
97 | 0.00064091 | 0.00016063
98 | 0.002905 | 0.00072806
99 | 0.0018648 | 0.00046735
100 | 0.0065403 | 0.0016392

## dtypes
| element | column | dtype
0 | bus | name | object
1 | bus | vn_kv | float64
2 | bus | type | object
3 | bus | zone | object
4 | bus | in_service | bool
5 | load | name | object
6 | load | bus | uint32
7 | load | p_mw | float64
8 | load | q_mvar | float64
9 | load | const_z_percent | float64
10 | load | const_i_percent | float64
11 | load | sn_mva | float64
12 | load | scaling | float64
13 | load | in_service | bool
14 | load | type | object
15 | ext_grid | name | object
16 | ext_grid | bus | uint32
17 | ext_grid | vm_pu | float64
18 | ext_grid | va_degree | float64
19 | ext_grid | slack_weight | float64
20 | ext_grid | in_service | bool
21 | line | name | object
22 | line | std_type | object
23 | line | from_bus | uint32
24 | line | to_bus | uint32
25 | line | length_km | float64
26 | line | r_ohm_per_km | float64
27 | line | x_ohm_per_km | float64
28 | line | c_nf_per_km | float64
29 | line | g_us_per_km | float64
30 | line | max_i_ka | float64
31 | line | df | float64
32 | line | parallel | uint32
33 | line | type | object
34 | line | in_service | bool
35 | trafo | name | object
36 | trafo | std_type | object
37 | trafo | hv_bus | uint32
38 | trafo | lv_bus | uint32
39 | trafo | sn_mva | float64
40 | trafo | vn_hv_kv | float64
41 | trafo | vn_lv_kv | float64
42 | trafo | vk_percent | float64
43 | trafo | vkr_percent | float64
44 | trafo | pfe_kw | float64
45 | trafo | i0_percent | float64
46 | trafo | shift_degree | float64
47 | trafo | tap_side | object
48 | trafo | tap_neutral | int32
49 | trafo | tap_min | int32
50 | trafo | tap_max | int32
51 | trafo | tap_step_percent | float64
52 | trafo | tap_step_degree | float64
53 | trafo | tap_pos | int32
54 | trafo | tap_phase_shifter | bool
55 | trafo | parallel | uint32
56 | trafo | df | float64
57 | trafo | in_service | bool
58 | line_geodata | coords | object
59 | bus_geodata | x | float64
60 | bus_geodata | y | float64
61 | bus_geodata | coords | object
62 | res_bus | vm_pu | float64
63 | res_bus | va_degree | float64
64 | res_bus | p_mw | float64
65 | res_bus | q_mvar | float64
66 | res_line | p_from_mw | float64
67 | res_line | q_from_mvar | float64
68 | res_line | p_to_mw | float64
69 | res_line | q_to_mvar | float64
70 | res_line | pl_mw | float64
71 | res_line | ql_mvar | float64
72 | res_line | i_from_ka | float64
73 | res_line | i_to_ka | float64
74 | res_line | i_ka | float64
75 | res_line | vm_from_pu | float64
76 | res_line | va_from_degree | float64
77 | res_line | vm_to_pu | float64
78 | res_line | va_to_degree | float64
79 | res_line | loading_percent | float64
80 | res_trafo | p_hv_mw | float64
81 | res_trafo | q_hv_mvar | float64
82 | res_trafo | p_lv_mw | float64
83 | res_trafo | q_lv_mvar | float64
84 | res_trafo | pl_mw | float64
85 | res_trafo | ql_mvar | float64
86 | res_trafo | i_hv_ka | float64
87 | res_trafo | i_lv_ka | float64
88 | res_trafo | vm_hv_pu | float64
89 | res_trafo | va_hv_degree | float64
90 | res_trafo | vm_lv_pu | float64
91 | res_trafo | va_lv_degree | float64
92 | res_trafo | loading_percent | float64
93 | res_ext_grid | p_mw | float64
94 | res_ext_grid | q_mvar | float64
95 | res_load | p_mw | float64
96 | res_load | q_mvar | float64

## parameters
| version | format_version | converged | OPF_converged | name | f_hz | sn_mva
0 | 2.14.6 | 2.14.0 | TRUE | FALSE |  | 50 | 1