## bus
| name | vn_kv | type | zone | in_service
0 | bus_LV_2325-2_0_4_node_0 | 0.4 | n |  | TRUE
1 | bus_LV_2325-2_0_4_node_1 | 0.4 | n |  | TRUE
2 | bus_LV_2325-2_0_4_node_2 | 0.4 | n |  | TRUE
3 | bus_LV_2325-2_0_4_node_3 | 0.4 | n |  | TRUE
4 | bus_LV_2325-2_0_4_node_4 | 0.4 | n |  | TRUE
5 | bus_LV_2325-2_0_4_node_5 | 0.4 | n |  | TRUE
6 | bus_LV_2325-2_0_4_node_6 | 0.4 | n |  | TRUE
7 | bus_LV_2325-2_0_4_node_210 | 0.4 | n |  | TRUE
8 | bus_LV_2325-2_0_4_node_255 | 0.4 | n |  | TRUE
9 | bus_LV_2325-2_0_4_node_219 | 0.4 | n |  | TRUE
10 | bus_LV_2325-2_0_4_node_217 | 0.4 | n |  | TRUE
11 | bus_LV_2325-2_0_4_node_253 | 0.4 | n |  | TRUE
12 | bus_LV_2325-2_0_4_node_196 | 0.4 | n |  | TRUE
13 | bus_LV_2325-2_0_4_node_197 | 0.4 | n |  | TRUE
14 | bus_LV_2325-2_0_4_node_27 | 0.4 | n |  | TRUE
15 | bus_LV_2325-2_0_4_node_14 | 0.4 | n |  | TRUE
16 | bus_LV_2325-2_0_4_node_15 | 0.4 | n |  | TRUE
17 | bus_LV_2325-2_0_4_node_16 | 0.4 | n |  | TRUE
18 | bus_LV_2325-2_0_4_node_17 | 0.4 | n |  | TRUE
19 | bus_LV_2325-2_0_4_node_18 | 0.4 | n |  | TRUE
20 | bus_LV_2325-2_0_4_node_19 | 0.4 | n |  | TRUE
21 | bus_LV_2325-2_0_4_node_136 | 0.4 | n |  | TRUE
22 | bus_LV_2325-2_0_4_node_33 | 0.4 | n |  | TRUE
23 | bus_LV_2325-2_0_4_node_139 | 0.4 | n |  | TRUE
24 | bus_LV_2325-2_0_4_node_134 | 0.4 | n |  | TRUE
25 | bus_LV_2325-2_0_4_node_34 | 0.4 | n |  | TRUE
26 | bus_LV_2325-2_0_4_node_26 | 0.4 | n |  | TRUE
27 | bus_LV_2325-2_0_4_node_187 | 0.4 | n |  | TRUE
28 | bus_LV_2325-2_0_4_node_82 | 0.4 | n |  | TRUE
29 | bus_LV_2325-2_0_4_node_83 | 0.4 | n |  | TRUE
30 | bus_LV_2325-2_0_4_node_84 | 0.4 | n |  | TRUE
31 | bus_LV_2325-2_0_4_node_206 | 0.4 | n |  | TRUE
32 | bus_LV_2325-2_0_4_node_35 | 0.4 | n |  | TRUE
33 | bus_LV_2325-2_0_4_node_36 | 0.4 | n |  | TRUE
34 | bus_LV_2325-2_0_4_node_37 | 0.4 | n |  | TRUE
35 | bus_LV_2325-2_0_4_node_38 | 0.4 | n |  | TRUE
36 | bus_LV_2325-2_0_4_node_39 | 0.4 | n |  | TRUE
37 | bus_LV_2325-2_0_4_node_40 | 0.4 | n |  | TRUE
38 | bus_LV_2325-2_0_4_node_92 | 0.4 | n |  | TRUE
39 | bus_LV_2325-2_0_4_node_90 | 0.4 | n |  | TRUE
40 | bus_LV_2325-2_0_4_node_41 | 0.4 | n |  | TRUE
41 | bus_LV_2325-2_0_4_node_79 | 0.4 | n |  | TRUE
42 | bus_LV_2325-2_0_4_node_247 | 0.4 | n |  | TRUE
43 | bus_LV_2325-2_0_4_node_195 | 0.4 | n |  | TRUE
44 | bus_LV_2325-2_0_4_node_88 | 0.4 | n |  | TRUE
45 | bus_LV_2325-2_0_4_node_77 | 0.4 | n |  | TRUE
46 | bus_LV_2325-2_0_4_node_193 | 0.4 | n |  | TRUE
47 | bus_LV_2325-2_0_4_node_89 | 0.4 | n |  | TRUE
48 | bus_LV_2325-2_0_4_node_54 | 0.4 | n |  | TRUE
49 | bus_LV_2325-2_0_4_node_55 | 0.4 | n |  | TRUE
50 | bus_LV_2325-2_0_4_node_56 | 0.4 | n |  | TRUE
51 | bus_LV_2325-2_0_4_node_57 | 0.4 | n |  | TRUE
52 | bus_LV_2325-2_0_4_node_58 | 0.4 | n |  | TRUE
53 | bus_LV_2325-2_0_4_node_59 | 0.4 | n |  | TRUE
54 | bus_LV_2325-2_0_4_node_81 | 0.4 | n |  | TRUE
55 | bus_LV_2325-2_0_4_node_60 | 0.4 | n |  | TRUE
56 | bus_LV_2325-2_0_4_node_61 | 0.4 | n |  | TRUE
57 | bus_LV_2325-2_0_4_node_167 | 0.4 | n |  | TRUE
58 | bus_LV_2325-2_0_4_node_184 | 0.4 | n |  | TRUE
59 | bus_LV_2325-2_0_4_node_185 | 0.4 | n |  | TRUE
60 | bus_LV_2325-2_0_4_node_174 | 0.4 | n |  | TRUE
61 | bus_LV_2325-2_0_4_node_72 | 0.4 | n |  | TRUE
62 | bus_LV_2325-2_0_4_node_73 | 0.4 | n |  | TRUE
63 | bus_LV_2325-2_0_4_node_173 | 0.4 | n |  | TRUE
64 | bus_LV_2325-2_0_4_node_74 | 0.4 | n |  | TRUE
65 | bus_LV_2325-2_0_4_node_235 | 0.4 | n |  | TRUE
66 | bus_LV_2325-2_0_4_node_170 | 0.4 | n |  | TRUE
67 | bus_LV_2325-2_0_4_node_190 | 0.4 | n |  | TRUE
68 | bus_LV_2325-2_0_4_node_75 | 0.4 | n |  | TRUE
69 | bus_LV_2325-2_0_4_node_76 | 0.4 | n |  | TRUE
70 | bus_LV_2325-2_0_4_node_78 | 0.4 | n |  | TRUE
71 | bus_LV_2325-2_0_4_node_80 | 0.4 | n |  | TRUE
72 | bus_LV_2325-2_0_4_node_166 | 0.4 | n |  | TRUE
73 | bus_LV_2325-2_0_4_node_85 | 0.4 | n |  | TRUE
74 | bus_LV_2325-2_0_4_node_86 | 0.4 | n |  | TRUE
75 | bus_LV_2325-2_0_4_node_151 | 0.4 | n |  | TRUE
76 | bus_LV_2325-2_0_4_node_152 | 0.4 | n |  | TRUE
77 | bus_LV_2325-2_0_4_node_91 | 0.4 | n |  | TRUE
78 | bus_LV_2325-2_0_4_node_93 | 0.4 | n |  | TRUE
79 | bus_LV_2325-2_0_4_node_94 | 0.4 | n |  | TRUE
80 | bus_LV_2325-2_0_4_node_231 | 0.4 | n |  | TRUE
81 | bus_LV_2325-2_0_4_node_103 | 0.4 | n |  | TRUE
82 | bus_LV_2325-2_0_4_node_104 | 0.4 | n |  | TRUE
83 | bus_LV_2325-2_0_4_node_105 | 0.4 | n |  | TRUE
84 | bus_LV_2325-2_0_4_node_106 | 0.4 | n |  | TRUE
85 | bus_LV_2325-2_0_4_node_222 | 0.4 | n |  | TRUE
86 | bus_LV_2325-2_0_4_node_145 | 0.4 | n |  | TRUE
87 | bus_LV_2325-2_0_4_node_228 | 0.4 | n |  | TRUE
88 | bus_LV_2325-2_0_4_node_138 | 0.4 | n |  | TRUE
89 | bus_LV_2325-2_0_4_node_143 | 0.4 | n |  | TRUE
90 | bus_LV_2325-2_0_4_node_114 | 0.4 | n |  | TRUE
91 | bus_LV_2325-2_0_4_node_115 | 0.4 | n |  | TRUE
92 | bus_LV_2325-2_0_4_node_116 | 0.4 | n |  | TRUE
93 | bus_LV_2325-2_0_4_node_117 | 0.4 | n |  | TRUE
94 | bus_LV_2325-2_0_4_node_118 | 0.4 | n |  | TRUE
95 | bus_LV_2325-2_0_4_node_218 | 0.4 | n |  | TRUE
96 | bus_LV_2325-2_0_4_node_119 | 0.4 | n |  | TRUE
97 | bus_LV_2325-2_0_4_node_150 | 0.4 | n |  | TRUE
98 | bus_LV_2325-2_0_4_node_172 | 0.4 | n |  | TRUE
99 | bus_LV_2325-2_0_4_node_246 | 0.4 | n |  | TRUE
100 | bus_LV_2325-2_0_4_node_148 | 0.4 | n |  | TRUE
101 | bus_LV_2325-2_0_4_node_133 | 0.4 | n |  | TRUE
102 | bus_LV_2325-2_0_4_node_135 | 0.4 | n |  | TRUE
103 | bus_LV_2325-2_0_4_node_137 | 0.4 | n |  | TRUE
104 | bus_LV_2325-2_0_4_node_144 | 0.4 | n |  | TRUE
105 | bus_LV_2325-2_0_4_node_146 | 0.4 | n |  | TRUE
106 | bus_LV_2325-2_0_4_node_236 | 0.4 | n |  | TRUE
107 | bus_LV_2325-2_0_4_node_237 | 0.4 | n |  | TRUE
108 | bus_LV_2325-2_0_4_node_147 | 0.4 | n |  | TRUE
109 | bus_LV_2325-2_0_4_node_149 | 0.4 | n |  | TRUE
110 | bus_LV_2325-2_0_4_node_165 | 0.4 | n |  | TRUE
111 | bus_LV_2325-2_0_4_node_168 | 0.4 | n |  | TRUE
112 | bus_LV_2325-2_0_4_node_169 | 0.4 | n |  | TRUE
113 | bus_LV_2325-2_0_4_node_171 | 0.4 | n |  | TRUE
114 | bus_LV_2325-2_0_4_node_188 | 0.4 | n |  | TRUE
115 | bus_LV_2325-2_0_4_node_189 | 0.4 | n |  | TRUE
116 | bus_LV_2325-2_0_4_node_191 | 0.4 | n |  | TRUE
117 | bus_LV_2325-2_0_4_node_192 | 0.4 | n |  | TRUE
118 | bus_LV_2325-2_0_4_node_194 | 0.4 | n |  | TRUE
119 | bus_LV_2325-2_0_4_node_207 | 0.4 | n |  | TRUE
120 | bus_LV_2325-2_0_4_node_265 | 0.4 | n |  | TRUE
121 | bus_LV_2325-2_0_4_node_258 | 0.4 | n |  | TRUE
122 | bus_LV_2325-2_0_4_node_201 | 0.4 | n |  | TRUE
123 | bus_LV_2325-2_0_4_node_202 | 0.4 | n |  | TRUE
124 | bus_LV_2325-2_0_4_node_254 | 0.4 | n |  | TRUE
125 | bus_LV_2325-2_0_4_node_203 | 0.4 | n |  | TRUE
126 | bus_LV_2325-2_0_4_node_204 | 0.4 | n |  | TRUE
127 | bus_LV_2325-2_0_4_node_216 | 0.4 | n |  | TRUE
128 | bus_LV_2325-2_0_4_node_215 | 0.4 | n |  | TRUE
129 | bus_LV_2325-2_0_4_node_259 | 0.4 | n |  | TRUE
130 | bus_LV_2325-2_0_4_node_257 | 0.4 | n |  | TRUE
131 | bus_LV_2325-2_0_4_node_205 | 0.4 | n |  | TRUE
132 | bus_LV_2325-2_0_4_node_260 | 0.4 | n |  | TRUE
133 | bus_LV_2325-2_0_4_node_263 | 0.4 | n |  | TRUE
134 | bus_LV_2325-2_0_4_node_220 | 0.4 | n |  | TRUE
135 | bus_LV_2325-2_0_4_node_221 | 0.4 | n |  | TRUE
136 | bus_LV_2325-2_0_4_node_229 | 0.4 | n |  | TRUE
137 | bus_LV_2325-2_0_4_node_230 | 0.4 | n |  | TRUE
138 | bus_LV_2325-2_0_4_node_256 | 0.4 | n |  | TRUE
139 | bus_LV_2325-2_0_4_node_240 | 0.4 | n |  | TRUE
140 | bus_LV_2325-2_0_4_node_245 | 0.4 | n |  | TRUE
141 | bus_LV_2325-2_0_4_node_238 | 0.4 | n |  | TRUE
142 | bus_LV_2325-2_0_4_node_239 | 0.4 | n |  | TRUE
143 | bus_LV_2325-2_0_4_node_241 | 0.4 | n |  | TRUE
144 | bus_LV_2325-2_0_4_node_242 | 0.4 | n |  | TRUE
145 | bus_LV_2325-2_0_4_node_243 | 0.4 | n |  | TRUE
146 | bus_LV_2325-2_0_4_node_244 | 0.4 | n |  | TRUE
147 | bus_LV_2325-2_0_4_node_261 | 0.4 | n |  | TRUE
148 | bus_LV_2325-2_0_4_node_262 | 0.4 | n |  | TRUE
149 | bus_LV_2325-2_0_4_node_264 | 0.4 | n |  | TRUE
150 | bus_MV_37_0_node_39 | 20 | n |  | TRUE

## load
| name | bus | p_mw | q_mvar | const_z_percent | const_i_percent | sn_mva | scaling | in_service | type
0 | LV_2325-2_0_4_load_0 | 0 | 0.0033629 | 0.00084282 | 0 | 0 |  | 1 | TRUE | wye
1 | LV_2325-2_0_4_load_1 | 1 | 0.00018636 | 4.6705e-05 | 0 | 0 |  | 1 | TRUE | wye
2 | LV_2325-2_0_4_load_2 | 2 | 0.0020725 | 0.00051942 | 0 | 0 |  | 1 | TRUE | wye
3 | LV_2325-2_0_4_load_3 | 3 | 0.00058365 | 0.00014628 | 0 | 0 |  | 1 | TRUE | wye
4 | LV_2325-2_0_4_load_4 | 4 | 0.0024701 | 0.00061906 | 0 | 0 |  | 1 | TRUE | wye
5 | LV_2325-2_0_4_load_5 | 5 | 0.0002164 | 5.4236e-05 | 0 | 0 |  | 1 | TRUE | wye
6 | LV_2325-2_0_4_load_6 | 6 | 0.0014154 | 0.00035472 | 0 | 0 |  | 1 | TRUE | wye
7 | LV_2325-2_0_4_load_255 | 8 | 0.00093477 | 0.00023427 | 0 | 0 |  | 1 | TRUE | wye
8 | LV_2325-2_0_4_load_217 | 10 | 0.00072207 | 0.00018097 | 0 | 0 |  | 1 | TRUE | wye
9 | LV_2325-2_0_4_load_253 | 11 | 0.00020453 | 5.1259e-05 | 0 | 0 |  | 1 | TRUE | wye
10 | LV_2325-2_0_4_load_196 | 12 | 0.00012043 | 3.0183e-05 | 0 | 0 |  | 1 | TRUE | wye
11 | LV_2325-2_0_4_load_197 | 13 | 0.0001204 | 3.0175e-05 | 0 | 0 |  | 1 | TRUE | wye
12 | LV_2325-2_0_4_load_27 | 14 | 0.00041542 | 0.00010411 | 0 | 0 |  | 1 | TRUE | wye
13 | LV_2325-2_0_4_load_14 | 15 | 0.0041325 | 0.0010357 | 0 | 0 |  | 1 | TRUE | wye
14 | LV_2325-2_0_4_load_15 | 16 | 0.0023864 | 0.0005981 | 0 | 0 |  | 1 | TRUE | wye
15 | LV_2325-2_0_4_load_16 | 17 | 0.001713 | 0.00042931 | 0 | 0 |  | 1 | TRUE | wye
16 | LV_2325-2_0_4_load_17 | 18 | 0.002386 | 0.00059799 | 0 | 0 |  | 1 | TRUE | wye
17 | LV_2325-2_0_4_load_18 | 19 | 0.00042486 | 0.00010648 | 0 | 0 |  | 1 | TRUE | wye
18 | LV_2325-2_0_4_load_19 | 20 | 0.001865 | 0.0004674 | 0 | 0 |  | 1 | TRUE | wye
19 | LV_2325-2_0_4_load_33 | 22 | 0.0004689 | 0.00011752 | 0 | 0 |  | 1 | TRUE | wye
20 | LV_2325-2_0_4_load_139 | 23 | 0.00056719 | 0.00014215 | 0 | 0 |  | 1 | TRUE | wye
21 | LV_2325-2_0_4_load_34 | 25 | 0.0013156 | 0.00032973 | 0 | 0 |  | 1 | TRUE | wye
22 | LV_2325-2_0_4_load_26 | 26 | 0.0011199 | 0.00028066 | 0 | 0 |  | 1 | TRUE | wye
23 | LV_2325-2_0_4_load_187 | 27 | 0.0033258 | 0.00083352 | 0 | 0 |  | 1 | TRUE | wye
24 | LV_2325-2_0_4_load_82 | 28 | 0.00016709 | 4.1877e-05 | 0 | 0 |  | 1 | TRUE | wye
25 | LV_2325-2_0_4_load_83 | 29 | 0.00033713 | 8.4493e-05 | 0 | 0 |  | 1 | TRUE | wye
26 | LV_2325-2_0_4_load_84 | 30 | 0.00018406 | 4.613e-05 | 0 | 0 |  | 1 | TRUE | wye
27 | LV_2325-2_0_4_load_35 | 32 | 0.0014242 | 0.00035693 | 0 | 0 |  | 1 | TRUE | wye
28 | LV_2325-2_0_4_load_36 | 33 | 0.0010267 | 0.00025733 | 0 | 0 |  | 1 | TRUE | wye
29 | LV_2325-2_0_4_load_38 | 35 | 0.0010275 | 0.00025751 | 0 | 0 |  | 1 | TRUE | wye
30 | LV_2325-2_0_4_load_39 | 36 | 0.00080988 | 0.00020297 | 0 | 0 |  | 1 | TRUE | wye
31 | LV_2325-2_0_4_load_92 | 38 | 0.0029536 | 0.00074023 | 0 | 0 |  | 1 | TRUE | wye
32 | LV_2325-2_0_4_load_41 | 40 | 0.0014552 | 0.0003647 | 0 | 0 |  | 1 | TRUE | wye
33 | LV_2325-2_0_4_load_79 | 41 | 0.00080926 | 0.00020282 | 0 | 0 |  | 1 | TRUE | wye
34 | LV_2325-2_0_4_load_247 | 42 | 0.0011087 | 0.00027787 | 0 | 0 |  | 1 | TRUE | wye
35 | LV_2325-2_0_4_load_195 | 43 | 0.00043763 | 0.00010968 | 0 | 0 |  | 1 | TRUE | wye
36 | LV_2325-2_0_4_load_88 | 44 | 0.0033281 | 0.0008341 | 0 | 0 |  | 1 | TRUE | wye
37 | LV_2325-2_0_4_load_77 | 45 | 0.0020764 | 0.0005204 | 0 | 0 |  | 1 | TRUE | wye
38 | LV_2325-2_0_4_load_89 | 47 | 0.0026879 | 0.00067364 | 0 | 0 |  | 1 | TRUE | wye
39 | LV_2325-2_0_4_load_54 | 48 | 0.0026735 | 0.00067003 | 0 | 0 |  | 1 | TRUE | wye
40 | LV_2325-2_0_4_load_55 | 49 | 0.0034492 | 0.00086445 | 0 | 0 |  | 1 | TRUE | wye
41 | LV_2325-2_0_4_load_56 | 50 | 0.0023004 | 0.00057654 | 0 | 0 |  | 1 | TRUE | wye
42 | LV_2325-2_0_4_load_57 | 51 | 0.0016168 | 0.0004052 | 0 | 0 |  | 1 | TRUE | wye
43 | LV_2325-2_0_4_load_58 | 52 | 0.0037069 | 0.00092904 | 0 | 0 |  | 1 | TRUE | wye
44 | LV_2325-2_0_4_load_81 | 54 | 0.0047283 | 0.001185 | 0 | 0 |  | 1 | TRUE | wye
45 | LV_2325-2_0_4_load_60 | 55 | 0.001948 | 0.00048821 | 0 | 0 |  | 1 | TRUE | wye
46 | LV_2325-2_0_4_load_61 | 56 | 0.0022842 | 0.00057247 | 0 | 0 |  | 1 | TRUE | wye
47 | LV_2325-2_0_4_load_167 | 57 | 0.0024268 | 0.00060821 | 0 | 0 |  | 1 | TRUE | wye
48 | LV_2325-2_0_4_load_185 | 59 | 0.0026547 | 0.00066533 | 0 | 0 |  | 1 | TRUE | wye
49 | LV_2325-2_0_4_load_174 | 60 | 0.002729 | 0.00068395 | 0 | 0 |  | 1 | TRUE | wye
50 | LV_2325-2_0_4_load_72 | 61 | 0.002522 | 0.00063207 | 0 | 0 |  | 1 | TRUE | wye
51 | LV_2325-2_0_4_load_73 | 62 | 0.000986 | 0.00024712 | 0 | 0 |  | 1 | TRUE | wye
52 | LV_2325-2_0_4_load_173 | 63 | 0.0017771 | 0.0004454 | 0 | 0 |  | 1 | TRUE | wye
53 | LV_2325-2_0_4_load_74 | 64 | 0.00066547 | 0.00016678 | 0 | 0 |  | 1 | TRUE | wye
54 | LV_2325-2_0_4_load_235 | 65 | 0.0015382 | 0.00038552 | 0 | 0 |  | 1 | TRUE | wye
55 | LV_2325-2_0_4_load_75 | 68 | 0.0025707 | 0.00064428 | 0 | 0 |  | 1 | TRUE | wye
56 | LV_2325-2_0_4_load_76 | 69 | 0.00087016 | 0.00021808 | 0 | 0 |  | 1 | TRUE | wye
57 | LV_2325-2_0_4_load_78 | 70 | 0.0013817 | 0.00034629 | 0 | 0 |  | 1 | TRUE | wye
58 | LV_2325-2_0_4_load_80 | 71 | 0.0037233 | 0.00093315 | 0 | 0 |  | 1 | TRUE | wye
59 | LV_2325-2_0_4_load_166 | 72 | 0.0023355 | 0.00058534 | 0 | 0 |  | 1 | TRUE | wye
60 | LV_2325-2_0_4_load_85 | 73 | 0.00040939 | 0.0001026 | 0 | 0 |  | 1 | TRUE | wye
61 | LV_2325-2_0_4_load_86 | 74 | 0.00027922 | 6.9978e-05 | 0 | 0 |  | 1 | TRUE | wye
62 | LV_2325-2_0_4_load_151 | 75 | 0.00035535 | 8.906e-05 | 0 | 0 |  | 1 | TRUE | wye
63 | LV_2325-2_0_4_load_152 | 76 | 0.0003622 | 9.0777e-05 | 0 | 0 |  | 1 | TRUE | wye
64 | LV_2325-2_0_4_load_91 | 77 | 0.0003757 | 9.4158e-05 | 0 | 0 |  | 1 | TRUE | wye
65 | LV_2325-2_0_4_load_93 | 78 | 0.0016677 | 0.00041797 | 0 | 0 |  | 1 | TRUE | wye
66 | LV_2325-2_0_4_load_94 | 79 | 0.0021131 | 0.0005296 | 0 | 0 |  | 1 | TRUE | wye
67 | LV_2325-2_0_4_load_231 | 80 | 0.00069605 | 0.00017445 | 0 | 0 |  | 1 | TRUE | wye
68 | LV_2325-2_0_4_load_103 | 81 | 0.00077576 | 0.00019442 | 0 | 0 |  | 1 | TRUE | wye
69 | LV_2325-2_0_4_load_105 | 83 | 0.00038198 | 9.5733e-05 | 0 | 0 |  | 1 | TRUE | wye
70 | LV_2325-2_0_4_load_106 | 84 | 0.00067908 | 0.00017019 | 0 | 0 |  | 1 | TRUE | wye
71 | LV_2325-2_0_4_load_222 | 85 | 0.00038231 | 9.5816e-05 | 0 | 0 |  | 1 | TRUE | wye
72 | LV_2325-2_0_4_load_228 | 87 | 0.00049235 | 0.00012339 | 0 | 0 |  | 1 | TRUE | wye
73 | LV_2325-2_0_4_load_143 | 89 | 0.00065662 | 0.00016456 | 0 | 0 |  | 1 | TRUE | wye
74 | LV_2325-2_0_4_load_114 | 90 | 0.0014999 | 0.0003759 | 0 | 0 |  | 1 | TRUE | wye
75 | LV_2325-2_0_4_load_115 | 91 | 0.0031888 | 0.0007992 | 0 | 0 |  | 1 | TRUE | wye
76 | LV_2325-2_0_4_load_116 | 92 | 0.0012061 | 0.00030228 | 0 | 0 |  | 1 | TRUE | wye
77 | LV_2325-2_0_4_load_117 | 93 | 0.0045655 | 0.0011442 | 0 | 0 |  | 1 | TRUE | wye
78 | LV_2325-2_0_4_load_118 | 94 | 0.0012392 | 0.00031057 | 0 | 0 |  | 1 | TRUE | wye
79 | LV_2325-2_0_4_load_119 | 96 | 0.0042687 | 0.0010698 | 0 | 0 |  | 1 | TRUE | wye
80 | LV_2325-2_0_4_load_172 | 98 | 0.0012725 | 0.00031891 | 0 | 0 |  | 1 | TRUE | wye
81 | LV_2325-2_0_4_load_246 | 99 | 0.0037765 | 0.00094648 | 0 | 0 |  | 1 | TRUE | wye
82 | LV_2325-2_0_4_load_133 | 101 | 0.002329 | 0.00058371 | 0 | 0 |  | 1 | TRUE | wye
83 | LV_2325-2_0_4_load_137 | 103 | 0.0012964 | 0.00032491 | 0 | 0 |  | 1 | TRUE | wye
84 | LV_2325-2_0_4_load_146 | 105 | 0.0030984 | 0.00077654 | 0 | 0 |  | 1 | TRUE | wye
85 | LV_2325-2_0_4_load_236 | 106 | 0.00064573 | 0.00016183 | 0 | 0 |  | 1 | TRUE | wye
86 | LV_2325-2_0_4_load_237 | 107 | 0.0017512 | 0.0004389 | 0 | 0 |  | 1 | TRUE | wye
87 | LV_2325-2_0_4_load_147 | 108 | 0.00076286 | 0.00019119 | 0 | 0 |  | 1 | TRUE | wye
88 | LV_2325-2_0_4_load_149 | 109 | 0.00093484 | 0.00023429 | 0 | 0 |  | 1 | TRUE | wye
89 | LV_2325-2_0_4_load_165 | 110 | 0.0019448 | 0.0004874 | 0 | 0 |  | 1 | TRUE | wye
90 | LV_2325-2_0_4_load_168 | 111 | 0.0015854 | 0.00039735 | 0 | 0 |  | 1 | TRUE | wye
91 | LV_2325-2_0_4_load_169 | 112 | 0.0023546 | 0.00059011 | 0 | 0 |  | 1 | TRUE | wye
92 | LV_2325-2_0_4_load_171 | 113 | 0.0022741 | 0.00056995 | 0 | 0 |  | 1 | TRUE | wye
93 | LV_2325-2_0_4_load_188 | 114 | 0.00034494 | 8.645e-05 | 0 | 0 |  | 1 | TRUE | wye
94 | LV_2325-2_0_4_load_189 | 115 | 0.00052206 | 0.00013084 | 0 | 0 |  | 1 | TRUE | wye
95 | LV_2325-2_0_4_load_191 | 116 | 0.00037234 | 9.3318e-05 | 0 | 0 |  | 1 | TRUE | wye
96 | LV_2325-2_0_4_load_192 | 117 | 0.0008094 | 0.00020285 | 0 | 0 |  | 1 | TRUE | wye
97 | LV_2325-2_0_4_load_194 | 118 | 0.00064544 | 0.00016176 | 0 | 0 |  | 1 | TRUE | wye
98 | LV_2325-2_0_4_load_207 | 119 | 0.0017265 | 0.00043271 | 0 | 0 |  | 1 | TRUE | wye
99 | LV_2325-2_0_4_load_265 | 120 | 0.0032407 | 0.00081219 | 0 | 0 |  | 1 | TRUE | wye
100 | LV_2325-2_0_4_load_258 | 121 | 0.0020554 | 0.00051514 | 0 | 0 |  | 1 | TRUE | wye
101 | LV_2325-2_0_4_load_201 | 122 | 0.00022721 | 5.6944e-05 | 0 | 0 |  | 1 | TRUE | wye
102 | LV_2325-2_0_4_load_202 | 123 | 0.00022705 | 5.6905e-05 | 0 | 0 |  | 1 | TRUE | wye
103 | LV_2325-2_0_4_load_204 | 126 | 0.000294 | 7.3683e-05 | 0 | 0 |  | 1 | TRUE | wye
104 | LV_2325-2_0_4_load_216 | 127 | 0.00077766 | 0.0001949 | 0 | 0 |  | 1 | TRUE | wye
105 | LV_2325-2_0_4_load_215 | 128 | 0.00029663 | 7.4342e-05 | 0 | 0 |  | 1 | TRUE | wye
106 | LV_2325-2_0_4_load_259 | 129 | 0.000726 | 0.00018195 | 0 | 0 |  | 1 | TRUE | wye
107 | LV_2325-2_0_4_load_257 | 130 | 0.00061891 | 0.00015511 | 0 | 0 |  | 1 | TRUE | wye
108 | LV_2325-2_0_4_load_205 | 131 | 0.0014376 | 0.00036029 | 0 | 0 |  | 1 | TRUE | wye
109 | LV_2325-2_0_4_load_260 | 132 | 0.00066695 | 0.00016715 | 0 | 0 |  | 1 | TRUE | wye
110 | LV_2325-2_0_4_load_263 | 133 | 0.000711 | 0.00017819 | 0 | 0 |  | 1 | TRUE | wye
111 | LV_2325-2_0_4_load_220 | 134 | 0.00020656 | 5.177e-05 | 0 | 0 |  | 1 | TRUE | wye
112 | LV_2325-2_0_4_load_221 | 135 | 0.0008168 | 0.00020471 | 0 | 0 |  | 1 | TRUE | wye
113 | LV_2325-2_0_4_load_229 | 136 | 0.00050667 | 0.00012698 | 0 | 0 |  | 1 | TRUE | wye
114 | LV_2325-2_0_4_load_230 | 137 | 0.00030785 | 7.7155e-05 | 0 | 0 |  | 1 | TRUE | wye
115 | LV_2325-2_0_4_load_256 | 138 | 0.0013678 | 0.0003428 | 0 | 0 |  | 1 | TRUE | wye
116 | LV_2325-2_0_4_load_238 | 141 | 0.00097183 | 0.00024356 | 0 | 0 |  | 1 | TRUE | wye
117 | LV_2325-2_0_4_load_239 | 142 | 0.00097177 | 0.00024355 | 0 | 0 |  | 1 | TRUE | wye
118 | LV_2325-2_0_4_load_241 | 143 | 0.0015178 | 0.0003804 | 0 | 0 |  | 1 | TRUE | wye
119 | LV_2325-2_0_4_load_242 | 144 | 0.0022227 | 0.00055706 | 0 | 0 |  | 1 | TRUE | wye
120 | LV_2325-2_0_4_load_244 | 146 | 0.00080358 | 0.0002014 | 0 | 0 |  | 1 | TRUE | wye
121 | LV_2325-2_0_4_load_264 | 149 | 0.00017527 | 4.3927e-05 | 0 | 0 |  | 1 | TRUE | wye

## ext_grid
| name | bus | vm_pu | va_degree | slack_weight | in_service
0 |  | 10 | 1 | 0 | 1 | TRUE

## line
| name | std_type | from_bus | to_bus | length_km | r_ohm_per_km | x_ohm_per_km | c_nf_per_km | g_us_per_km | max_i_ka | df | parallel | type | in_service
0 | LV_2325-2_0_4_line_0 |  | 0 | 1 | 0.024766 | 0.125 | 0.08 | 261 | 0 | 0.364 | 1 | 2 | cs | TRUE
1 | LV_2325-2_0_4_line_1 |  | 0 | 2 | 0.031231 | 0.125 | 0.08 | 261 | 0 | 0.364 | 1 | 2 | cs | TRUE
2 | LV_2325-2_0_4_line_2 |  | 1 | 3 | 0.0046145 | 0.125 | 0.08 | 261 | 0 | 0.364 | 1 | 2 | cs | TRUE
3 | LV_2325-2_0_4_line_3 |  | 2 | 4 | 0.028469 | 0.125 | 0.08 | 261 | 0 | 0.364 | 1 | 2 | cs | TRUE
4 | LV_2325-2_0_4_line_4 |  | 2 | 5 | 0.014971 | 0.125 | 0.08 | 261 | 0 | 0.364 | 1 | 1 | cs | TRUE
5 | LV_2325-2_0_4_line_5 |  | 3 | 6 | 0.0053498 | 0.125 | 0.08 | 261 | 0 | 0.364 | 1 | 2 | cs | TRUE
6 | LV_2325-2_0_4_line_6 |  | 4 | 7 | 0.018728 | 0.125 | 0.08 | 261 | 0 | 0.364 | 1 | 2 | cs | TRUE
7 | LV_2325-2_0_4_line_7 |  | 6 | 8 | 0.36906 | 0.125 | 0.08 | 261 | 0 | 0.364 | 1 | 2 | cs | TRUE
8 | LV_2325-2_0_4_line_8 |  | 7 | 9 | 0.023138 | 0.125 | 0.08 | 261 | 0 | 0.364 | 1 | 1 | cs | TRUE
9 | LV_2325-2_0_4_line_9 |  | 7 | 10 | 0.015694 | 0.125 | 0.08 | 261 | 0 | 0.364 | 1 | 2 | cs | TRUE
10 | LV_2325-2_0_4_line_10 |  | 8 | 11 | 0.049468 | 0.125 | 0.08 | 261 | 0 | 0.364 | 1 | 2 | cs | TRUE
11 | LV_2325-2_0_4_line_11 |  | 9 | 134 | 0.016914 | 0.125 | 0.08 | 261 | 0 | 0.364 | 1 | 1 | cs | TRUE
12 | LV_2325-2_0_4_line_12 |  | 9 | 135 | 0.017169 | 0.125 | 0.08 | 261 | 0 | 0.364 | 1 | 1 | cs | TRUE
13 | LV_2325-2_0_4_line_13 |  | 10 | 95 | 0.026008 | 0.125 | 0.08 | 261 | 0 | 0.364 | 1 | 2 | cs | TRUE
14 | LV_2325-2_0_4_line_14 |  | 11 | 124 | 0.033798 | 0.125 | 0.08 | 261 | 0 | 0.364 | 1 | 2 | cs | TRUE
15 | LV_2325-2_0_4_line_15 |  | 12 | 13 | 0.00019844 | 0.125 | 0.08 | 261 | 0 | 0.364 | 1 | 1 | cs | TRUE
16 | LV_2325-2_0_4_line_16 |  | 12 | 14 | 0.24018 | 0.125 | 0.08 | 261 | 0 | 0.364 | 1 | 1 | cs | TRUE
17 | LV_2325-2_0_4_line_17 |  | 13 | 31 | 0.32813 | 0.125 | 0.08 | 261 | 0 | 0.364 | 1 | 1 | cs | TRUE
18 | LV_2325-2_0_4_line_18 |  | 14 | 27 | 0.04375 | 0.125 | 0.08 | 261 | 0 | 0.364 | 1 | 1 | cs | TRUE
19 | LV_2325-2_0_4_line_19 |  | 14 | 26 | 0.0097562 | 0.125 | 0.08 | 261 | 0 | 0.364 | 1 | 1 | cs | TRUE
20 | LV_2325-2_0_4_line_20 |  | 15 | 16 | 0.031953 | 0.125 | 0.08 | 261 | 0 | 0.364 | 1 | 1 | cs | TRUE
21 | LV_2325-2_0_4_line_21 |  | 15 | 17 | 0.047002 | 0.125 | 0.08 | 261 | 0 | 0.364 | 1 | 1 | cs | TRUE
22 | LV_2325-2_0_4_line_22 |  | 16 | 18 | 7.0613e-08 | 0.125 | 0.08 | 261 | 0 | 0.364 | 1 | 1 | cs | TRUE
23 | LV_2325-2_0_4_line_23 |  | 17 | 19 | 0.027667 | 0.125 | 0.08 | 261 | 0 | 0.364 | 1 | 1 | cs | TRUE
24 | LV_2325-2_0_4_line_24 |  | 18 | 20 | 0.0046377 | 0.125 | 0.08 | 261 | 0 | 0.364 | 1 | 1 | cs | TRUE
25 | LV_2325-2_0_4_line_25 |  | 19 | 21 | 0.019294 | 0.125 | 0.08 | 261 | 0 | 0.364 | 1 | 1 | cs | TRUE
26 | LV_2325-2_0_4_line_26 |  | 20 | 22 | 0.131 | 0.125 | 0.08 | 261 | 0 | 0.364 | 1 | 1 | cs | TRUE
27 | LV_2325-2_0_4_line_27 |  | 21 | 23 | 0.0037426 | 0.125 | 0.08 | 261 | 0 | 0.364 | 1 | 2 | cs | TRUE
28 | LV_2325-2_0_4_line_28 |  | 21 | 24 | 0.03973 | 0.125 | 0.08 | 261 | 0 | 0.364 | 1 | 2 | cs | TRUE
29 | LV_2325-2_0_4_line_29 |  | 22 | 25 | 0.06274 | 0.125 | 0.08 | 261 | 0 | 0.364 | 1 | 1 | cs | TRUE
30 | LV_2325-2_0_4_line_30 |  | 23 | 80 | 0.020109 | 0.125 | 0.08 | 261 | 0 | 0.364 | 1 | 2 | cs | TRUE
31 | LV_2325-2_0_4_line_31 |  | 24 | 101 | 0.025262 | 0.125 | 0.08 | 261 | 0 | 0.364 | 1 | 2 | cs | TRUE
32 | LV_2325-2_0_4_line_32 |  | 27 | 29 | 0.58481 | 0.125 | 0.08 | 261 | 0 | 0.364 | 1 | 1 | cs | TRUE
33 | LV_2325-2_0_4_line_33 |  | 28 | 29 | 0.038489 | 0.125 | 0.08 | 261 | 0 | 0.364 | 1 | 1 | cs | TRUE
34 | LV_2325-2_0_4_line_34 |  | 28 | 30 | 0.067937 | 0.125 | 0.08 | 261 | 0 | 0.364 | 1 | 1 | cs | TRUE
35 | LV_2325-2_0_4_line_35 |  | 29 | 73 | 0.040081 | 0.125 | 0.08 | 261 | 0 | 0.364 | 1 | 1 | cs | TRUE
36 | LV_2325-2_0_4_line_36 |  | 31 | 119 | 0.09221 | 0.125 | 0.08 | 261 | 0 | 0.364 | 1 | 1 | cs | TRUE
37 | LV_2325-2_0_4_line_37 |  | 32 | 33 | 0.012297 | 0.125 | 0.08 | 261 | 0 | 0.364 | 1 | 2 | cs | TRUE
38 | LV_2325-2_0_4_line_38 |  | 32 | 34 | 0.036457 | 0.125 | 0.08 | 261 | 0 | 0.364 | 1 | 2 | cs | TRUE
39 | LV_2325-2_0_4_line_39 |  | 33 | 35 | 0.00055656 | 0.125 | 0.08 | 261 | 0 | 0.364 | 1 | 2 | cs | TRUE
40 | LV_2325-2_0_4_line_40 |  | 34 | 36 | 0.010143 | 0.125 | 0.08 | 261 | 0 | 0.364 | 1 | 1 | cs | TRUE
41 | LV_2325-2_0_4_line_41 |  | 34 | 37 | 0.015777 | 0.125 | 0.08 | 261 | 0 | 0.364 | 1 | 2 | cs | TRUE
42 | LV_2325-2_0_4_line_42 |  | 35 | 40 | 0.020732 | 0.125 | 0.08 | 261 | 0 | 0.364 | 1 | 2 | cs | TRUE
43 | LV_2325-2_0_4_line_43 |  | 36 | 41 | 9.9102e-05 | 0.125 | 0.08 | 261 | 0 | 0.364 | 1 | 1 | cs | TRUE
44 | LV_2325-2_0_4_line_44 |  | 37 | 42 | 0.095228 | 0.125 | 0.08 | 261 | 0 | 0.364 | 1 | 1 | cs | TRUE
45 | LV_2325-2_0_4_line_45 |  | 37 | 43 | 0.075846 | 0.125 | 0.08 | 261 | 0 | 0.364 | 1 | 2 | cs | TRUE
46 | LV_2325-2_0_4_line_46 |  | 38 | 39 | 0.027034 | 0.125 | 0.08 | 261 | 0 | 0.364 | 1 | 1 | cs | TRUE
47 | LV_2325-2_0_4_line_47 |  | 39 | 78 | 0.005973 | 0.125 | 0.08 | 261 | 0 | 0.364 | 1 | 1 | cs | TRUE
48 | LV_2325-2_0_4_line_48 |  | 39 | 44 | 0.0098945 | 0.125 | 0.08 | 261 | 0 | 0.364 | 1 | 1 | cs | TRUE
49 | LV_2325-2_0_4_line_49 |  | 40 | 44 | 0.043163 | 0.125 | 0.08 | 261 | 0 | 0.364 | 1 | 2 | cs | TRUE
50 | LV_2325-2_0_4_line_50 |  | 41 | 45 | 0.013198 | 0.125 | 0.08 | 261 | 0 | 0.364 | 1 | 1 | cs | TRUE
51 | LV_2325-2_0_4_line_51 |  | 43 | 46 | 0.0082861 | 0.125 | 0.08 | 261 | 0 | 0.364 | 1 | 2 | cs | TRUE
52 | LV_2325-2_0_4_line_52 |  | 44 | 47 | 0.046152 | 0.125 | 0.08 | 261 | 0 | 0.364 | 1 | 2 | cs | TRUE
53 | LV_2325-2_0_4_line_53 |  | 45 | 68 | 0.0087179 | 0.125 | 0.08 | 261 | 0 | 0.364 | 1 | 1 | cs | TRUE
54 | LV_2325-2_0_4_line_54 |  | 46 | 67 | 0.03353 | 0.125 | 0.08 | 261 | 0 | 0.364 | 1 | 1 | cs | TRUE
55 | LV_2325-2_0_4_line_55 |  | 46 | 64 | 0.022367 | 0.125 | 0.08 | 261 | 0 | 0.364 | 1 | 2 | cs | TRUE
56 | LV_2325-2_0_4_line_56 |  | 47 | 77 | 0.022158 | 0.125 | 0.08 | 261 | 0 | 0.364 | 1 | 2 | cs | TRUE
57 | LV_2325-2_0_4_line_57 |  | 48 | 49 | 0.0095005 | 0.125 | 0.08 | 261 | 0 | 0.364 | 1 | 1 | cs | TRUE
58 | LV_2325-2_0_4_line_58 |  | 48 | 50 | 0.016634 | 0.125 | 0.08 | 261 | 0 | 0.364 | 1 | 1 | cs | TRUE
59 | LV_2325-2_0_4_line_59 |  | 49 | 51 | 0.041557 | 0.125 | 0.08 | 261 | 0 | 0.364 | 1 | 1 | cs | TRUE
60 | LV_2325-2_0_4_line_60 |  | 50 | 52 | 0.01873 | 0.125 | 0.08 | 261 | 0 | 0.364 | 1 | 1 | cs | TRUE
61 | LV_2325-2_0_4_line_61 |  | 51 | 53 | 0.023365 | 0.125 | 0.08 | 261 | 0 | 0.364 | 1 | 1 | cs | TRUE
62 | LV_2325-2_0_4_line_62 |  | 52 | 54 | 0.0012591 | 0.125 | 0.08 | 261 | 0 | 0.364 | 1 | 1 | cs | TRUE
63 | LV_2325-2_0_4_line_63 |  | 53 | 55 | 0.027997 | 0.125 | 0.08 | 261 | 0 | 0.364 | 1 | 1 | cs | TRUE
64 | LV_2325-2_0_4_line_64 |  | 53 | 56 | 0.018424 | 0.125 | 0.08 | 261 | 0 | 0.364 | 1 | 1 | cs | TRUE
65 | LV_2325-2_0_4_line_65 |  | 54 | 57 | 0.0021852 | 0.125 | 0.08 | 261 | 0 | 0.364 | 1 | 1 | cs | TRUE
66 | LV_2325-2_0_4_line_66 |  | 56 | 58 | 0.012174 | 0.125 | 0.08 | 261 | 0 | 0.364 | 1 | 1 | cs | TRUE
67 | LV_2325-2_0_4_line_67 |  | 57 | 72 | 0.03065 | 0.125 | 0.08 | 261 | 0 | 0.364 | 1 | 1 | cs | TRUE
68 | LV_2325-2_0_4_line_68 |  | 58 | 59 | 0.021114 | 0.125 | 0.08 | 261 | 0 | 0.364 | 1 | 1 | cs | TRUE
69 | LV_2325-2_0_4_line_69 |  | 58 | 60 | 0.002956 | 0.125 | 0.08 | 261 | 0 | 0.364 | 1 | 1 | cs | TRUE
70 | LV_2325-2_0_4_line_70 |  | 60 | 113 | 0.023846 | 0.125 | 0.08 | 261 | 0 | 0.364 | 1 | 1 | cs | TRUE
71 | LV_2325-2_0_4_line_71 |  | 61 | 62 | 0.024709 | 0.125 | 0.08 | 261 | 0 | 0.364 | 1 | 2 | cs | TRUE
72 | LV_2325-2_0_4_line_72 |  | 61 | 63 | 0.10491 | 0.125 | 0.08 | 261 | 0 | 0.364 | 1 | 2 | cs | TRUE
73 | LV_2325-2_0_4_line_73 |  | 62 | 64 | 0.010098 | 0.125 | 0.08 | 261 | 0 | 0.364 | 1 | 2 | cs | TRUE
74 | LV_2325-2_0_4_line_74 |  | 63 | 65 | 0.0072061 | 0.125 | 0.08 | 261 | 0 | 0.364 | 1 | 1 | cs | TRUE
75 | LV_2325-2_0_4_line_75 |  | 63 | 66 | 0.037003 | 0.125 | 0.08 | 261 | 0 | 0.364 | 1 | 2 | cs | TRUE
76 | LV_2325-2_0_4_line_76 |  | 66 | 98 | 0.0067631 | 0.125 | 0.08 | 261 | 0 | 0.364 | 1 | 2 | cs | TRUE
77 | LV_2325-2_0_4_line_77 |  | 66 | 111 | 0.0089569 | 0.125 | 0.08 | 261 | 0 | 0.364 | 1 | 1 | cs | TRUE
78 | LV_2325-2_0_4_line_78 |  | 67 | 117 | 0.017367 | 0.125 | 0.08 | 261 | 0 | 0.364 | 1 | 1 | cs | TRUE
79 | LV_2325-2_0_4_line_79 |  | 67 | 114 | 0.021131 | 0.125 | 0.08 | 261 | 0 | 0.364 | 1 | 1 | cs | TRUE
80 | LV_2325-2_0_4_line_80 |  | 68 | 69 | 0.0098025 | 0.125 | 0.08 | 261 | 0 | 0.364 | 1 | 1 | cs | TRUE
81 | LV_2325-2_0_4_line_81 |  | 69 | 70 | 0.0073968 | 0.125 | 0.08 | 261 | 0 | 0.364 | 1 | 1 | cs | TRUE
82 | LV_2325-2_0_4_line_82 |  | 70 | 71 | 0.010622 | 0.125 | 0.08 | 261 | 0 | 0.364 | 1 | 1 | cs | TRUE
83 | LV_2325-2_0_4_line_83 |  | 72 | 110 | 0.012637 | 0.125 | 0.08 | 261 | 0 | 0.364 | 1 | 1 | cs | TRUE
84 | LV_2325-2_0_4_line_84 |  | 73 | 74 | 0.014634 | 0.125 | 0.08 | 261 | 0 | 0.364 | 1 | 1 | cs | TRUE
85 | LV_2325-2_0_4_line_85 |  | 74 | 75 | 0.051159 | 0.125 | 0.08 | 261 | 0 | 0.364 | 1 | 1 | cs | TRUE
86 | LV_2325-2_0_4_line_86 |  | 75 | 76 | 0.020615 | 0.125 | 0.08 | 261 | 0 | 0.364 | 1 | 1 | cs | TRUE
87 | LV_2325-2_0_4_line_87 |  | 77 | 79 | 0.0042343 | 0.125 | 0.08 | 261 | 0 | 0.364 | 1 | 2 | cs | TRUE
88 | LV_2325-2_0_4_line_88 |  | 79 | 80 | 0.017379 | 0.125 | 0.08 | 261 | 0 | 0.364 | 1 | 2 | cs | TRUE
89 | LV_2325-2_0_4_line_89 |  | 81 | 82 | 0.044033 | 0.125 | 0.08 | 261 | 0 | 0.364 | 1 | 1 | cs | TRUE
90 | LV_2325-2_0_4_line_90 |  | 82 | 83 | 0.026944 | 0.125 | 0.08 | 261 | 0 | 0.364 | 1 | 1 | cs | TRUE
91 | LV_2325-2_0_4_line_91 |  | 82 | 84 | 0.019577 | 0.125 | 0.08 | 261 | 0 | 0.364 | 1 | 1 | cs | TRUE
92 | LV_2325-2_0_4_line_92 |  | 83 | 85 | 4.6649e-05 | 0.125 | 0.08 | 261 | 0 | 0.364 | 1 | 1 | cs | TRUE
93 | LV_2325-2_0_4_line_93 |  | 84 | 86 | 0.018076 | 0.125 | 0.08 | 261 | 0 | 0.364 | 1 | 1 | cs | TRUE
94 | LV_2325-2_0_4_line_94 |  | 85 | 87 | 0.016393 | 0.125 | 0.08 | 261 | 0 | 0.364 | 1 | 1 | cs | TRUE
95 | LV_2325-2_0_4_line_95 |  | 86 | 88 | 0.021189 | 0.125 | 0.08 | 261 | 0 | 0.364 | 1 | 2 | cs | TRUE
96 | LV_2325-2_0_4_line_96 |  | 86 | 89 | 0.023283 | 0.125 | 0.08 | 261 | 0 | 0.364 | 1 | 2 | cs | TRUE
97 | LV_2325-2_0_4_line_97 |  | 87 | 136 | 0.039043 | 0.125 | 0.08 | 261 | 0 | 0.364 | 1 | 1 | cs | TRUE
98 | LV_2325-2_0_4_line_98 |  | 88 | 102 | 0.012078 | 0.125 | 0.08 | 261 | 0 | 0.364 | 1 | 2 | cs | TRUE
99 | LV_2325-2_0_4_line_99 |  | 89 | 104 | 0.029887 | 0.125 | 0.08 | 261 | 0 | 0.364 | 1 | 2 | cs | TRUE
100 | LV_2325-2_0_4_line_100 |  | 90 | 91 | 0.021407 | 0.125 | 0.08 | 261 | 0 | 0.364 | 1 | 1 | cs | TRUE
101 | LV_2325-2_0_4_line_101 |  | 90 | 92 | 0.019683 | 0.125 | 0.08 | 261 | 0 | 0.364 | 1 | 1 | cs | TRUE
102 | LV_2325-2_0_4_line_102 |  | 91 | 93 | 0.014249 | 0.125 | 0.08 | 261 | 0 | 0.364 | 1 | 1 | cs | TRUE
103 | LV_2325-2_0_4_line_103 |  | 92 | 94 | 0.003746 | 0.125 | 0.08 | 261 | 0 | 0.364 | 1 | 1 | cs | TRUE
104 | LV_2325-2_0_4_line_104 |  | 94 | 95 | 0.014263 | 0.125 | 0.08 | 261 | 0 | 0.364 | 1 | 1 | cs | TRUE
105 | LV_2325-2_0_4_line_105 |  | 95 | 98 | 0.039138 | 0.125 | 0.08 | 261 | 0 | 0.364 | 1 | 2 | cs | TRUE
106 | LV_2325-2_0_4_line_106 |  | 96 | 97 | 0.0081107 | 0.125 | 0.08 | 261 | 0 | 0.364 | 1 | 1 | cs | TRUE
107 | LV_2325-2_0_4_line_107 |  | 97 | 99 | 0.023449 | 0.125 | 0.08 | 261 | 0 | 0.364 | 1 | 1 | cs | TRUE
108 | LV_2325-2_0_4_line_108 |  | 97 | 100 | 0.00857 | 0.125 | 0.08 | 261 | 0 | 0.364 | 1 | 1 | cs | TRUE
109 | LV_2325-2_0_4_line_109 |  | 100 | 109 | 0.010695 | 0.125 | 0.08 | 261 | 0 | 0.364 | 1 | 1 | cs | TRUE
110 | LV_2325-2_0_4_line_110 |  | 100 | 108 | 0.044374 | 0.125 | 0.08 | 261 | 0 | 0.364 | 1 | 1 | cs | TRUE
111 | LV_2325-2_0_4_line_111 |  | 101 | 102 | 0.050178 | 0.125 | 0.08 | 261 | 0 | 0.364 | 1 | 2 | cs | TRUE
112 | LV_2325-2_0_4_line_112 |  | 102 | 103 | 0.057666 | 0.125 | 0.08 | 261 | 0 | 0.364 | 1 | 1 | cs | TRUE
113 | LV_2325-2_0_4_line_113 |  | 104 | 105 | 0.041904 | 0.125 | 0.08 | 261 | 0 | 0.364 | 1 | 1 | cs | TRUE
114 | LV_2325-2_0_4_line_114 |  | 104 | 106 | 0.25651 | 0.125 | 0.08 | 261 | 0 | 0.364 | 1 | 2 | cs | TRUE
115 | LV_2325-2_0_4_line_115 |  | 106 | 107 | 0.37837 | 0.125 | 0.08 | 261 | 0 | 0.364 | 1 | 2 | cs | TRUE
116 | LV_2325-2_0_4_line_116 |  | 107 | 138 | 0.47966 | 0.125 | 0.08 | 261 | 0 | 0.364 | 1 | 2 | cs | TRUE
117 | LV_2325-2_0_4_line_117 |  | 109 | 110 | 0.01169 | 0.125 | 0.08 | 261 | 0 | 0.364 | 1 | 1 | cs | TRUE
118 | LV_2325-2_0_4_line_118 |  | 111 | 112 | 0.019653 | 0.125 | 0.08 | 261 | 0 | 0.364 | 1 | 1 | cs | TRUE
119 | LV_2325-2_0_4_line_119 |  | 112 | 113 | 0.00054268 | 0.125 | 0.08 | 261 | 0 | 0.364 | 1 | 1 | cs | TRUE
120 | LV_2325-2_0_4_line_120 |  | 114 | 115 | 0.0021507 | 0.125 | 0.08 | 261 | 0 | 0.364 | 1 | 1 | cs | TRUE
121 | LV_2325-2_0_4_line_121 |  | 115 | 116 | 0.02633 | 0.125 | 0.08 | 261 | 0 | 0.364 | 1 | 1 | cs | TRUE
122 | LV_2325-2_0_4_line_122 |  | 116 | 118 | 0.029894 | 0.125 | 0.08 | 261 | 0 | 0.364 | 1 | 1 | cs | TRUE
123 | LV_2325-2_0_4_line_123 |  | 119 | 120 | 0.19971 | 0.125 | 0.08 | 261 | 0 | 0.364 | 1 | 1 | cs | TRUE
124 | LV_2325-2_0_4_line_124 |  | 119 | 121 | 0.25907 | 0.125 | 0.08 | 261 | 0 | 0.364 | 1 | 1 | cs | TRUE
125 | LV_2325-2_0_4_line_125 |  | 121 | 133 | 0.38975 | 0.125 | 0.08 | 261 | 0 | 0.364 | 1 | 1 | cs | TRUE
126 | LV_2325-2_0_4_line_126 |  | 122 | 123 | 0.00029863 | 0.125 | 0.08 | 261 | 0 | 0.364 | 1 | 2 | cs | TRUE
127 | LV_2325-2_0_4_line_127 |  | 122 | 124 | 0.35186 | 0.125 | 0.08 | 261 | 0 | 0.364 | 1 | 2 | cs | TRUE
128 | LV_2325-2_0_4_line_128 |  | 123 | 125 | 0.12971 | 0.125 | 0.08 | 261 | 0 | 0.364 | 1 | 2 | cs | TRUE
129 | LV_2325-2_0_4_line_129 |  | 125 | 126 | 0.10287 | 0.125 | 0.08 | 261 | 0 | 0.364 | 1 | 2 | cs | TRUE
130 | LV_2325-2_0_4_line_130 |  | 125 | 127 | 0.16728 | 0.125 | 0.08 | 261 | 0 | 0.364 | 1 | 1 | cs | TRUE
131 | LV_2325-2_0_4_line_131 |  | 126 | 128 | 0.12142 | 0.125 | 0.08 | 261 | 0 | 0.364 | 1 | 2 | cs | TRUE
132 | LV_2325-2_0_4_line_132 |  | 126 | 129 | 0.36164 | 0.125 | 0.08 | 261 | 0 | 0.364 | 1 | 1 | cs | TRUE
133 | LV_2325-2_0_4_line_133 |  | 127 | 130 | 0.25732 | 0.125 | 0.08 | 261 | 0 | 0.364 | 1 | 1 | cs | TRUE
134 | LV_2325-2_0_4_line_134 |  | 128 | 131 | 0.16193 | 0.125 | 0.08 | 261 | 0 | 0.364 | 1 | 2 | cs | TRUE
135 | LV_2325-2_0_4_line_135 |  | 129 | 132 | 0.28093 | 0.125 | 0.08 | 261 | 0 | 0.364 | 1 | 1 | cs | TRUE
136 | LV_2325-2_0_4_line_136 |  | 131 | 133 | 0.16037 | 0.125 | 0.08 | 261 | 0 | 0.364 | 1 | 1 | cs | TRUE
137 | LV_2325-2_0_4_line_137 |  | 132 | 147 | 0.30547 | 0.125 | 0.08 | 261 | 0 | 0.364 | 1 | 1 | cs | TRUE
138 | LV_2325-2_0_4_line_138 |  | 136 | 137 | 0.067889 | 0.125 | 0.08 | 261 | 0 | 0.364 | 1 | 1 | cs | TRUE
139 | LV_2325-2_0_4_line_139 |  | 138 | 139 | 0.32354 | 0.125 | 0.08 | 261 | 0 | 0.364 | 1 | 2 | cs | TRUE
140 | LV_2325-2_0_4_line_140 |  | 138 | 140 | 0.098336 | 0.125 | 0.08 | 261 | 0 | 0.364 | 1 | 1 | cs | TRUE
141 | LV_2325-2_0_4_line_141 |  | 139 | 143 | 0.016226 | 0.125 | 0.08 | 261 | 0 | 0.364 | 1 | 1 | cs | TRUE
142 | LV_2325-2_0_4_line_142 |  | 140 | 145 | 0.080574 | 0.125 | 0.08 | 261 | 0 | 0.364 | 1 | 1 | cs | TRUE
143 | LV_2325-2_0_4_line_143 |  | 141 | 142 | 0.00021556 | 0.125 | 0.08 | 261 | 0 | 0.364 | 1 | 1 | cs | TRUE
144 | LV_2325-2_0_4_line_144 |  | 141 | 143 | 0.52203 | 0.125 | 0.08 | 261 | 0 | 0.364 | 1 | 1 | cs | TRUE
145 | LV_2325-2_0_4_line_145 |  | 142 | 144 | 0.3369 | 0.125 | 0.08 | 261 | 0 | 0.364 | 1 | 1 | cs | TRUE
146 | LV_2325-2_0_4_line_146 |  | 145 | 146 | 0.10607 | 0.125 | 0.08 | 261 | 0 | 0.364 | 1 | 1 | cs | TRUE
147 | LV_2325-2_0_4_line_147 |  | 147 | 148 | 0.055571 | 0.125 | 0.08 | 261 | 0 | 0.364 | 1 | 1 | cs | TRUE
148 | LV_2325-2_0_4_line_148 |  | 148 | 149 | 0.061124 | 0.125 | 0.08 | 261 | 0 | 0.364 | 1 | 1 | cs | TRUE

## trafo
| name | std_type | hv_bus | lv_bus | sn_mva | vn_hv_kv | vn_lv_kv | vk_percent | vkr_percent | pfe_kw | i0_percent | shift_degree | tap_side | tap_neutral | tap_min | tap_max | tap_step_percent | tap_step_degree | tap_pos | tap_phase_shifter | parallel | df | in_service
0 | LV_2325-2_0_4_trafo_217 | 0.63 MVA 20/0.4 kV | 150 | 10 | 0.63 | 20 | 0.4 | 6 | 1.206 | 1.65 | 0.2619 | 150 | hv | 0 | -2 | 2 | 2.5 | 0 | 0 | FALSE | 1 | 1 | TRUE

## line_geodata
| x0 | y0 | x1 | y1 | x2 | y2 | x3 | y3 | x4 | y4 | x5 | y5 | x6 | y6 | x7 | y7 | x8 | y8 | x9 | y9 | x10 | y10 | x11 | y11 | x12 | y12 | x13 | y13 | x14 | y14 | x15 | y15 | x16 | y16
0 | 2561378.8666 | 1153592.2402 | 2561403.0574 | 1153597.5483
1 | 2561348.3609 | 1153585.5465 | 2561378.8666 | 1153592.2402
2 | 2561403.0574 | 1153597.5483 | 2561407.5647 | 1153598.5373
3 | 2561348.3609 | 1153585.5465 | 2561340.4628 | 1153583.8075 | 2561320.3016 | 1153580.8164
4 | 2561348.3609 | 1153585.5465 | 2561350.1598 | 1153600.4092
5 | 2561412.7902 | 1153599.6839 | 2561407.5647 | 1153598.5373
6 | 2561301.7959 | 1153577.9424 | 2561316.549 | 1153580.2597 | 2561320.3016 | 1153580.8164
7 | 2561412.7902 | 1153599.6839 | 2561442.0669 | 1153967.5837
8 | 2561301.7959 | 1153577.9424 | 2561298.8918 | 1153582.0855 | 2561284.1603 | 1153592.6302
9 | 2561301.7959 | 1153577.9424 | 2561291.5966 | 1153572.7055 | 2561288.5625 | 1153569.7592
10 | 2561442.0669 | 1153967.5837 | 2561429.918 | 1154015.5363
11 | 2561284.1603 | 1153592.6302 | 2561293.5879 | 1153606.6878
12 | 2561270.1696 | 1153602.6366 | 2561284.1603 | 1153592.6302
13 | 2561274.8971 | 1153548.1561 | 2561276.6763 | 1153550.4236 | 2561282.3165 | 1153563.694 | 2561288.5625 | 1153569.7592
14 | 2561423.6995 | 1154048.5318 | 2561423.5044 | 1154040.8514 | 2561429.918 | 1154015.5363
15 | 2560414.7029 | 1153626.6772 | 2560414.8713 | 1153626.7822
16 | 2560468.4483 | 1153392.5853 | 2560414.7029 | 1153626.6772
17 | 2560414.8713 | 1153626.7822 | 2560638.12 | 1153867.2582
18 | 2560510.4313 | 1153390.2302 | 2560484.533 | 1153395.4365 | 2560476.1162 | 1153396.5813 | 2560470.9647 | 1153394.9032 | 2560468.4483 | 1153392.5853
19 | 2560466.3651 | 1153383.0541 | 2560468.4483 | 1153392.5853
20 | 2561395.9868 | 1153413.4317 | 2561401.3037 | 1153415.7082 | 2561426.6137 | 1153415.5456 | 2561427.4351 | 1153415.7956
21 | 2561395.9868 | 1153413.4317 | 2561383.3471 | 1153408.0197 | 2561367.3895 | 1153390.28 | 2561359.3386 | 1153385.4454
22 | 2561427.4352 | 1153415.7956 | 2561427.4351 | 1153415.7956
23 | 2561333.9385 | 1153374.7668 | 2561352.5167 | 1153381.3489 | 2561359.3386 | 1153385.4454
24 | 2561431.8719 | 1153417.1458 | 2561427.4352 | 1153415.7956
25 | 2561316.6905 | 1153366.4496 | 2561323.7641 | 1153371.162 | 2561333.9385 | 1153374.7668
26 | 2561431.8719 | 1153417.1458 | 2561437.5605 | 1153418.877 | 2561429.6526 | 1153434.7581 | 2561429.8153 | 1153439.7707 | 2561437.3149 | 1153445.1364 | 2561450.1514 | 1153456.0151 | 2561453.8924 | 1153474.6562 | 2561458.9478 | 1153492.4773 | 2561463.5993 | 1153511.9352 | 2561468.3312 | 1153522.4101 | 2561467.9073 | 1153529.6102
27 | 2561316.6905 | 1153366.4496 | 2561314.3474 | 1153369.368
28 | 2561326.3794 | 1153329.3239 | 2561328.2244 | 1153340.6066 | 2561318.75 | 1153362.2009 | 2561316.6905 | 1153366.4496
29 | 2561476.5451 | 1153587.7019 | 2561468.038 | 1153573.5492 | 2561461.8358 | 1153559.9154 | 2561462.2618 | 1153549.7853 | 2561467.5979 | 1153534.8656 | 2561467.9073 | 1153529.6102
30 | 2561297.709 | 1153380.1952 | 2561300.6915 | 1153379.2259 | 2561312.4738 | 1153371.7017 | 2561314.3474 | 1153369.368
31 | 2561326.3794 | 1153329.3239 | 2561332.9128 | 1153327.592 | 2561349.0456 | 1153323.6529 | 2561350.9239 | 1153323.3928
32 | 2560510.4313 | 1153390.2302 | 2560607.7424 | 1152813.575
33 | 2560607.7424 | 1152813.575 | 2560604.8062 | 1152813.2379 | 2560594.7876 | 1152811.2804 | 2560583.7597 | 1152808.6958 | 2560575.397 | 1152806.5051 | 2560570.2189 | 1152805.1446
34 | 2560504.3499 | 1152788.7627 | 2560504.3499 | 1152788.7627 | 2560514.066 | 1152790.2107 | 2560525.1474 | 1152792.7503 | 2560563.4677 | 1152803.3707 | 2560570.2189 | 1152805.1446
35 | 2560607.7424 | 1152813.575 | 2560613.7828 | 1152814.2684 | 2560618.8907 | 1152813.9014 | 2560626.2592 | 1152810.7404 | 2560641.134 | 1152798.5256 | 2560642.3837 | 1152797.5027
36 | 2560638.12 | 1153867.2582 | 2560639.3226 | 1153871.6526 | 2560641.5957 | 1153880.1865 | 2560644.4169 | 1153888.072 | 2560656.1194 | 1153908.4502 | 2560662.1032 | 1153916.6263 | 2560671.5191 | 1153927.5703 | 2560680.0389 | 1153936.419 | 2560686.7366 | 1153943.9728
37 | 2561170.4587 | 1153408.4989 | 2561159.8838 | 1153414.7759
38 | 2561128.8542 | 1153433.9077 | 2561147.0093 | 1153422.4178 | 2561159.8838 | 1153414.7759
39 | 2561170.9373 | 1153408.2149 | 2561170.4587 | 1153408.4989
40 | 2561128.8542 | 1153433.9077 | 2561133.4091 | 1153442.9702
41 | 2561118.7367 | 1153433.0617 | 2561124.1631 | 1153427.457 | 2561128.8542 | 1153433.9077
42 | 2561188.7651 | 1153397.6329 | 2561170.9373 | 1153408.2149
43 | 2561133.4536 | 1153443.0587 | 2561133.4091 | 1153442.9702
44 | 2561118.7367 | 1153433.0617 | 2561107.6261 | 1153429.3428 | 2561097.2393 | 1153429.588 | 2561068.3065 | 1153443.7049 | 2561058.8832 | 1153445.8115 | 2561046.6631 | 1153443.7341 | 2561029.7341 | 1153434.8505
45 | 2561118.7367 | 1153433.0617 | 2561110.9499 | 1153439.0818 | 2561099.1094 | 1153448.2298 | 2561091.7083 | 1153453.3693 | 2561084.0804 | 1153459.0438 | 2561079.1257 | 1153462.8334 | 2561072.6975 | 1153467.7442 | 2561063.9238 | 1153476.55 | 2561060.2127 | 1153480.9619
46 | 2561231.605 | 1153418.9472 | 2561224.7042 | 1153432.6765 | 2561216.6106 | 1153441.1109
47 | 2561231.605 | 1153418.9472 | 2561232.3504 | 1153424.8735
48 | 2561231.605 | 1153418.9472 | 2561230.3682 | 1153409.1303
49 | 2561230.3682 | 1153409.1303 | 2561188.7651 | 1153397.6329
50 | 2561133.4536 | 1153443.0587 | 2561139.3803 | 1153454.8507
51 | 2561054.8789 | 1153487.3031 | 2561060.2127 | 1153480.9619
52 | 2561254.7417 | 1153380.5471 | 2561252.0152 | 1153379.9956 | 2561243.062 | 1153381.2651 | 2561233.5869 | 1153386.0621 | 2561230.6523 | 1153393.7961 | 2561229.6318 | 1153403.2853 | 2561230.3682 | 1153409.1303
53 | 2561143.2954 | 1153462.6401 | 2561139.3803 | 1153454.8507
54 | 2561054.8789 | 1153487.3031 | 2561033.6189 | 1153513.2764
55 | 2561054.8789 | 1153487.3031 | 2561072.21 | 1153501.4427
56 | 2561254.7417 | 1153380.5471 | 2561266.2891 | 1153382.8828 | 2561276.6323 | 1153383.7217
57 | 2561334.7985 | 1153458.892 | 2561329.5636 | 1153459.1807 | 2561325.3561 | 1153458.5294
58 | 2561351.266 | 1153459.9657 | 2561343.4838 | 1153458.413 | 2561334.7985 | 1153458.892
59 | 2561325.3561 | 1153458.5294 | 2561314.1883 | 1153456.8008 | 2561292.5268 | 1153452.816 | 2561284.2986 | 1153452.5814
60 | 2561365.7274 | 1153470.8529 | 2561364.8558 | 1153469.8702 | 2561355.9519 | 1153460.9007 | 2561351.266 | 1153459.9657
61 | 2561263.474 | 1153461.4744 | 2561266.4487 | 1153458.7538 | 2561279.1746 | 1153452.4352 | 2561284.2986 | 1153452.5814
62 | 2561365.7274 | 1153470.8529 | 2561366.5629 | 1153471.7949
63 | 2561263.474 | 1153461.4744 | 2561280.6507 | 1153463.6092 | 2561288.2111 | 1153471.2533
64 | 2561263.474 | 1153461.4744 | 2561255.2823 | 1153468.9644 | 2561250.7933 | 1153474.7513
65 | 2561368.0129 | 1153473.4297 | 2561366.5629 | 1153471.7949
66 | 2561244.5844 | 1153485.175 | 2561248.4875 | 1153477.7238 | 2561250.7933 | 1153474.7513
67 | 2561391.0022 | 1153493.201 | 2561380.8419 | 1153487.3208 | 2561372.6305 | 1153478.6358 | 2561368.0129 | 1153473.4297
68 | 2561244.5844 | 1153485.175 | 2561256.3286 | 1153489.6126 | 2561264.654 | 1153487.4023
69 | 2561244.5844 | 1153485.175 | 2561243.4627 | 1153487.3056 | 2561243.3583 | 1153487.8438
70 | 2561238.7479 | 1153511.2391 | 2561239.4606 | 1153507.9419 | 2561243.3583 | 1153487.8438
71 | 2561099.9716 | 1153522.4256 | 2561080.0816 | 1153507.7653
72 | 2561204.0628 | 1153535.529 | 2561099.9716 | 1153522.4256
73 | 2561080.0816 | 1153507.7653 | 2561078.8202 | 1153506.8356 | 2561072.21 | 1153501.4427
74 | 2561206.3445 | 1153528.701 | 2561205.98 | 1153529.4691 | 2561204.0628 | 1153535.529
75 | 2561234.1968 | 1153539.9256 | 2561222.1417 | 1153545.5396 | 2561213.9972 | 1153546.048 | 2561208.4338 | 1153543.5048 | 2561205.0113 | 1153539.8362 | 2561204.0628 | 1153535.529 | 2561204.0628 | 1153535.529
76 | 2561234.1968 | 1153539.9256 | 2561240.4034 | 1153537.2389
77 | 2561234.1968 | 1153539.9256 | 2561234.4097 | 1153531.3087 | 2561234.481 | 1153530.9789
78 | 2561033.6189 | 1153513.2764 | 2561028.0407 | 1153520.294 | 2561023.134 | 1153527.1145
79 | 2561033.6189 | 1153513.2764 | 2561017.2441 | 1153499.9203
80 | 2561152.9504 | 1153464.3341 | 2561143.2954 | 1153462.6401 | 2561143.2954 | 1153462.6401
81 | 2561152.9504 | 1153464.3341 | 2561152.9504 | 1153464.3341 | 2561160.1843 | 1153462.7904
82 | 2561170.5723 | 1153460.5738 | 2561160.1843 | 1153462.7904
83 | 2561391.0022 | 1153493.201 | 2561392.8862 | 1153494.2913 | 2561401.6921 | 1153498.7926 | 2561401.9877 | 1153499.2812
84 | 2560654.3083 | 1152789.0789 | 2560654.3083 | 1152789.0789 | 2560647.8427 | 1152793.0344 | 2560642.3837 | 1152797.5027
85 | 2560704.6365 | 1152781.2701 | 2560703.1753 | 1152781.5552 | 2560698.0398 | 1152782.3892 | 2560675.1662 | 1152784.7401 | 2560662.3683 | 1152786.0579 | 2560654.3083 | 1152789.0789
86 | 2560724.7659 | 1152776.8407 | 2560712.5476 | 1152779.7263 | 2560704.6365 | 1152781.2701
87 | 2561280.8528 | 1153384.064 | 2561276.6323 | 1153383.7217
88 | 2561280.8528 | 1153384.064 | 2561282.0334 | 1153384.1597 | 2561291.3737 | 1153382.2541 | 2561297.709 | 1153380.1952
89 | 2561391.9643 | 1153260.2556 | 2561370.4677 | 1153259.3489 | 2561364.0522 | 1153265.1153 | 2561350.3803 | 1153267.5743
90 | 2561391.9643 | 1153260.2556 | 2561373.867 | 1153240.2941
91 | 2561391.9643 | 1153260.2556 | 2561404.3484 | 1153275.4177
92 | 2561373.8357 | 1153240.2595 | 2561373.867 | 1153240.2941
93 | 2561415.7831 | 1153289.4175 | 2561404.3484 | 1153275.4177
94 | 2561373.8357 | 1153240.2595 | 2561369.1685 | 1153235.1116 | 2561362.1827 | 1153228.7557
95 | 2561415.7831 | 1153289.4175 | 2561411.8632 | 1153297.8914 | 2561407.1298 | 1153301.557 | 2561409.5122 | 1153306.9333
96 | 2561415.7831 | 1153289.4175 | 2561429.2324 | 1153270.4119
97 | 2561333.304 | 1153202.4812 | 2561362.1827 | 1153228.7557
98 | 2561399.8533 | 1153314.2213 | 2561409.5122 | 1153306.9333
99 | 2561451.4478 | 1153250.4464 | 2561442.3778 | 1153258.6421 | 2561429.6366 | 1153269.8407 | 2561429.2324 | 1153270.4119
100 | 2561305.6603 | 1153526.8977 | 2561307.9665 | 1153525.9094 | 2561319.677 | 1153522.7546 | 2561326.4439 | 1153522.5368
101 | 2561305.6603 | 1153526.8977 | 2561296.0615 | 1153531.011 | 2561288.706 | 1153536.6033
102 | 2561340.6806 | 1153521.9501 | 2561333.929 | 1153522.296 | 2561326.4439 | 1153522.5368
103 | 2561288.706 | 1153536.6033 | 2561285.724 | 1153538.8705 | 2561285.724 | 1153538.8705
104 | 2561274.8971 | 1153548.1561 | 2561285.724 | 1153538.8705
105 | 2561274.8971 | 1153548.1561 | 2561271.1839 | 1153543.4221 | 2561263.7193 | 1153538.7345 | 2561254.2923 | 1153535.4936 | 2561245.3287 | 1153535.1068 | 2561240.4034 | 1153537.2389
106 | 2561391.2597 | 1153519.359 | 2561383.1596 | 1153519.774
107 | 2561391.2597 | 1153519.359 | 2561389.8144 | 1153542.758
108 | 2561399.5337 | 1153517.4938 | 2561395.294 | 1153519.1552 | 2561391.2597 | 1153519.359
109 | 2561399.5337 | 1153517.4938 | 2561401.8984 | 1153516.5559 | 2561405.1034 | 1153513.8561 | 2561406.0684 | 1153510.0147 | 2561406.0684 | 1153510.0147
110 | 2561399.5337 | 1153517.4938 | 2561420.8702 | 1153537.8115 | 2561424.213 | 1153552.3436
111 | 2561399.8533 | 1153314.2213 | 2561391.1097 | 1153318.2574 | 2561383.1407 | 1153319.865 | 2561372.0617 | 1153321.0702 | 2561361.6786 | 1153321.904 | 2561350.9239 | 1153323.3928
112 | 2561399.8533 | 1153314.2213 | 2561403.6567 | 1153325.825 | 2561401.0008 | 1153341.1388 | 2561398.0863 | 1153347.2607 | 2561394.2377 | 1153352.4992 | 2561388.3569 | 1153359.0737 | 2561384.9265 | 1153366.1104
113 | 2561438.0252 | 1153212.9023 | 2561448.8284 | 1153224.8724 | 2561450.1482 | 1153229.6774 | 2561451.4478 | 1153250.4464
114 | 2561451.4478 | 1153250.4464 | 2561705.9455 | 1153218.3741
115 | 2561705.9455 | 1153218.3741 | 2562015.1844 | 1153436.3949
116 | 2561953.512 | 1153912.0716 | 2562015.1844 | 1153436.3949
117 | 2561401.9877 | 1153499.2812 | 2561405.1352 | 1153504.4845 | 2561406.0684 | 1153510.0147
118 | 2561238.6332 | 1153511.7696 | 2561234.481 | 1153530.9789
119 | 2561238.7479 | 1153511.2391 | 2561238.6332 | 1153511.7696
120 | 2561015.5079 | 1153498.6509 | 2561017.2441 | 1153499.9203 | 2561017.2441 | 1153499.9203
121 | 2560994.2537 | 1153483.1103 | 2561015.5079 | 1153498.6509
122 | 2560969.9069 | 1153465.7658 | 2560989.1684 | 1153479.3921 | 2560994.2537 | 1153483.1103
123 | 2560686.7366 | 1153943.9728 | 2560579.1061 | 1154112.2038
124 | 2560686.7366 | 1153943.9728 | 2560941.3622 | 1153991.7448
125 | 2561018.3463 | 1154373.8152 | 2560941.3622 | 1153991.7448
126 | 2561547.6519 | 1154378.1425 | 2561547.6419 | 1154377.8441
127 | 2561547.6419 | 1154377.8441 | 2561423.6995 | 1154048.5318
128 | 2561501.0871 | 1154493.0623 | 2561506.2428 | 1154482.4349 | 2561514.7097 | 1154476.1663 | 2561521.0371 | 1154470.0004 | 2561527.4445 | 1154460.7546 | 2561534.9526 | 1154448.5003 | 2561539.7013 | 1154437.7755 | 2561542.6179 | 1154424.8614 | 2561546.0707 | 1154415.4011 | 2561548.7137 | 1154406.4796 | 2561549.8891 | 1154398.3568 | 2561549.0771 | 1154391.3584 | 2561547.792 | 1154382.3398 | 2561547.6519 | 1154378.1425
129 | 2561501.0871 | 1154493.0623 | 2561486.5352 | 1154507.3962 | 2561477.7688 | 1154520.7815 | 2561470.0924 | 1154527.0895 | 2561464.3403 | 1154528.4605 | 2561459.2882 | 1154526.5475 | 2561451.8551 | 1154521.7705 | 2561447.1118 | 1154520.1557 | 2561439.4916 | 1154519.6933 | 2561422.6299 | 1154520.7243 | 2561419.1275 | 1154520.0353 | 2561416.2338 | 1154518.5643
130 | 2561501.0871 | 1154493.0623 | 2561584.8702 | 1154637.8462
131 | 2561333.2804 | 1154441.1582 | 2561333.3519 | 1154443.9259 | 2561334.5971 | 1154445.5075 | 2561337.0253 | 1154447.3373 | 2561355.3338 | 1154454.1451 | 2561362.45 | 1154457.3343 | 2561368.0221 | 1154460.1666 | 2561381.2049 | 1154470.3314 | 2561385.2862 | 1154472.7731 | 2561397.6672 | 1154478.741 | 2561400.7193 | 1154480.9781 | 2561402.7912 | 1154483.4772 | 2561404.1786 | 1154486.9033 | 2561410.7247 | 1154508.8058 | 2561412.8091 | 1154513.2502 | 2561414.4256 | 1154516.5193 | 2561416.2338 | 1154518.5643
132 | 2561416.2338 | 1154518.5643 | 2561182.8297 | 1154794.802
133 | 2561584.8702 | 1154637.8462 | 2561694.8415 | 1154870.4843
134 | 2561333.2804 | 1154441.1582 | 2561173.7433 | 1154413.4511
135 | 2561182.8297 | 1154794.802 | 2561280.5371 | 1155058.1983
136 | 2561173.7433 | 1154413.4511 | 2561018.3463 | 1154373.8152
137 | 2561402.6726 | 1155338.1925 | 2561280.5371 | 1155058.1983
138 | 2561303.594 | 1153168.8887 | 2561294.6887 | 1153176.4388 | 2561293.1213 | 1153183.2413 | 2561294.9619 | 1153191.4447 | 2561306.6556 | 1153198.6842 | 2561322.2622 | 1153202.3411 | 2561333.304 | 1153202.4812
139 | 2561953.512 | 1153912.0716 | 2562274.7016 | 1153950.9876
140 | 2561919.5947 | 1154003.8667 | 2561920.8167 | 1153992.1196 | 2561925.8323 | 1153976.1352 | 2561939.063 | 1153945.4468 | 2561953.512 | 1153912.0716
141 | 2562274.7016 | 1153950.9876 | 2562286.5776 | 1153952.2693 | 2562290.6191 | 1153953.6818
142 | 2561919.5947 | 1154003.8667 | 2561925.0706 | 1154003.6096 | 2561929.7608 | 1154004.069 | 2561935.1824 | 1154006.1357 | 2561939.1793 | 1154009.7678 | 2561942.8124 | 1154014.1025 | 2561946.3298 | 1154019.5497 | 2561957.0042 | 1154040.6373 | 2561967.9679 | 1154061.4006
143 | 2562378.9912 | 1154468.3955 | 2562378.952 | 1154468.1836
144 | 2562290.6191 | 1153953.6818 | 2562378.952 | 1154468.1836
145 | 2562378.9912 | 1154468.3955 | 2562288.0394 | 1154792.7874
146 | 2561871.1964 | 1154104.3695 | 2561899.7893 | 1154087.6795 | 2561951.0155 | 1154070.1236 | 2561967.9679 | 1154061.4006
147 | 2561402.6726 | 1155338.1925 | 2561424.1404 | 1155356.0636 | 2561437.7847 | 1155366.7481 | 2561446.5566 | 1155372.3391
148 | 2561446.5566 | 1155372.3391 | 2561459.362 | 1155379.0159 | 2561469.7252 | 1155382.7958 | 2561480.583 | 1155385.9611 | 2561504.3535 | 1155391.2045

## bus_geodata
| x | y | coords
0 | 2561378.8666 | 1153592.2402
1 | 2561403.0574 | 1153597.5483
2 | 2561348.3609 | 1153585.5465
3 | 2561407.5647 | 1153598.5373
4 | 2561320.3016 | 1153580.8164
5 | 2561350.1598 | 1153600.4092
6 | 2561412.7902 | 1153599.6839
7 | 2561301.7959 | 1153577.9424
8 | 2561442.0669 | 1153967.5837
9 | 2561284.1603 | 1153592.6302
10 | 2561288.5625 | 1153569.7592
11 | 2561429.918 | 1154015.5363
12 | 2560414.7029 | 1153626.6772
13 | 2560414.8713 | 1153626.7822
14 | 2560468.4483 | 1153392.5853
15 | 2561395.9868 | 1153413.4317
16 | 2561427.4351 | 1153415.7956
17 | 2561359.3386 | 1153385.4454
18 | 2561427.4352 | 1153415.7956
19 | 2561333.9385 | 1153374.7668
20 | 2561431.8719 | 1153417.1458
21 | 2561316.6904 | 1153366.4496
22 | 2561467.9073 | 1153529.6102
23 | 2561314.3474 | 1153369.368
24 | 2561326.3794 | 1153329.3239
25 | 2561476.5451 | 1153587.7019
26 | 2560466.3651 | 1153383.0541
27 | 2560510.4313 | 1153390.2302
28 | 2560570.2189 | 1152805.1446
29 | 2560607.7424 | 1152813.575
30 | 2560504.3499 | 1152788.7627
31 | 2560638.12 | 1153867.2582
32 | 2561159.8838 | 1153414.7759
33 | 2561170.4587 | 1153408.4989
34 | 2561128.8542 | 1153433.9077
35 | 2561170.9373 | 1153408.2149
36 | 2561133.4091 | 1153442.9702
37 | 2561118.7367 | 1153433.0617
38 | 2561216.6106 | 1153441.1109
39 | 2561231.605 | 1153418.9472
40 | 2561188.7651 | 1153397.6329
41 | 2561133.4536 | 1153443.0587
42 | 2561029.7341 | 1153434.8505
43 | 2561060.2127 | 1153480.9619
44 | 2561230.3682 | 1153409.1303
45 | 2561139.3803 | 1153454.8507
46 | 2561054.8789 | 1153487.3031
47 | 2561254.7417 | 1153380.5471
48 | 2561334.7985 | 1153458.892
49 | 2561325.3561 | 1153458.5294
50 | 2561351.266 | 1153459.9657
51 | 2561284.2986 | 1153452.5814
52 | 2561365.7274 | 1153470.8529
53 | 2561263.474 | 1153461.4744
54 | 2561366.5629 | 1153471.7949
55 | 2561288.2111 | 1153471.2533
56 | 2561250.7933 | 1153474.7513
57 | 2561368.0129 | 1153473.4297
58 | 2561244.5844 | 1153485.175
59 | 2561264.654 | 1153487.4023
60 | 2561243.3583 | 1153487.8438
61 | 2561099.9716 | 1153522.4256
62 | 2561080.0816 | 1153507.7653
63 | 2561204.0628 | 1153535.529
64 | 2561072.21 | 1153501.4427
65 | 2561206.3445 | 1153528.701
66 | 2561234.1968 | 1153539.9256
67 | 2561033.6189 | 1153513.2764
68 | 2561143.2954 | 1153462.6401
69 | 2561152.9504 | 1153464.3341
70 | 2561160.1843 | 1153462.7904
71 | 2561170.5723 | 1153460.5738
72 | 2561391.0022 | 1153493.201
73 | 2560642.3837 | 1152797.5027
74 | 2560654.3083 | 1152789.0789
75 | 2560704.6365 | 1152781.2701
76 | 2560724.7659 | 1152776.8407
77 | 2561276.6323 | 1153383.7217
78 | 2561232.3504 | 1153424.8735
79 | 2561280.8528 | 1153384.064
80 | 2561297.709 | 1153380.1952
81 | 2561350.3803 | 1153267.5743
82 | 2561391.9643 | 1153260.2556
83 | 2561373.867 | 1153240.2941
84 | 2561404.3484 | 1153275.4177
85 | 2561373.8357 | 1153240.2595
86 | 2561415.7831 | 1153289.4174
87 | 2561362.1827 | 1153228.7557
88 | 2561409.5122 | 1153306.9333
89 | 2561429.2324 | 1153270.4119
90 | 2561305.6603 | 1153526.8977
91 | 2561326.4439 | 1153522.5368
92 | 2561288.706 | 1153536.6033
93 | 2561340.6806 | 1153521.9501
94 | 2561285.724 | 1153538.8705
95 | 2561274.8971 | 1153548.1561
96 | 2561383.1596 | 1153519.774
97 | 2561391.2597 | 1153519.359
98 | 2561240.4034 | 1153537.2389
99 | 2561389.8144 | 1153542.758
100 | 2561399.5337 | 1153517.4938
101 | 2561350.9239 | 1153323.3928
102 | 2561399.8533 | 1153314.2213
103 | 2561384.9265 | 1153366.1104
104 | 2561451.4478 | 1153250.4464
105 | 2561438.0252 | 1153212.9023
106 | 2561705.9455 | 1153218.3741
107 | 2562015.1844 | 1153436.3949
108 | 2561424.213 | 1153552.3436
109 | 2561406.0684 | 1153510.0147
110 | 2561401.9877 | 1153499.2812
111 | 2561234.481 | 1153530.9789
112 | 2561238.6332 | 1153511.7696
113 | 2561238.7479 | 1153511.2391
114 | 2561017.2441 | 1153499.9203
115 | 2561015.5079 | 1153498.6509
116 | 2560994.2537 | 1153483.1103
117 | 2561023.134 | 1153527.1145
118 | 2560969.9069 | 1153465.7658
119 | 2560686.7366 | 1153943.9728
120 | 2560579.1061 | 1154112.2038
121 | 2560941.3622 | 1153991.7448
122 | 2561547.6419 | 1154377.8441
123 | 2561547.6519 | 1154378.1425
124 | 2561423.6995 | 1154048.5318
125 | 2561501.0871 | 1154493.0623
126 | 2561416.2338 | 1154518.5643
127 | 2561584.8702 | 1154637.8462
128 | 2561333.2804 | 1154441.1582
129 | 2561182.8297 | 1154794.802
130 | 2561694.8415 | 1154870.4843
131 | 2561173.7433 | 1154413.4511
132 | 2561280.5371 | 1155058.1983
133 | 2561018.3463 | 1154373.8152
134 | 2561293.5879 | 1153606.6878
135 | 2561270.1696 | 1153602.6366
136 | 2561333.304 | 1153202.4812
137 | 2561303.594 | 1153168.8887
138 | 2561953.512 | 1153912.0716
139 | 2562274.7016 | 1153950.9876
140 | 2561919.5947 | 1154003.8667
141 | 2562378.952 | 1154468.1836
142 | 2562378.9912 | 1154468.3955
143 | 2562290.6191 | 1153953.6818
144 | 2562288.0394 | 1154792.7874
145 | 2561967.9679 | 1154061.4006
146 | 2561871.1964 | 1154104.3695
147 | 2561402.6726 | 1155338.1925
148 | 2561446.5566 | 1155372.3391
149 | 2561504.3535 | 1155391.2045
150 | 2561301.7959 | 1153577.9424

## line_std_types
| c_nf_per_km | r_ohm_per_km | x_ohm_per_km | max_i_ka | type | q_mm2 | alpha | voltage_rating
NAYY 4x50 SE | 210 | 0.642 | 0.083 | 0.142 | cs | 50 | 0.00403 | LV
NAYY 4x120 SE | 264 | 0.225 | 0.08 | 0.242 | cs | 120 | 0.00403 | LV
NAYY 4x150 SE | 261 | 0.208 | 0.08 | 0.27 | cs | 150 | 0.00403 | LV
NA2XS2Y 1x95 RM/25 12/20 kV | 216 | 0.313 | 0.132 | 0.252 | cs | 95 | 0.00403 | MV
NA2XS2Y 1x185 RM/25 12/20 kV | 273 | 0.161 | 0.117 | 0.362 | cs | 185 | 0.00403 | MV
NA2XS2Y 1x240 RM/25 12/20 kV | 304 | 0.122 | 0.112 | 0.421 | cs | 240 | 0.00403 | MV
NA2XS2Y 1x95 RM/25 6/10 kV | 315 | 0.313 | 0.123 | 0.249 | cs | 95 | 0.00403 | MV
NA2XS2Y 1x185 RM/25 6/10 kV | 406 | 0.161 | 0.11 | 0.358 | cs | 185 | 0.00403 | MV
NA2XS2Y 1x240 RM/25 6/10 kV | 456 | 0.122 | 0.105 | 0.416 | cs | 240 | 0.00403 | MV
NA2XS2Y 1x150 RM/25 12/20 kV | 250 | 0.206 | 0.116 | 0.319 | cs | 150 | 0.00403 | MV
NA2XS2Y 1x120 RM/25 12/20 kV | 230 | 0.253 | 0.119 | 0.283 | cs | 120 | 0.00403 | MV
NA2XS2Y 1x70 RM/25 12/20 kV | 190 | 0.443 | 0.132 | 0.22 | cs | 70 | 0.00403 | MV
NA2XS2Y 1x150 RM/25 6/10 kV | 360 | 0.206 | 0.11 | 0.315 | cs | 150 | 0.00403 | MV
NA2XS2Y 1x120 RM/25 6/10 kV | 340 | 0.253 | 0.113 | 0.28 | cs | 120 | 0.00403 | MV
NA2XS2Y 1x70 RM/25 6/10 kV | 280 | 0.443 | 0.123 | 0.217 | cs | 70 | 0.00403 | MV
N2XS(FL)2Y 1x120 RM/35 64/110 kV | 112 | 0.153 | 0.166 | 0.366 | cs | 120 | 0.00393 | HV
N2XS(FL)2Y 1x185 RM/35 64/110 kV | 125 | 0.099 | 0.156 | 0.457 | cs | 185 | 0.00393 | HV
N2XS(FL)2Y 1x240 RM/35 64/110 kV | 135 | 0.075 | 0.149 | 0.526 | cs | 240 | 0.00393 | HV
N2XS(FL)2Y 1x300 RM/35 64/110 kV | 144 | 0.06 | 0.144 | 0.588 | cs | 300 | 0.00393 | HV
15-AL1/3-ST1A 0.4 | 11 | 1.8769 | 0.35 | 0.105 | ol | 16 | 0.00403 | LV
24-AL1/4-ST1A 0.4 | 11.25 | 1.2012 | 0.335 | 0.14 | ol | 24 | 0.00403 | LV
48-AL1/8-ST1A 0.4 | 12.2 | 0.5939 | 0.3 | 0.21 | ol | 48 | 0.00403 | LV
94-AL1/15-ST1A 0.4 | 13.2 | 0.306 | 0.29 | 0.35 | ol | 94 | 0.00403 | LV
34-AL1/6-ST1A 10.0 | 9.7 | 0.8342 | 0.36 | 0.17 | ol | 34 | 0.00403 | MV
48-AL1/8-ST1A 10.0 | 10.1 | 0.5939 | 0.35 | 0.21 | ol | 48 | 0.00403 | MV
70-AL1/11-ST1A 10.0 | 10.4 | 0.4132 | 0.339 | 0.29 | ol | 70 | 0.00403 | MV
94-AL1/15-ST1A 10.0 | 10.75 | 0.306 | 0.33 | 0.35 | ol | 94 | 0.00403 | MV
122-AL1/20-ST1A 10.0 | 11.1 | 0.2376 | 0.323 | 0.41 | ol | 122 | 0.00403 | MV
149-AL1/24-ST1A 10.0 | 11.25 | 0.194 | 0.315 | 0.47 | ol | 149 | 0.00403 | MV
34-AL1/6-ST1A 20.0 | 9.15 | 0.8342 | 0.382 | 0.17 | ol | 34 | 0.00403 | MV
48-AL1/8-ST1A 20.0 | 9.5 | 0.5939 | 0.372 | 0.21 | ol | 48 | 0.00403 | MV
70-AL1/11-ST1A 20.0 | 9.7 | 0.4132 | 0.36 | 0.29 | ol | 70 | 0.00403 | MV
94-AL1/15-ST1A 20.0 | 10 | 0.306 | 0.35 | 0.35 | ol | 94 | 0.00403 | MV
122-AL1/20-ST1A 20.0 | 10.3 | 0.2376 | 0.344 | 0.41 | ol | 122 | 0.00403 | MV
149-AL1/24-ST1A 20.0 | 10.5 | 0.194 | 0.337 | 0.47 | ol | 149 | 0.00403 | MV
184-AL1/30-ST1A 20.0 | 10.75 | 0.1571 | 0.33 | 0.535 | ol | 184 | 0.00403 | MV
243-AL1/39-ST1A 20.0 | 11 | 0.1188 | 0.32 | 0.645 | ol | 243 | 0.00403 | MV
48-AL1/8-ST1A 110.0 | 8 | 0.5939 | 0.46 | 0.21 | ol | 48 | 0.00403 | HV
70-AL1/11-ST1A 110.0 | 8.4 | 0.4132 | 0.45 | 0.29 | ol | 70 | 0.00403 | HV
94-AL1/15-ST1A 110.0 | 8.65 | 0.306 | 0.44 | 0.35 | ol | 94 | 0.00403 | HV
122-AL1/20-ST1A 110.0 | 8.5 | 0.2376 | 0.43 | 0.41 | ol | 122 | 0.00403 | HV
149-AL1/24-ST1A 110.0 | 8.75 | 0.194 | 0.41 | 0.47 | ol | 149 | 0.00403 | HV
184-AL1/30-ST1A 110.0 | 8.8 | 0.1571 | 0.4 | 0.535 | ol | 184 | 0.00403 | HV
243-AL1/39-ST1A 110.0 | 9 | 0.1188 | 0.39 | 0.645 | ol | 243 | 0.00403 | HV
305-AL1/39-ST1A 110.0 | 9.2 | 0.0949 | 0.38 | 0.74 | ol | 305 | 0.00403 | HV
490-AL1/64-ST1A 110.0 | 9.75 | 0.059 | 0.37 | 0.96 | ol | 490 | 0.00403 | HV
679-AL1/86-ST1A 110.0 | 9.95 | 0.042 | 0.36 | 1.15 | ol | 679 | 0.00403 | HV
490-AL1/64-ST1A 220.0 | 10 | 0.059 | 0.285 | 0.96 | ol | 490 | 0.00403 | HV
679-AL1/86-ST1A 220.0 | 11.7 | 0.042 | 0.275 | 1.15 | ol | 679 | 0.00403 | HV
490-AL1/64-ST1A 380.0 | 11 | 0.059 | 0.253 | 0.96 | ol | 490 | 0.00403 | HV
679-AL1/86-ST1A 380.0 | 14.6 | 0.042 | 0.25 | 1.15 | ol | 679 | 0.00403 | HV

## trafo_std_types
| i0_percent | pfe_kw | vkr_percent | sn_mva | vn_lv_kv | vn_hv_kv | vk_percent | shift_degree | vector_group | tap_side | tap_neutral | tap_min | tap_max | tap_step_degree | tap_step_percent | tap_phase_shifter
160 MVA 380/110 kV | 0.06 | 60 | 0.25 | 160 | 110 | 380 | 12.2 | 0 | Yy0 | hv | 0 | -9 | 9 | 0 | 1.5 | FALSE
100 MVA 220/110 kV | 0.06 | 55 | 0.26 | 100 | 110 | 220 | 12 | 0 | Yy0 | hv | 0 | -9 | 9 | 0 | 1.5 | FALSE
63 MVA 110/20 kV | 0.04 | 22 | 0.32 | 63 | 20 | 110 | 18 | 150 | YNd5 | hv | 0 | -9 | 9 | 0 | 1.5 | FALSE
40 MVA 110/20 kV | 0.05 | 18 | 0.34 | 40 | 20 | 110 | 16.2 | 150 | YNd5 | hv | 0 | -9 | 9 | 0 | 1.5 | FALSE
25 MVA 110/20 kV | 0.07 | 14 | 0.41 | 25 | 20 | 110 | 12 | 150 | YNd5 | hv | 0 | -9 | 9 | 0 | 1.5 | FALSE
63 MVA 110/10 kV | 0.04 | 22 | 0.32 | 63 | 10 | 110 | 18 | 150 | YNd5 | hv | 0 | -9 | 9 | 0 | 1.5 | FALSE
40 MVA 110/10 kV | 0.05 | 18 | 0.34 | 40 | 10 | 110 | 16.2 | 150 | YNd5 | hv | 0 | -9 | 9 | 0 | 1.5 | FALSE
25 MVA 110/10 kV | 0.07 | 14 | 0.41 | 25 | 10 | 110 | 12 | 150 | YNd5 | hv | 0 | -9 | 9 | 0 | 1.5 | FALSE
0.25 MVA 20/0.4 kV | 0.32 | 0.8 | 1.44 | 0.25 | 0.4 | 20 | 6 | 150 | Yzn5 | hv | 0 | -2 | 2 | 0 | 2.5 | FALSE
0.4 MVA 20/0.4 kV | 0.3375 | 1.35 | 1.425 | 0.4 | 0.4 | 20 | 6 | 150 | Dyn5 | hv | 0 | -2 | 2 | 0 | 2.5 | FALSE
0.63 MVA 20/0.4 kV | 0.2619 | 1.65 | 1.206 | 0.63 | 0.4 | 20 | 6 | 150 | Dyn5 | hv | 0 | -2 | 2 | 0 | 2.5 | FALSE
0.25 MVA 10/0.4 kV | 0.24 | 0.6 | 1.2 | 0.25 | 0.4 | 10 | 4 | 150 | Dyn5 | hv | 0 | -2 | 2 | 0 | 2.5 | FALSE
0.4 MVA 10/0.4 kV | 0.2375 | 0.95 | 1.325 | 0.4 | 0.4 | 10 | 4 | 150 | Dyn5 | hv | 0 | -2 | 2 | 0 | 2.5 | FALSE
0.63 MVA 10/0.4 kV | 0.1873 | 1.18 | 1.0794 | 0.63 | 0.4 | 10 | 4 | 150 | Dyn5 | hv | 0 | -2 | 2 | 0 | 2.5 | FALSE

## trafo3w_std_types
| sn_hv_mva | sn_mv_mva | sn_lv_mva | vn_hv_kv | vn_mv_kv | vn_lv_kv | vk_hv_percent | vk_mv_percent | vk_lv_percent | vkr_hv_percent | vkr_mv_percent | vkr_lv_percent | pfe_kw | i0_percent | shift_mv_degree | shift_lv_degree | vector_group | tap_side | tap_neutral | tap_min | tap_max | tap_step_percent
63/25/38 MVA 110/20/10 kV | 63 | 25 | 38 | 110 | 20 | 10 | 10.4 | 10.4 | 10.4 | 0.28 | 0.32 | 0.35 | 35 | 0.89 | 0 | 0 | YN0yn0yn0 | hv | 0 | -10 | 10 | 1.2
63/25/38 MVA 110/10/10 kV | 63 | 25 | 38 | 110 | 10 | 10 | 10.4 | 10.4 | 10.4 | 0.28 | 0.32 | 0.35 | 35 | 0.89 | 0 | 0 | YN0yn0yn0 | hv | 0 | -10 | 10 | 1.2

## fuse_std_types
| fuse_type | i_rated_a | t_avg | t_min | t_total | x_avg | x_min | x_total
HV 100A | HV 100A | 100 | 0 | [10.0, 3.64, 0.854, 0.281, 0.1, 0.0531, 0.022, 0.01] | [10.0, 4.267, 1.21, 0.403, 0.1, 0.058, 0.022, 0.01] | 0 | [300.0, 350.0, 450.0, 550.0, 700.0, 850.0, 1200.0, 1752.0] | [600.0, 700.0, 900.0, 1150.0, 1665.0, 2000.0, 3000.0, 4313.0]
HV 10A | HV 10A | 10 | 0 | [10.0, 1675.0, 0.344, 0.156, 0.1, 0.0417, 0.0171, 0.01] | [10.0, 1.3, 0.3, 0.155, 0.1, 0.0555, 0.023, 0.01] | 0 | [30.0, 32.0, 35.0, 37.0, 39.0, 50.0, 70.0, 88.0] | [60.0, 70.0, 80.0, 87.0, 94.0, 110.0, 150.0, 216.0]
HV 125A | HV 125A | 125 | 0 | [10.0, 1.82, 0.344, 0.1, 0.0467, 0.0269, 0.01] | [10.0, 2.478, 0.426, 0.1, 0.0427, 0.0211, 0.01] | 0 | [375.0, 500.0, 700.0, 925.0, 1200.0, 1500.0, 2341.0] | [750.0, 1000.0, 1500.0, 2200.0, 3000.0, 4000.0, 5765.0]
HV 160A | HV 160A | 160 | 0 | [10.0, 4.15, 1.03, 0.198, 0.1, 0.051, 0.0172, 0.01] | [10.0, 2.3, 0.734, 0.274, 0.1, 0.046, 0.0177, 0.01] | 0 | [480.0, 550.0, 700.0, 1000.0, 1260.0, 1600.0, 2500.0, 3227.0] | [960.0, 1300.0, 1700.0, 2200.0, 2996.0, 4000.0, 6000.0, 7946.0]
HV 16A | HV 16A | 16 | 0 | [10.0, 0.352, 0.164, 0.1, 0.0649, 0.0342, 0.01] | [10.0, 2.34, 0.722, 0.181, 0.1, 0.055, 0.0296, 0.01] | 0 | [48.0, 60.0, 65.0, 71.0, 80.0, 100.0, 162.0] | [96.0, 110.0, 125.0, 150.0, 168.0, 200.0, 250.0, 398.0]
HV 200A | HV 200A | 200 | 0 | [10.0, 4.267, 1.21, 0.403, 0.1, 0.058, 0.022, 0.01] | [10.0, 3.73, 1.654, 0.328, 0.1, 0.0531, 0.019, 0.01] | 0 | [600.0, 700.0, 900.0, 1150.0, 1665.0, 2000.0, 3000.0, 4313.0] | [1200.0, 1500.0, 1800.0, 2700.0, 3960.0, 5000.0, 7500.0, 10620.0]
HV 20A | HV 20A | 20 | 0 | [10.0, 1.3, 0.3, 0.155, 0.1, 0.0555, 0.023, 0.01] | [10.0, 1.3, 0.161, 0.1, 0.0611, 0.0399, 0.0141, 0.01] | 0 | [60.0, 70.0, 80.0, 87.0, 94.0, 110.0, 150.0, 216.0] | [120.0, 150.0, 200.0, 223.0, 260.0, 300.0, 450.0, 532.0]
HV 25A | HV 25A | 25 | 0 | [10.0, 2.512, 0.833, 0.299, 0.1, 0.0372, 0.0223, 0.01] | [10.0, 3.125, 0.597, 0.198, 0.1, 0.0378, 0.022, 0.01] | 0 | [75.0, 82.0, 90.0, 100.0, 124.0, 170.0, 200.0, 289.0] | [150.0, 170.0, 210.0, 250.0, 294.0, 400.0, 500.0, 711.0]
HV 31.5A | HV 31.5A | 31.5 | 0 | [10.0, 2.34, 0.722, 0.181, 0.1, 0.055, 0.0296, 0.01] | [10.0, 2.84, 0.368, 0.164, 0.1, 0.0621, 0.0378, 0.0195, 0.01] | 0 | [95.0, 110.0, 125.0, 150.0, 165.0, 200.0, 250.0, 390.0] | [189.0, 220.0, 300.0, 350.0, 393.0, 450.0, 530.0, 700.0, 960.0]
HV 40A | HV 40A | 40 | 0 | [10.0, 1.3, 0.161, 0.1, 0.0611, 0.0399, 0.0141, 0.01] | [10.0, 2.05, 0.369, 0.198, 0.1, 0.051, 0.0298, 0.01] | 0 | [120.0, 150.0, 200.0, 223.0, 260.0, 300.0, 450.0, 532.0] | [240.0, 300.0, 400.0, 450.0, 530.0, 650.0, 800.0, 1311.0]
HV 50A | HV 50A | 50 | 0 | [10.0, 3.215, 0.597, 0.198, 0.1, 0.0378, 0.022, 0.01] | [10.0, 3.64, 0.854, 0.281, 0.1, 0.0531, 0.022, 0.01] | 0 | [150.0, 170.0, 210.0, 250.0, 294.0, 400.0, 500.0, 711.0] | [300.0, 350.0, 450.0, 550.0, 700.0, 850.0, 1200.0, 1752.0]
HV 6.3A | HV 6.3A | 6.3 | 0 | [10.0, 1.39, 0.344, 0.168, 0.1, 0.056, 0.0263, 0.01] | [10.0, 1.711, 0.516, 0.198, 0.1, 0.0634, 0.0303, 0.01] | 0 | [19.0, 19.5, 20.4, 20.8, 22.0, 25.0, 32.0, 48.0] | [38.0, 40.0, 43.0, 48.0, 53.0, 60.0, 75.0, 118.0]
HV 63A | HV 63A | 63 | 0 | [10.0, 2.84, 0.368, 0.164, 0.1, 0.0621, 0.0378, 0.0195, 0.01] | [10.0, 1.82, 0.344, 0.1, 0.0467, 0.0269, 0.01] | 0 | [189.0, 220.0, 300.0, 350.0, 393.0, 450.0, 530.0, 700.0, 961.0] | [378.0, 500.0, 700.0, 934.0, 1200.0, 1500.0, 2366.0]
HV 80A | HV 80A | 80 | 0 | [10.0, 2.05, 0.369, 0.198, 0.1, 0.051, 0.0298, 0.01] | [10.0, 4.15, 1.03, 0.198, 0.1, 0.051, 0.0172, 0.01] | 0 | [240.0, 300.0, 400.0, 450.0, 530.0, 650.0, 800.0, 1311.0] | [480.0, 550.0, 700.0, 1000.0, 1260.0, 1600.0, 2500.0, 3227.0]
Siemens NH-1-100 | Siemens NH-1-100 | 100 | [5400.0, 2000.0, 400.0, 20.0, 1.0, 0.2, 0.012, 0.004] | 0 | 0 | [150.0, 190.0, 250.0, 430.0, 900.0, 1250.0, 2700.0, 3600.0] | 0 | 0
Siemens NH-1-125 | Siemens NH-1-125 | 125 | [4800.0, 120.0, 7.0, 0.1, 0.004] | 0 | 0 | [180.0, 400.0, 740.0, 2000.0, 4250.0] | 0 | 0
Siemens NH-1-16 | Siemens NH-1-16 | 16 | [4000.0, 400.0, 2.0, 0.1, 0.04, 0.01] | 0 | 0 | [26.0, 35.0, 75.0, 150.0, 200.0, 300.0] | 0 | 0
Siemens NH-1-160 | Siemens NH-1-160 | 160 | [4800.0, 120.0, 7.0, 0.1, 0.004] | 0 | 0 | [210.0, 500.0, 900.0, 2300.0, 5000.0] | 0 | 0
Siemens NH-1-25 | Siemens NH-1-25 | 25 | [4000.0, 1000.0, 10.0, 0.2, 0.02, 0.01] | 0 | 0 | [40.0, 50.0, 100.0, 210.0, 400.0, 500.0] | 0 | 0
Siemens NH-1-50 | Siemens NH-1-50 | 50 | [4000.0, 40.0, 4.0, 1.0, 0.02, 0.01] | 0 | 0 | [86.0, 200.0, 300.0, 400.0, 1000.0, 1280.0] | 0 | 0
Siemens NH-1-63 | Siemens NH-1-63 | 63 | [4000.0, 100.0, 10.0, 2.0, 0.04, 0.01] | 0 | 0 | [100.0, 200.0, 300.0, 400.0, 1000.0, 1500.0] | 0 | 0
Siemens NH-1-80 | Siemens NH-1-80 | 80 | [4800.0, 120.0, 7.0, 0.1, 0.01] | 0 | 0 | [150.58, 250.0, 450.0, 1150.0, 2470.0] | 0 | 0
Siemens NH-2-1000 | Siemens NH-2-1000 | 1000 | [4800.0, 120.0, 7.0, 0.1, 0.004] | 0 | 0 | [1900.0, 3500.0, 8400.0, 24000.0, 52000.0] | 0 | 0
Siemens NH-2-200 | Siemens NH-2-200 | 200 | [4800.0, 120.0, 7.0, 0.1, 0.004] | 0 | 0 | [280.0, 650.0, 1200.0, 3000.0, 7000.0] | 0 | 0
Siemens NH-2-224 | Siemens NH-2-224 | 224 | [4800.0, 120.0, 7.0, 0.2, 0.04, 0.004] | 0 | 0 | [400.0, 750.0, 1453.0, 3025.0, 4315.0, 7600.0] | 0 | 0
Siemens NH-2-250 | Siemens NH-2-250 | 250 | [4800.0, 120.0, 7.0, 0.1, 0.004] | 0 | 0 | [450.0, 800.0, 1650.0, 4000.0, 8500.0] | 0 | 0
Siemens NH-2-315 | Siemens NH-2-315 | 315 | [4800.0, 120.0, 7.0, 0.1, 0.004] | 0 | 0 | [550.0, 920.0, 1900.0, 5000.0, 11000.0] | 0 | 0
Siemens NH-2-355 | Siemens NH-2-355 | 355 | [4800.0, 120.0, 6.0, 0.1, 0.004] | 0 | 0 | [650.0, 1116.27, 2350.0, 5840.0, 12790.0] | 0 | 0
Siemens NH-2-400 | Siemens NH-2-400 | 400 | [4800.0, 120.0, 7.0, 0.1, 0.004] | 0 | 0 | [720.0, 1350.0, 2800.0, 6500.0, 15000.0] | 0 | 0
Siemens NH-2-425 | Siemens NH-2-425 | 425 | [4800.0, 120.0, 7.0, 0.1, 0.004] | 0 | 0 | [850.0, 1500.0, 3050.0, 7500.0, 16500.0] | 0 | 0
Siemens NH-2-630 | Siemens NH-2-630 | 630 | [4800.0, 120.0, 7.0, 0.1, 0.004] | 0 | 0 | [1200.0, 2000.0, 4800.0, 12000.0, 26000.0] | 0 | 0

## res_bus
| vm_pu | va_degree | p_mw | q_mvar
0 | 0.99871 | -0.024551 | 0.0033629 | 0.00084282
1 | 0.99844 | -0.029728 | 0.00018636 | 4.6705e-05
2 | 0.9991 | -0.017108 | 0.0020725 | 0.00051942
3 | 0.99839 | -0.030686 | 0.00058365 | 0.00014628
4 | 0.99949 | -0.0097594 | 0.0024701 | 0.00061906
5 | 0.9991 | -0.017165 | 0.0002164 | 5.4236e-05
6 | 0.99834 | -0.031769 | 0.0014154 | 0.00035472
7 | 0.99976 | -0.0045249 | 0 | 0
8 | 0.99466 | -0.10213 | 0.00093477 | 0.00023427
9 | 0.99974 | -0.0049384 | 0 | 0
10 | 1 | 0 | -0.17963 | -0.045307
11 | 0.99419 | -0.11118 | 0.00020453 | 5.1259e-05
12 | 0.97314 | -0.52129 | 0.00012043 | 3.0183e-05
13 | 0.97314 | -0.52126 | 0.0001204 | 3.0175e-05
14 | 0.97158 | -0.55222 | 0.00041542 | 0.00010411
15 | 0.9794 | -0.39765 | 0.0041325 | 0.0010357
16 | 0.97915 | -0.40254 | 0.0023864 | 0.0005981
17 | 0.97995 | -0.38692 | 0.001713 | 0.00042931
18 | 0.97915 | -0.40254 | 0.002386 | 0.00059799
19 | 0.98031 | -0.37976 | 0.00042486 | 0.00010648
20 | 0.97914 | -0.40285 | 0.001865 | 0.0004674
21 | 0.98058 | -0.37461 | 0 | 0
22 | 0.97892 | -0.40711 | 0.0004689 | 0.00011752
23 | 0.98064 | -0.37339 | 0.00056719 | 0.00014215
24 | 0.98019 | -0.38229 | 0 | 0
25 | 0.97885 | -0.40861 | 0.0013156 | 0.00032973
26 | 0.97157 | -0.55242 | 0.0011199 | 0.00028066
27 | 0.97136 | -0.55662 | 0.0033258 | 0.00083352
28 | 0.97021 | -0.57971 | 0.00016709 | 4.1877e-05
29 | 0.97022 | -0.57945 | 0.00033713 | 8.4493e-05
30 | 0.9702 | -0.57994 | 0.00018406 | 4.613e-05
31 | 0.97535 | -0.47765 | 0 | 0
32 | 0.98448 | -0.29815 | 0.0014242 | 0.00035693
33 | 0.98418 | -0.30412 | 0.0010267 | 0.00025733
34 | 0.98542 | -0.28003 | 0 | 0
35 | 0.98417 | -0.30438 | 0.0010275 | 0.00025751
36 | 0.9853 | -0.28225 | 0.00080988 | 0.00020297
37 | 0.98591 | -0.27046 | 0 | 0
38 | 0.98255 | -0.33595 | 0.0029536 | 0.00074023
39 | 0.98262 | -0.33451 | 0 | 0
40 | 0.98367 | -0.31406 | 0.0014552 | 0.0003647
41 | 0.9853 | -0.28227 | 0.00080926 | 0.00020282
42 | 0.98581 | -0.27235 | 0.0011087 | 0.00027787
43 | 0.98831 | -0.22385 | 0.00043763 | 0.00010968
44 | 0.98266 | -0.33368 | 0.0033281 | 0.0008341
45 | 0.98517 | -0.28479 | 0.0020764 | 0.0005204
46 | 0.98857 | -0.21874 | 0 | 0
47 | 0.98176 | -0.35138 | 0.0026879 | 0.00067364
48 | 0.98977 | -0.19627 | 0.0026735 | 0.00067003
49 | 0.99003 | -0.19123 | 0.0034492 | 0.00086445
50 | 0.98936 | -0.20432 | 0.0023004 | 0.00057654
51 | 0.9913 | -0.16664 | 0.0016168 | 0.0004052
52 | 0.98893 | -0.21263 | 0.0037069 | 0.00092904
53 | 0.99205 | -0.15217 | 0 | 0
54 | 0.98891 | -0.2131 | 0.0047283 | 0.001185
55 | 0.992 | -0.15314 | 0.001948 | 0.00048821
56 | 0.99267 | -0.14014 | 0.0022842 | 0.00057247
57 | 0.98887 | -0.21374 | 0.0024268 | 0.00060821
58 | 0.99311 | -0.13171 | 0 | 0
59 | 0.99306 | -0.13271 | 0.0026547 | 0.00066533
60 | 0.99322 | -0.12953 | 0.002729 | 0.00068395
61 | 0.99049 | -0.18175 | 0.002522 | 0.00063207
62 | 0.98965 | -0.1979 | 0.000986 | 0.00024712
63 | 0.99417 | -0.11116 | 0.0017771 | 0.0004454
64 | 0.98932 | -0.20442 | 0.00066547 | 0.00016678
65 | 0.99416 | -0.11135 | 0.0015382 | 0.00038552
66 | 0.99552 | -0.085301 | 0 | 0
67 | 0.98849 | -0.22035 | 0 | 0
68 | 0.9851 | -0.28613 | 0.0025707 | 0.00064428
69 | 0.98505 | -0.28718 | 0.00087016 | 0.00021808
70 | 0.98501 | -0.28786 | 0.0013817 | 0.00034629
71 | 0.98498 | -0.28857 | 0.0037233 | 0.00093315
72 | 0.98848 | -0.22141 | 0.0023355 | 0.00058534
73 | 0.97017 | -0.5805 | 0.00040939 | 0.0001026
74 | 0.97015 | -0.58077 | 0.00027922 | 6.9978e-05
75 | 0.97012 | -0.58145 | 0.00035535 | 8.906e-05
76 | 0.97011 | -0.58159 | 0.0003622 | 9.0777e-05
77 | 0.98135 | -0.35935 | 0.0003757 | 9.4158e-05
78 | 0.98261 | -0.33469 | 0.0016677 | 0.00041797
79 | 0.98128 | -0.36086 | 0.0021131 | 0.0005296
80 | 0.98098 | -0.36673 | 0.00069605 | 0.00017445
81 | 0.97909 | -0.40396 | 0.00077576 | 0.00019442
82 | 0.97912 | -0.40334 | 0 | 0
83 | 0.97907 | -0.40436 | 0.00038198 | 9.5733e-05
84 | 0.97917 | -0.40232 | 0.00067908 | 0.00017019
85 | 0.97907 | -0.40436 | 0.00038231 | 9.5816e-05
86 | 0.97923 | -0.40116 | 0 | 0
87 | 0.97905 | -0.40475 | 0.00049235 | 0.00012339
88 | 0.9794 | -0.39776 | 0 | 0
89 | 0.97908 | -0.40416 | 0.00065662 | 0.00016456
90 | 0.99794 | -0.039282 | 0.0014999 | 0.0003759
91 | 0.99779 | -0.042188 | 0.0031888 | 0.0007992
92 | 0.9981 | -0.036094 | 0.0012061 | 0.00030228
93 | 0.99773 | -0.043327 | 0.0045655 | 0.0011442
94 | 0.99814 | -0.035409 | 0.0012392 | 0.00031057
95 | 0.99829 | -0.032489 | 0 | 0
96 | 0.98806 | -0.22961 | 0.0042687 | 0.0010698
97 | 0.98809 | -0.22899 | 0 | 0
98 | 0.99593 | -0.077566 | 0.0012725 | 0.00031891
99 | 0.98801 | -0.23057 | 0.0037765 | 0.00094648
100 | 0.98815 | -0.22776 | 0 | 0
101 | 0.97994 | -0.38718 | 0.002329 | 0.00058371
102 | 0.9795 | -0.39582 | 0 | 0
103 | 0.97943 | -0.39718 | 0.0012964 | 0.00032491
104 | 0.97889 | -0.40782 | 0 | 0
105 | 0.97877 | -0.41018 | 0.0030984 | 0.00077654
106 | 0.97767 | -0.43205 | 0.00064573 | 0.00016183
107 | 0.97598 | -0.46559 | 0.0017512 | 0.0004389
108 | 0.98812 | -0.22837 | 0.00076286 | 0.00019119
109 | 0.98824 | -0.22608 | 0.00093484 | 0.00023429
110 | 0.98834 | -0.22405 | 0.0019448 | 0.0004874
111 | 0.99511 | -0.093302 | 0.0015854 | 0.00039735
112 | 0.99422 | -0.11033 | 0.0023546 | 0.00059011
113 | 0.9942 | -0.11078 | 0.0022741 | 0.00056995
114 | 0.98846 | -0.22106 | 0.00034494 | 8.645e-05
115 | 0.98845 | -0.22112 | 0.00052206 | 0.00013084
116 | 0.98843 | -0.2216 | 0.00037234 | 9.3318e-05
117 | 0.98848 | -0.2206 | 0.0008094 | 0.00020285
118 | 0.98841 | -0.22194 | 0.00064544 | 0.00016176
119 | 0.97597 | -0.46542 | 0.0017265 | 0.00043271
120 | 0.97536 | -0.47729 | 0.0032407 | 0.00081219
121 | 0.9789 | -0.40766 | 0.0020554 | 0.00051514
122 | 0.99054 | -0.18133 | 0.00022721 | 5.6944e-05
123 | 0.99054 | -0.18138 | 0.00022705 | 5.6905e-05
124 | 0.99387 | -0.11731 | 0 | 0
125 | 0.98934 | -0.20455 | 0 | 0
126 | 0.98846 | -0.22166 | 0.000294 | 7.3683e-05
127 | 0.98913 | -0.20874 | 0.00077766 | 0.0001949
128 | 0.98752 | -0.23983 | 0.00029663 | 7.4342e-05
129 | 0.98794 | -0.23197 | 0.000726 | 0.00018195
130 | 0.98898 | -0.2116 | 0.00061891 | 0.00015511
131 | 0.98629 | -0.26367 | 0.0014376 | 0.00036029
132 | 0.98772 | -0.23629 | 0.00066695 | 0.00016715
133 | 0.98406 | -0.30689 | 0.000711 | 0.00017819
134 | 0.99974 | -0.0049994 | 0.00020656 | 5.177e-05
135 | 0.99973 | -0.0051831 | 0.0008168 | 0.00020471
136 | 0.97902 | -0.40533 | 0.00050667 | 0.00012698
137 | 0.979 | -0.40571 | 0.00030785 | 7.7155e-05
138 | 0.97423 | -0.50045 | 0.0013678 | 0.0003428
139 | 0.97337 | -0.51746 | 0 | 0
140 | 0.97415 | -0.50191 | 0 | 0
141 | 0.97125 | -0.55945 | 0.00097183 | 0.00024356
142 | 0.97125 | -0.55947 | 0.00097177 | 0.00024355
143 | 0.97328 | -0.51917 | 0.0015178 | 0.0003804
144 | 0.97055 | -0.57334 | 0.0022227 | 0.00055706
145 | 0.97409 | -0.50311 | 0 | 0
146 | 0.97401 | -0.50468 | 0.00080358 | 0.0002014
147 | 0.98768 | -0.23729 | 0 | 0
148 | 0.98767 | -0.23747 | 0 | 0
149 | 0.98766 | -0.23766 | 0.00017527 | 4.3927e-05
150 | 0.99998 | 149.9956 | 0 | 0

## res_line
| p_from_mw | q_from_mvar | p_to_mw | q_to_mvar | pl_mw | ql_mvar | i_from_ka | i_to_ka | i_ka | vm_from_pu | va_from_degree | vm_to_pu | va_to_degree | loading_percent
0 | 0.024104 | 0.0061116 | -0.024098 | -0.0061085 | 5.9975e-06 | 3.1904e-06 | 0.035938 | 0.035938 | 0.035938 | 0.99871 | -0.024551 | 0.99844 | -0.029728 | 4.9366
1 | -0.027467 | -0.0069545 | 0.027476 | 0.0069599 | 9.8189e-06 | 5.4664e-06 | 0.040948 | 0.040948 | 0.040948 | 0.99871 | -0.024551 | 0.9991 | -0.017108 | 5.6248
2 | 0.023911 | 0.0060618 | -0.02391 | -0.0060612 | 1.1003e-06 | 5.8348e-07 | 0.03566 | 0.03566 | 0.03566 | 0.99844 | -0.029728 | 0.99839 | -0.030686 | 4.8984
3 | -0.029765 | -0.0075334 | 0.029776 | 0.0075394 | 1.0503e-05 | 5.9757e-06 | 0.044357 | 0.044357 | 0.044357 | 0.9991 | -0.017108 | 0.99949 | -0.0097594 | 6.093
4 | 0.0002164 | 5.404e-05 | -0.0002164 | -5.4236e-05 | 5.8307e-10 | -1.9569e-07 | 0.00032223 | 0.0003223 | 0.0003223 | 0.9991 | -0.017108 | 0.9991 | -0.017165 | 0.088544
5 | 0.023327 | 0.0059149 | -0.023325 | -0.0059143 | 1.2141e-06 | 6.3712e-07 | 0.034791 | 0.034791 | 0.034791 | 0.99839 | -0.030686 | 0.99834 | -0.031769 | 4.7789
6 | -0.032246 | -0.0081584 | 0.032254 | 0.0081631 | 8.1018e-06 | 4.6941e-06 | 0.048034 | 0.048034 | 0.048034 | 0.99949 | -0.0097594 | 0.99976 | -0.0045249 | 6.5981
7 | 0.02191 | 0.0055595 | -0.021836 | -0.0055218 | 7.3916e-05 | 3.769e-05 | 0.032681 | 0.032684 | 0.032684 | 0.99834 | -0.031769 | 0.99466 | -0.10213 | 4.4896
8 | 0.0010234 | 0.00025575 | -0.0010234 | -0.00025604 | 2.0125e-08 | -2.9052e-07 | 0.0015229 | 0.001523 | 0.001523 | 0.99976 | -0.0045249 | 0.99974 | -0.0049384 | 0.41842
9 | -0.033277 | -0.0084189 | 0.033285 | 0.0084231 | 7.2269e-06 | 4.2135e-06 | 0.049557 | 0.049557 | 0.049557 | 0.99976 | -0.0045249 | 1 | 0 | 6.8073
10 | 0.020901 | 0.0052876 | -0.020892 | -0.005283 | 9.0788e-06 | 4.5269e-06 | 0.031286 | 0.031286 | 0.031286 | 0.99466 | -0.10213 | 0.99419 | -0.11118 | 4.2976
11 | 0.00020657 | 5.1549e-05 | -0.00020656 | -5.177e-05 | 5.994e-10 | -2.214e-07 | 0.00030737 | 0.00030745 | 0.00030745 | 0.99974 | -0.0049384 | 0.99974 | -0.0049994 | 0.084465
12 | 0.00081681 | 0.00020449 | -0.0008168 | -0.00020471 | 9.5154e-09 | -2.1904e-07 | 0.0012157 | 0.0012157 | 0.0012157 | 0.99974 | -0.0049384 | 0.99973 | -0.0051831 | 0.33399
13 | 0.14469 | 0.036884 | -0.14447 | -0.03674 | 0.00022652 | 0.00014429 | 0.21553 | 0.21553 | 0.21553 | 1 | 0 | 0.99829 | -0.032489 | 29.6053
14 | 0.020688 | 0.0052318 | -0.020682 | -0.0052288 | 6.0823e-06 | 3.0164e-06 | 0.03098 | 0.030981 | 0.030981 | 0.99419 | -0.11118 | 0.99387 | -0.11731 | 4.2556
15 | -0.0070897 | -0.0017684 | 0.0070897 | 0.0017684 | 8.7408e-09 | 3.1287e-09 | 0.010838 | 0.010838 | 0.010838 | 0.97314 | -0.52129 | 0.97314 | -0.52126 | 2.9774
16 | 0.0069692 | 0.0017383 | -0.006959 | -0.0017347 | 1.0224e-05 | 3.5638e-06 | 0.010654 | 0.010655 | 0.010655 | 0.97314 | -0.52129 | 0.97158 | -0.55222 | 2.9271
17 | -0.0072101 | -0.0017986 | 0.007225 | 0.0018041 | 1.4946e-05 | 5.4794e-06 | 0.011022 | 0.01102 | 0.011022 | 0.97314 | -0.52126 | 0.97535 | -0.47765 | 3.028
18 | 0.0054237 | 0.00135 | -0.0054226 | -0.0013499 | 1.1312e-06 | 1.8225e-07 | 0.0083033 | 0.0083035 | 0.0083035 | 0.97158 | -0.55222 | 0.97136 | -0.55662 | 2.2812
19 | 0.0011199 | 0.00028055 | -0.0011199 | -0.00028066 | 1.0762e-08 | -1.1394e-07 | 0.0017151 | 0.0017151 | 0.0017151 | 0.97158 | -0.55222 | 0.97157 | -0.55242 | 0.47118
20 | 0.0084244 | 0.0021094 | -0.0084225 | -0.0021086 | 1.9628e-06 | 8.5418e-07 | 0.012799 | 0.012799 | 0.012799 | 0.9794 | -0.39765 | 0.97915 | -0.40254 | 3.5161
21 | -0.012557 | -0.0031451 | 0.012563 | 0.0031486 | 6.4145e-06 | 3.5135e-06 | 0.019077 | 0.019077 | 0.019077 | 0.9794 | -0.39765 | 0.97995 | -0.38692 | 5.241
22 | 0.006036 | 0.0015105 | -0.006036 | -0.0015105 | 2.2277e-12 | 1.4257e-12 | 0.0091721 | 0.0091721 | 0.0091721 | 0.97915 | -0.40254 | 0.97915 | -0.40254 | 2.5198
23 | -0.014276 | -0.0035779 | 0.014281 | 0.0035807 | 4.8756e-06 | 2.7717e-06 | 0.021678 | 0.021678 | 0.021678 | 0.97995 | -0.38692 | 0.98031 | -0.37976 | 5.9555
24 | 0.00365 | 0.00091249 | -0.00365 | -0.00091251 | 5.3495e-08 | -2.4095e-08 | 0.0055461 | 0.0055461 | 0.0055461 | 0.97915 | -0.40254 | 0.97914 | -0.40285 | 1.5237
25 | -0.014706 | -0.0036872 | 0.01471 | 0.0036893 | 3.6053e-06 | 2.0641e-06 | 0.022323 | 0.022323 | 0.022323 | 0.98031 | -0.37976 | 0.98058 | -0.37461 | 6.1326
26 | 0.001785 | 0.00044511 | -0.0017846 | -0.00044652 | 3.6136e-07 | -1.416e-06 | 0.0027119 | 0.0027125 | 0.0027125 | 0.97914 | -0.40285 | 0.97892 | -0.40711 | 0.74519
27 | -0.035953 | -0.0089869 | 0.035955 | 0.0089881 | 2.0882e-06 | 1.242e-06 | 0.05455 | 0.05455 | 0.05455 | 0.98058 | -0.37461 | 0.98064 | -0.37339 | 7.4932
28 | 0.021244 | 0.0052976 | -0.021236 | -0.0052937 | 7.7372e-06 | 3.9498e-06 | 0.032228 | 0.032228 | 0.032228 | 0.98058 | -0.37461 | 0.98019 | -0.38229 | 4.4269
29 | 0.0013157 | 0.000329 | -0.0013156 | -0.00032973 | 9.4098e-08 | -7.2848e-07 | 0.0019997 | 0.002 | 0.002 | 0.97892 | -0.40711 | 0.97885 | -0.40861 | 0.54946
30 | -0.036523 | -0.0091303 | 0.036534 | 0.0091372 | 1.1576e-05 | 6.9013e-06 | 0.055411 | 0.055411 | 0.055411 | 0.98064 | -0.37339 | 0.98098 | -0.36673 | 7.6114
31 | 0.021236 | 0.0052937 | -0.021231 | -0.0052912 | 4.9197e-06 | 2.5119e-06 | 0.032228 | 0.032228 | 0.032228 | 0.98019 | -0.38229 | 0.97994 | -0.38718 | 4.427
32 | 0.0020968 | 0.00051633 | -0.0020946 | -0.00052212 | 2.2598e-06 | -5.7843e-06 | 0.0032088 | 0.0032114 | 0.0032114 | 0.97136 | -0.55662 | 0.97022 | -0.57945 | 0.88225
33 | -0.00035115 | -8.7169e-05 | 0.00035116 | 8.6697e-05 | 4.1805e-09 | -4.7264e-07 | 0.00053827 | 0.0005381 | 0.00053827 | 0.97021 | -0.57971 | 0.97022 | -0.57945 | 0.14788
34 | 0.00018406 | 4.5292e-05 | -0.00018406 | -4.613e-05 | 2.0281e-09 | -8.3766e-07 | 0.000282 | 0.0002823 | 0.0002823 | 0.97021 | -0.57971 | 0.9702 | -0.57994 | 0.077554
35 | 0.0014063 | 0.00035093 | -0.0014062 | -0.00035138 | 6.9888e-08 | -4.5023e-07 | 0.0021562 | 0.0021564 | 0.0021564 | 0.97022 | -0.57945 | 0.97017 | -0.5805 | 0.59242
36 | -0.007225 | -0.0018041 | 0.0072292 | 0.0018056 | 4.1993e-06 | 1.536e-06 | 0.01102 | 0.01102 | 0.01102 | 0.97535 | -0.47765 | 0.97597 | -0.46542 | 3.0276
37 | 0.054017 | 0.013573 | -0.054002 | -0.013564 | 1.5375e-05 | 9.5274e-06 | 0.081658 | 0.081658 | 0.081658 | 0.98448 | -0.29815 | 0.98418 | -0.30412 | 11.2168
38 | -0.055442 | -0.01393 | 0.05549 | 0.01396 | 4.8016e-05 | 2.9802e-05 | 0.083811 | 0.08381 | 0.083811 | 0.98448 | -0.29815 | 0.98542 | -0.28003 | 11.5125
39 | 0.052975 | 0.013306 | -0.052975 | -0.013306 | 6.6964e-07 | 4.1443e-07 | 0.080106 | 0.080106 | 0.080106 | 0.98418 | -0.30412 | 0.98417 | -0.30438 | 11.0036
40 | 0.012245 | 0.0030696 | -0.012244 | -0.0030689 | 1.3005e-06 | 7.0311e-07 | 0.018491 | 0.018491 | 0.018491 | 0.98542 | -0.28003 | 0.9853 | -0.28225 | 5.0799
41 | -0.067735 | -0.01703 | 0.067766 | 0.017049 | 3.096e-05 | 1.9412e-05 | 0.1023 | 0.1023 | 0.1023 | 0.98542 | -0.28003 | 0.98591 | -0.27046 | 14.0524
42 | 0.051947 | 0.013048 | -0.051923 | -0.013034 | 2.3986e-05 | 1.4824e-05 | 0.078552 | 0.078553 | 0.078553 | 0.98417 | -0.30438 | 0.98367 | -0.31406 | 10.7902
43 | 0.011434 | 0.0028659 | -0.011434 | -0.0028659 | 1.1082e-08 | 5.8285e-09 | 0.017268 | 0.017268 | 0.017268 | 0.9853 | -0.28225 | 0.9853 | -0.28227 | 4.7439
44 | 0.0011088 | 0.00027672 | -0.0011087 | -0.00027787 | 9.9988e-08 | -1.1502e-06 | 0.0016731 | 0.0016735 | 0.0016735 | 0.98591 | -0.27046 | 0.98581 | -0.27235 | 0.45976
45 | -0.068875 | -0.017326 | 0.069028 | 0.017422 | 0.00015374 | 9.6453e-05 | 0.10397 | 0.10397 | 0.10397 | 0.98591 | -0.27046 | 0.98831 | -0.22385 | 14.2822
46 | -0.0029536 | -0.00074023 | 0.0029538 | 0.00074002 | 2.0283e-07 | -2.1261e-07 | 0.004473 | 0.0044729 | 0.004473 | 0.98255 | -0.33595 | 0.98262 | -0.33451 | 1.2289
47 | 0.0016677 | 0.0004179 | -0.0016677 | -0.00041797 | 1.4286e-08 | -6.6518e-08 | 0.0025255 | 0.0025255 | 0.0025255 | 0.98262 | -0.33451 | 0.98261 | -0.33469 | 0.69382
48 | -0.0046215 | -0.0011579 | 0.0046217 | 0.0011579 | 1.8173e-07 | -9.0373e-09 | 0.0069984 | 0.0069983 | 0.0069984 | 0.98262 | -0.33451 | 0.98266 | -0.33368 | 1.9226
49 | 0.050468 | 0.012669 | -0.050421 | -0.01264 | 4.7178e-05 | 2.9099e-05 | 0.076351 | 0.076352 | 0.076352 | 0.98367 | -0.31406 | 0.98266 | -0.33368 | 10.4879
50 | 0.010625 | 0.0026631 | -0.010623 | -0.0026625 | 1.2742e-06 | 6.4744e-07 | 0.016046 | 0.016046 | 0.016046 | 0.9853 | -0.28227 | 0.98517 | -0.28479 | 4.4082
51 | -0.069466 | -0.017532 | 0.069483 | 0.017542 | 1.7009e-05 | 1.0673e-05 | 0.10463 | 0.10463 | 0.10463 | 0.98831 | -0.22385 | 0.98857 | -0.21874 | 14.3726
52 | 0.042471 | 0.010648 | -0.042435 | -0.010626 | 3.5793e-05 | 2.1739e-05 | 0.064314 | 0.064314 | 0.064314 | 0.98266 | -0.33368 | 0.98176 | -0.35138 | 8.8344
53 | 0.008547 | 0.0021421 | -0.0085465 | -0.0021418 | 5.4484e-07 | 2.377e-07 | 0.01291 | 0.01291 | 0.01291 | 0.98517 | -0.28479 | 0.9851 | -0.28613 | 3.5466
54 | 0.0026945 | 0.00067376 | -0.0026943 | -0.00067405 | 2.0678e-07 | -2.9752e-07 | 0.0040552 | 0.0040554 | 0.0040554 | 0.98857 | -0.21874 | 0.98849 | -0.22035 | 1.1141
55 | -0.072177 | -0.018216 | 0.072227 | 0.018247 | 4.9542e-05 | 3.1133e-05 | 0.10869 | 0.10869 | 0.10869 | 0.98857 | -0.21874 | 0.98932 | -0.20442 | 14.9296
56 | 0.039747 | 0.0099524 | -0.039732 | -0.0099433 | 1.5077e-05 | 9.0891e-06 | 0.06024 | 0.06024 | 0.06024 | 0.98176 | -0.35138 | 0.98135 | -0.35935 | 8.2748
57 | -0.029889 | -0.0075004 | 0.029897 | 0.0075049 | 7.1949e-06 | 4.4826e-06 | 0.044939 | 0.044939 | 0.044939 | 0.98977 | -0.19627 | 0.99003 | -0.19123 | 12.3458
58 | 0.027216 | 0.0068304 | -0.027206 | -0.0068239 | 1.0445e-05 | 6.4709e-06 | 0.04092 | 0.04092 | 0.04092 | 0.98977 | -0.19627 | 0.98936 | -0.20432 | 11.2417
59 | -0.033346 | -0.0083694 | 0.033385 | 0.0083939 | 3.9152e-05 | 2.4522e-05 | 0.050123 | 0.050123 | 0.050123 | 0.99003 | -0.19123 | 0.9913 | -0.16664 | 13.77
60 | 0.024905 | 0.0062474 | -0.024895 | -0.0062413 | 9.8562e-06 | 6.0675e-06 | 0.03746 | 0.03746 | 0.03746 | 0.98936 | -0.20432 | 0.98893 | -0.21263 | 10.2912
61 | -0.035002 | -0.0087991 | 0.035026 | 0.0088143 | 2.4196e-05 | 1.5184e-05 | 0.05255 | 0.05255 | 0.05255 | 0.9913 | -0.16664 | 0.99205 | -0.15217 | 14.4367
62 | 0.021188 | 0.0053123 | -0.021188 | -0.005312 | 4.7994e-07 | 2.9101e-07 | 0.031882 | 0.031882 | 0.031882 | 0.98893 | -0.21263 | 0.98891 | -0.2131 | 8.7589
63 | 0.0019481 | 0.0004879 | -0.001948 | -0.00048821 | 8.9635e-08 | -3.041e-07 | 0.0029219 | 0.002922 | 0.002922 | 0.99205 | -0.15217 | 0.992 | -0.15314 | 0.80274
64 | -0.036974 | -0.0093022 | 0.036995 | 0.0093155 | 2.1259e-05 | 1.3368e-05 | 0.055471 | 0.055471 | 0.055471 | 0.99205 | -0.15217 | 0.99267 | -0.14014 | 15.2394
65 | 0.01646 | 0.004127 | -0.016459 | -0.0041267 | 5.0268e-07 | 2.9368e-07 | 0.024768 | 0.024768 | 0.024768 | 0.98891 | -0.2131 | 0.98887 | -0.21374 | 6.8043
66 | -0.039279 | -0.009888 | 0.039295 | 0.009898 | 1.5835e-05 | 9.9767e-06 | 0.058895 | 0.058895 | 0.058895 | 0.99267 | -0.14014 | 0.99311 | -0.13171 | 16.18
67 | 0.014032 | 0.0035185 | -0.014027 | -0.0035156 | 5.1249e-06 | 2.8869e-06 | 0.021116 | 0.021116 | 0.021116 | 0.98887 | -0.21374 | 0.98848 | -0.22141 | 5.8011
68 | 0.0026548 | 0.00066514 | -0.0026547 | -0.00066533 | 1.2528e-07 | -1.93e-07 | 0.0039778 | 0.0039779 | 0.0039779 | 0.99311 | -0.13171 | 0.99306 | -0.13271 | 1.0928
69 | -0.04195 | -0.010563 | 0.041954 | 0.010566 | 4.382e-06 | 2.7662e-06 | 0.062873 | 0.062873 | 0.062873 | 0.99311 | -0.13171 | 0.99322 | -0.12953 | 17.2728
70 | -0.044683 | -0.01125 | 0.044724 | 0.011275 | 4.0095e-05 | 2.5352e-05 | 0.066961 | 0.066961 | 0.066961 | 0.99322 | -0.12953 | 0.9942 | -0.11078 | 18.396
71 | 0.073958 | 0.018712 | -0.073901 | -0.018676 | 5.7258e-05 | 3.601e-05 | 0.11117 | 0.11117 | 0.11117 | 0.99049 | -0.18175 | 0.98965 | -0.1979 | 15.2707
72 | -0.07648 | -0.019344 | 0.07674 | 0.019507 | 0.00025996 | 0.00016367 | 0.11496 | 0.11496 | 0.11496 | 0.99049 | -0.18175 | 0.99417 | -0.11116 | 15.7911
73 | 0.072915 | 0.018428 | -0.072892 | -0.018414 | 2.278e-05 | 1.432e-05 | 0.10969 | 0.10969 | 0.10969 | 0.98965 | -0.1979 | 0.98932 | -0.20442 | 15.0671
74 | 0.0015383 | 0.00038544 | -0.0015382 | -0.00038552 | 1.4324e-08 | -8.4271e-08 | 0.0023023 | 0.0023024 | 0.0023024 | 0.99417 | -0.11116 | 0.99416 | -0.11135 | 0.63252
75 | -0.080056 | -0.020338 | 0.080156 | 0.020401 | 9.9777e-05 | 6.2896e-05 | 0.11992 | 0.11992 | 0.11992 | 0.99417 | -0.11116 | 0.99552 | -0.085301 | 16.4726
76 | -0.13115 | -0.033272 | 0.1312 | 0.033303 | 4.8804e-05 | 3.1059e-05 | 0.19618 | 0.19618 | 0.19618 | 0.99552 | -0.085301 | 0.99593 | -0.077566 | 26.9478
77 | 0.050998 | 0.012871 | -0.050979 | -0.012859 | 1.9534e-05 | 1.2385e-05 | 0.07626 | 0.07626 | 0.07626 | 0.99552 | -0.085301 | 0.99511 | -0.093302 | 20.9505
78 | 0.00080941 | 0.00020264 | -0.0008094 | -0.00020285 | 9.6677e-09 | -2.1643e-07 | 0.0012184 | 0.0012184 | 0.0012184 | 0.98849 | -0.22035 | 0.98848 | -0.2206 | 0.33473
79 | 0.0018849 | 0.00047142 | -0.0018848 | -0.00047165 | 6.3782e-08 | -2.3005e-07 | 0.002837 | 0.0028371 | 0.0028371 | 0.98849 | -0.22035 | 0.98846 | -0.22106 | 0.77943
80 | 0.0059757 | 0.0014975 | -0.0059754 | -0.0014975 | 2.995e-07 | 6.689e-08 | 0.0090264 | 0.0090265 | 0.0090265 | 0.9851 | -0.28613 | 0.98505 | -0.28718 | 2.4798
81 | 0.0051053 | 0.0012794 | -0.0051051 | -0.0012794 | 1.6497e-07 | 1.1425e-08 | 0.007712 | 0.007712 | 0.007712 | 0.98505 | -0.28718 | 0.98501 | -0.28786 | 2.1187
82 | 0.0037234 | 0.00093309 | -0.0037233 | -0.00093315 | 1.2602e-07 | -5.4547e-08 | 0.0056248 | 0.0056248 | 0.0056248 | 0.98501 | -0.28786 | 0.98498 | -0.28857 | 1.5453
83 | 0.011692 | 0.0029302 | -0.01169 | -0.0029295 | 1.468e-06 | 7.7755e-07 | 0.0176 | 0.0176 | 0.0176 | 0.98848 | -0.22141 | 0.98834 | -0.22405 | 4.8352
84 | 0.00099681 | 0.00024877 | -0.0009968 | -0.00024895 | 1.2822e-08 | -1.725e-07 | 0.0015285 | 0.0015286 | 0.0015286 | 0.97017 | -0.5805 | 0.97015 | -0.58077 | 0.41994
85 | 0.00071758 | 0.00017897 | -0.00071756 | -0.00017958 | 2.3231e-08 | -6.1681e-07 | 0.0011003 | 0.0011005 | 0.0011005 | 0.97015 | -0.58077 | 0.97012 | -0.58145 | 0.30235
86 | 0.00036221 | 9.0524e-05 | -0.0003622 | -9.0777e-05 | 2.3857e-09 | -2.53e-07 | 0.00055548 | 0.00055557 | 0.00055557 | 0.97012 | -0.58145 | 0.97011 | -0.58159 | 0.15263
87 | 0.039357 | 0.0098492 | -0.039354 | -0.0098475 | 2.8269e-06 | 1.7022e-06 | 0.059671 | 0.059671 | 0.059671 | 0.98135 | -0.35935 | 0.98128 | -0.36086 | 8.1965
88 | 0.037241 | 0.0093179 | -0.03723 | -0.0093116 | 1.039e-05 | 6.2104e-06 | 0.056466 | 0.056467 | 0.056467 | 0.98128 | -0.36086 | 0.98098 | -0.36673 | 7.7564
89 | -0.00077576 | -0.00019442 | 0.00077579 | 0.00019389 | 2.2949e-08 | -5.3911e-07 | 0.001179 | 0.0011788 | 0.001179 | 0.97909 | -0.40396 | 0.97912 | -0.40334 | 0.3239
90 | 0.0020713 | 0.00051729 | -0.0020712 | -0.00051756 | 1.0008e-07 | -2.7481e-07 | 0.0031472 | 0.0031473 | 0.0031473 | 0.97912 | -0.40334 | 0.97907 | -0.40436 | 0.86466
91 | -0.0028471 | -0.00071118 | 0.0028472 | 0.00071102 | 1.3739e-07 | -1.5831e-07 | 0.004326 | 0.0043259 | 0.004326 | 0.97912 | -0.40334 | 0.97917 | -0.40232 | 1.1885
92 | 0.0016892 | 0.00042183 | -0.0016892 | -0.00042183 | 1.1113e-10 | -5.1036e-10 | 0.0025668 | 0.0025668 | 0.0025668 | 0.97907 | -0.40436 | 0.97907 | -0.40436 | 0.70517
93 | -0.0035263 | -0.00088121 | 0.0035265 | 0.00088111 | 1.9459e-07 | -1.0285e-07 | 0.0053579 | 0.0053578 | 0.0053579 | 0.97917 | -0.40232 | 0.97923 | -0.40116 | 1.472
94 | 0.0013069 | 0.00032602 | -0.0013069 | -0.00032621 | 2.4242e-08 | -1.9064e-07 | 0.0019858 | 0.0019858 | 0.0019858 | 0.97907 | -0.40436 | 0.97905 | -0.40475 | 0.54556
95 | -0.017593 | -0.0043775 | 0.017596 | 0.0043788 | 2.8372e-06 | 1.2826e-06 | 0.026723 | 0.026723 | 0.026723 | 0.97923 | -0.40116 | 0.9794 | -0.39776 | 3.6708
96 | 0.014067 | 0.0034964 | -0.014065 | -0.0034957 | 1.9928e-06 | 6.8968e-07 | 0.021365 | 0.021366 | 0.021366 | 0.97923 | -0.40116 | 0.97908 | -0.40416 | 2.9348
97 | 0.00081455 | 0.00020281 | -0.00081453 | -0.00020329 | 2.2425e-08 | -4.7661e-07 | 0.0012375 | 0.0012377 | 0.0012377 | 0.97905 | -0.40475 | 0.97902 | -0.40533 | 0.34003
98 | -0.017596 | -0.0043788 | 0.017598 | 0.0043795 | 1.6172e-06 | 7.3099e-07 | 0.026723 | 0.026723 | 0.026723 | 0.9794 | -0.39776 | 0.9795 | -0.39582 | 3.6707
99 | 0.013408 | 0.0033312 | -0.013406 | -0.0033304 | 2.3247e-06 | 7.3624e-07 | 0.020368 | 0.020368 | 0.020368 | 0.97908 | -0.40416 | 0.97889 | -0.40782 | 2.7978
100 | 0.0077557 | 0.0019438 | -0.0077546 | -0.0019434 | 1.0736e-06 | 4.0746e-07 | 0.011564 | 0.011565 | 0.011565 | 0.99794 | -0.039282 | 0.99779 | -0.042188 | 3.1771
101 | -0.0092555 | -0.0023197 | 0.0092569 | 0.0023203 | 1.4058e-06 | 6.4253e-07 | 0.013801 | 0.013801 | 0.013801 | 0.99794 | -0.039282 | 0.9981 | -0.036094 | 3.7914
102 | 0.0045658 | 0.0011442 | -0.0045655 | -0.0011442 | 2.4774e-07 | -2.7551e-08 | 0.006809 | 0.006809 | 0.006809 | 0.99779 | -0.042188 | 0.99773 | -0.043327 | 1.8706
103 | -0.010463 | -0.0026226 | 0.010463 | 0.0026228 | 3.4181e-07 | 1.698e-07 | 0.015599 | 0.015599 | 0.015599 | 0.9981 | -0.036094 | 0.99814 | -0.035409 | 4.2854
104 | -0.011703 | -0.0029334 | 0.011704 | 0.0029342 | 1.628e-06 | 8.5547e-07 | 0.017446 | 0.017446 | 0.017446 | 0.99814 | -0.035409 | 0.99829 | -0.032489 | 4.7929
105 | 0.13276 | 0.033805 | -0.13248 | -0.033622 | 0.00028793 | 0.00018326 | 0.19808 | 0.19808 | 0.19808 | 0.99829 | -0.032489 | 0.99593 | -0.077566 | 27.2089
106 | -0.0042687 | -0.0010698 | 0.0042688 | 0.0010698 | 1.257e-07 | -2.3438e-08 | 0.0064286 | 0.0064286 | 0.0064286 | 0.98806 | -0.22961 | 0.98809 | -0.22899 | 1.7661
107 | 0.0037768 | 0.00094637 | -0.0037765 | -0.00094648 | 2.8446e-07 | -1.1827e-07 | 0.0056876 | 0.0056877 | 0.0056877 | 0.98809 | -0.22899 | 0.98801 | -0.23057 | 1.5626
108 | -0.0080456 | -0.0020162 | 0.0080461 | 0.0020164 | 4.7179e-07 | 1.9217e-07 | 0.012116 | 0.012116 | 0.012116 | 0.98809 | -0.22899 | 0.98815 | -0.22776 | 3.3286
109 | -0.0088089 | -0.002207 | 0.0088097 | 0.0022073 | 7.057e-07 | 3.1463e-07 | 0.013265 | 0.013265 | 0.013265 | 0.98815 | -0.22776 | 0.98824 | -0.22608 | 3.6442
110 | 0.00076288 | 0.00019064 | -0.00076286 | -0.00019119 | 2.1957e-08 | -5.5438e-07 | 0.0011486 | 0.0011488 | 0.0011488 | 0.98815 | -0.22776 | 0.98812 | -0.22837 | 0.3156
111 | 0.018902 | 0.0047075 | -0.018894 | -0.0047038 | 7.7452e-06 | 3.6932e-06 | 0.028692 | 0.028692 | 0.028692 | 0.97994 | -0.38718 | 0.9795 | -0.39582 | 3.9412
112 | 0.0012965 | 0.00032423 | -0.0012964 | -0.00032491 | 8.3875e-08 | -6.7211e-07 | 0.0019693 | 0.0019696 | 0.0019696 | 0.9795 | -0.39582 | 0.97943 | -0.39718 | 0.54109
113 | 0.0030988 | 0.00077624 | -0.0030984 | -0.00077654 | 3.4866e-07 | -3.0358e-07 | 0.0047103 | 0.0047105 | 0.0047105 | 0.97889 | -0.40782 | 0.97877 | -0.41018 | 1.2941
114 | 0.010307 | 0.0025542 | -0.010295 | -0.0025531 | 1.1793e-05 | 1.1061e-06 | 0.015658 | 0.01566 | 0.01566 | 0.97889 | -0.40782 | 0.97767 | -0.43205 | 2.1511
115 | 0.0096496 | 0.0023912 | -0.0096343 | -0.0023909 | 1.5286e-05 | 3.0993e-07 | 0.014677 | 0.01468 | 0.01468 | 0.97767 | -0.43205 | 0.97598 | -0.46559 | 2.0165
116 | 0.0078831 | 0.001952 | -0.0078701 | -0.0019557 | 1.2978e-05 | -3.6609e-06 | 0.01201 | 0.012015 | 0.012015 | 0.97598 | -0.46559 | 0.97423 | -0.50045 | 1.6504
117 | -0.0097445 | -0.0024416 | 0.0097454 | 0.0024421 | 9.4368e-07 | 4.5417e-07 | 0.014672 | 0.014672 | 0.014672 | 0.98824 | -0.22608 | 0.98834 | -0.22405 | 4.0309
118 | 0.049394 | 0.012461 | -0.049353 | -0.012436 | 4.0236e-05 | 2.5496e-05 | 0.073889 | 0.073889 | 0.073889 | 0.99511 | -0.093302 | 0.99422 | -0.11033 | 20.2992
119 | 0.046999 | 0.011846 | -0.046998 | -0.011845 | 1.0076e-06 | 6.3783e-07 | 0.070365 | 0.070365 | 0.070365 | 0.99422 | -0.11033 | 0.9942 | -0.11078 | 19.3311
120 | 0.0015399 | 0.0003852 | -0.0015399 | -0.00038522 | 4.3331e-09 | -2.4795e-08 | 0.0023179 | 0.0023179 | 0.0023179 | 0.98846 | -0.22106 | 0.98845 | -0.22112 | 0.63678
121 | 0.0010178 | 0.00025438 | -0.0010178 | -0.0002547 | 2.3174e-08 | -3.2265e-07 | 0.001532 | 0.0015321 | 0.0015321 | 0.98845 | -0.22112 | 0.98843 | -0.2216 | 0.4209
122 | 0.00064545 | 0.00016139 | -0.00064544 | -0.00016176 | 1.0583e-08 | -3.7638e-07 | 0.00097154 | 0.00097168 | 0.00097168 | 0.98843 | -0.2216 | 0.98841 | -0.22194 | 0.26695
123 | 0.0032425 | 0.00081086 | -0.0032407 | -0.00081219 | 1.8303e-06 | -1.3228e-06 | 0.0049431 | 0.004944 | 0.004944 | 0.97597 | -0.46542 | 0.97536 | -0.47729 | 1.3582
124 | -0.012198 | -0.0030492 | 0.012232 | 0.0030675 | 3.3591e-05 | 1.8251e-05 | 0.018595 | 0.018594 | 0.018595 | 0.97597 | -0.46542 | 0.9789 | -0.40766 | 5.1086
125 | -0.014287 | -0.0035826 | 0.014356 | 0.0036218 | 6.8936e-05 | 3.9193e-05 | 0.021719 | 0.021717 | 0.021719 | 0.9789 | -0.40766 | 0.98406 | -0.30689 | 5.9667
126 | 0.020391 | 0.0051404 | -0.020391 | -0.0051404 | 5.2575e-08 | 2.596e-08 | 0.030643 | 0.030643 | 0.030643 | 0.99054 | -0.18133 | 0.99054 | -0.18138 | 4.2091
127 | -0.020618 | -0.0051973 | 0.020682 | 0.0052288 | 6.3329e-05 | 3.1442e-05 | 0.030984 | 0.030981 | 0.030984 | 0.99054 | -0.18133 | 0.99387 | -0.11731 | 4.256
128 | 0.020164 | 0.0050834 | -0.020142 | -0.0050725 | 2.2331e-05 | 1.0957e-05 | 0.030302 | 0.030303 | 0.030303 | 0.99054 | -0.18138 | 0.98934 | -0.20455 | 4.1625
129 | 0.018745 | 0.0047277 | -0.018729 | -0.0047205 | 1.5343e-05 | 7.1798e-06 | 0.028204 | 0.028205 | 0.028205 | 0.98934 | -0.20455 | 0.98846 | -0.22166 | 3.8742
130 | 0.0013969 | 0.00034479 | -0.0013966 | -0.00034676 | 2.7652e-07 | -1.9706e-06 | 0.0020992 | 0.0020999 | 0.0020999 | 0.98934 | -0.20455 | 0.98913 | -0.20874 | 0.5769
131 | 0.016866 | 0.0042668 | -0.016852 | -0.0042605 | 1.4694e-05 | 6.2943e-06 | 0.025404 | 0.025406 | 0.025406 | 0.98846 | -0.22166 | 0.98752 | -0.23983 | 3.4898
132 | 0.0015692 | 0.00038 | -0.0015684 | -0.00038415 | 7.5427e-07 | -4.1504e-06 | 0.0023576 | 0.0023592 | 0.0023592 | 0.98846 | -0.22166 | 0.98794 | -0.23197 | 0.64812
133 | 0.00061899 | 0.00015186 | -0.00061891 | -0.00015511 | 8.3569e-08 | -3.2489e-06 | 0.00093004 | 0.0009312 | 0.0009312 | 0.98913 | -0.20874 | 0.98898 | -0.2116 | 0.25582
134 | 0.016555 | 0.0041862 | -0.016536 | -0.0041782 | 1.8914e-05 | 7.9668e-06 | 0.024959 | 0.02496 | 0.02496 | 0.98752 | -0.23983 | 0.98629 | -0.26367 | 3.4286
135 | 0.0008424 | 0.0002022 | -0.00084223 | -0.00020568 | 1.6894e-07 | -3.4884e-06 | 0.0012657 | 0.0012669 | 0.0012669 | 0.98794 | -0.23197 | 0.98772 | -0.23629 | 0.34806
136 | 0.015098 | 0.0038179 | -0.015067 | -0.0038 | 3.124e-05 | 1.7952e-05 | 0.022791 | 0.022792 | 0.022792 | 0.98629 | -0.26367 | 0.98406 | -0.30689 | 6.2615
137 | 0.00017528 | 3.8531e-05 | -0.00017527 | -4.2436e-05 | 7.9166e-09 | -3.9045e-06 | 0.00026226 | 0.00026354 | 0.00026354 | 0.98772 | -0.23629 | 0.98768 | -0.23729 | 0.072402
138 | 0.00030786 | 7.6305e-05 | -0.00030785 | -7.7155e-05 | 5.5703e-09 | -8.5009e-07 | 0.00046761 | 0.00046792 | 0.00046792 | 0.97902 | -0.40533 | 0.979 | -0.40571 | 0.12855
139 | 0.0056986 | 0.0014149 | -0.005694 | -0.0014201 | 4.5923e-06 | -5.1111e-06 | 0.0086992 | 0.008702 | 0.008702 | 0.97423 | -0.50045 | 0.97337 | -0.51746 | 1.1953
140 | 0.00080374 | 0.00019795 | -0.00080368 | -0.00019914 | 5.548e-08 | -1.1889e-06 | 0.0012264 | 0.0012268 | 0.0012268 | 0.97423 | -0.50045 | 0.97415 | -0.50191 | 0.33703
141 | 0.005694 | 0.0014201 | -0.0056935 | -0.00142 | 4.6078e-07 | 9.3228e-08 | 0.008702 | 0.0087021 | 0.0087021 | 0.97337 | -0.51746 | 0.97328 | -0.51917 | 2.3907
142 | 0.00080368 | 0.00019914 | -0.00080364 | -0.00020011 | 4.5489e-08 | -9.7396e-07 | 0.0012268 | 0.0012272 | 0.0012272 | 0.97415 | -0.50191 | 0.97409 | -0.50311 | 0.33713
143 | 0.0031959 | 0.00079737 | -0.0031959 | -0.00079738 | 1.9369e-09 | -1.4282e-09 | 0.004895 | 0.004895 | 0.004895 | 0.97125 | -0.55945 | 0.97125 | -0.55947 | 1.3448
144 | -0.0041677 | -0.0010409 | 0.0041757 | 0.0010396 | 7.9752e-06 | -1.37e-06 | 0.0063839 | 0.0063816 | 0.0063839 | 0.97125 | -0.55945 | 0.97328 | -0.51917 | 1.7538
145 | 0.0022241 | 0.00055383 | -0.0022227 | -0.00055706 | 1.4665e-06 | -3.2279e-06 | 0.0034062 | 0.0034077 | 0.0034077 | 0.97125 | -0.55947 | 0.97055 | -0.57334 | 0.93619
146 | 0.00080364 | 0.00020011 | -0.00080358 | -0.0002014 | 5.9923e-08 | -1.2819e-06 | 0.0012272 | 0.0012276 | 0.0012276 | 0.97409 | -0.50311 | 0.97401 | -0.50468 | 0.33726
147 | 0.00017527 | 4.2436e-05 | -0.00017527 | -4.3146e-05 | 1.4487e-09 | -7.1026e-07 | 0.00026354 | 0.00026379 | 0.00026379 | 0.98768 | -0.23729 | 0.98767 | -0.23747 | 0.07247
148 | 0.00017527 | 4.3146e-05 | -0.00017527 | -4.3927e-05 | 1.5967e-09 | -7.8122e-07 | 0.00026379 | 0.00026407 | 0.00026407 | 0.98767 | -0.23747 | 0.98766 | -0.23766 | 0.072546

## res_trafo
| p_hv_mw | q_hv_mvar | p_lv_mw | q_lv_mvar | pl_mw | ql_mvar | i_hv_ka | i_lv_ka | vm_hv_pu | va_hv_degree | vm_lv_pu | va_lv_degree | loading_percent
0 | -1.2729e-15 | -1.3162e-15 | 0.00165 | 1.2699e-07 | 0.00165 | 1.2699e-07 | 5.2857e-17 | 0.0023815 | 0.99998 | 149.9956 | 1 | 0 | 0.2619

## res_ext_grid
| p_mw | q_mvar
0 | 0.18035 | 0.045488

## res_load
| p_mw | q_mvar
0 | 0.0033629 | 0.00084282
1 | 0.00018636 | 4.6705e-05
2 | 0.0020725 | 0.00051942
3 | 0.00058365 | 0.00014628
4 | 0.0024701 | 0.00061906
5 | 0.0002164 | 5.4236e-05
6 | 0.0014154 | 0.00035472
7 | 0.00093477 | 0.00023427
8 | 0.00072207 | 0.00018097
9 | 0.00020453 | 5.1259e-05
10 | 0.00012043 | 3.0183e-05
11 | 0.0001204 | 3.0175e-05
12 | 0.00041542 | 0.00010411
13 | 0.0041325 | 0.0010357
14 | 0.0023864 | 0.0005981
15 | 0.001713 | 0.00042931
16 | 0.002386 | 0.00059799
17 | 0.00042486 | 0.00010648
18 | 0.001865 | 0.0004674
19 | 0.0004689 | 0.00011752
20 | 0.00056719 | 0.00014215
21 | 0.0013156 | 0.00032973
22 | 0.0011199 | 0.00028066
23 | 0.0033258 | 0.00083352
24 | 0.00016709 | 4.1877e-05
25 | 0.00033713 | 8.4493e-05
26 | 0.00018406 | 4.613e-05
27 | 0.0014242 | 0.00035693
28 | 0.0010267 | 0.00025733
29 | 0.0010275 | 0.00025751
30 | 0.00080988 | 0.00020297
31 | 0.0029536 | 0.00074023
32 | 0.0014552 | 0.0003647
33 | 0.00080926 | 0.00020282
34 | 0.0011087 | 0.00027787
35 | 0.00043763 | 0.00010968
36 | 0.0033281 | 0.0008341
37 | 0.0020764 | 0.0005204
38 | 0.0026879 | 0.00067364
39 | 0.0026735 | 0.00067003
40 | 0.0034492 | 0.00086445
41 | 0.0023004 | 0.00057654
42 | 0.0016168 | 0.0004052
43 | 0.0037069 | 0.00092904
44 | 0.0047283 | 0.001185
45 | 0.001948 | 0.00048821
46 | 0.0022842 | 0.00057247
47 | 0.0024268 | 0.00060821
48 | 0.0026547 | 0.00066533
49 | 0.002729 | 0.00068395
50 | 0.002522 | 0.00063207
51 | 0.000986 | 0.00024712
52 | 0.0017771 | 0.0004454
53 | 0.00066547 | 0.00016678
54 | 0.0015382 | 0.00038552
55 | 0.0025707 | 0.00064428
56 | 0.00087016 | 0.00021808
57 | 0.0013817 | 0.00034629
58 | 0.0037233 | 0.00093315
59 | 0.0023355 | 0.00058534
60 | 0.00040939 | 0.0001026
61 | 0.00027922 | 6.9978e-05
62 | 0.00035535 | 8.906e-05
63 | 0.0003622 | 9.0777e-05
64 | 0.0003757 | 9.4158e-05
65 | 0.0016677 | 0.00041797
66 | 0.0021131 | 0.0005296
67 | 0.00069605 | 0.00017445
68 | 0.00077576 | 0.00019442
69 | 0.00038198 | 9.5733e-05
70 | 0.00067908 | 0.00017019
71 | 0.00038231 | 9.5816e-05
72 | 0.00049235 | 0.00012339
73 | 0.00065662 | 0.00016456
74 | 0.0014999 | 0.0003759
75 | 0.0031888 | 0.0007992
76 | 0.0012061 | 0.00030228
77 | 0.0045655 | 0.0011442
78 | 0.0012392 | 0.00031057
79 | 0.0042687 | 0.0010698
80 | 0.0012725 | 0.00031891
81 | 0.0037765 | 0.00094648
82 | 0.002329 | 0.00058371
83 | 0.0012964 | 0.00032491
84 | 0.0030984 | 0.00077654
85 | 0.00064573 | 0.00016183
86 | 0.0017512 | 0.0004389
87 | 0.00076286 | 0.00019119
88 | 0.00093484 | 0.00023429
89 | 0.0019448 | 0.0004874
90 | 0.0015854 | 0.00039735
91 | 0.0023546 | 0.00059011
92 | 0.0022741 | 0.00056995
93 | 0.00034494 | 8.645e-05
94 | 0.00052206 | 0.00013084
95 | 0.00037234 | 9.3318e-05
96 | 0.0008094 | 0.00020285
97 | 0.00064544 | 0.00016176
98 | 0.0017265 | 0.00043271
99 | 0.0032407 | 0.00081219
100 | 0.0020554 | 0.00051514
101 | 0.00022721 | 5.6944e-05
102 | 0.00022705 | 5.6905e-05
103 | 0.000294 | 7.3683e-05
104 | 0.00077766 | 0.0001949
105 | 0.00029663 | 7.4342e-05
106 | 0.000726 | 0.00018195
107 | 0.00061891 | 0.00015511
108 | 0.0014376 | 0.00036029
109 | 0.00066695 | 0.00016715
110 | 0.000711 | 0.00017819
111 | 0.00020656 | 5.177e-05
112 | 0.0008168 | 0.00020471
113 | 0.00050667 | 0.00012698
114 | 0.00030785 | 7.7155e-05
115 | 0.0013678 | 0.0003428
116 | 0.00097183 | 0.00024356
117 | 0.00097177 | 0.00024355
118 | 0.0015178 | 0.0003804
119 | 0.0022227 | 0.00055706
120 | 0.00080358 | 0.0002014
121 | 0.00017527 | 4.3927e-05

## dtypes
| element | column | dtype
0 | bus | name | object
1 | bus | vn_kv | float64
2 | bus | type | object
3 | bus | zone | object
4 | bus | in_service | bool
5 | load | name | object
6 | load | bus | uint32
7 | load | p_mw | float64
8 | load | q_mvar | float64
9 | load | const_z_percent | float64
10 | load | const_i_percent | float64
11 | load | sn_mva | float64
12 | load | scaling | float64
13 | load | in_service | bool
14 | load | type | object
15 | ext_grid | name | object
16 | ext_grid | bus | uint32
17 | ext_grid | vm_pu | float64
18 | ext_grid | va_degree | float64
19 | ext_grid | slack_weight | float64
20 | ext_grid | in_service | bool
21 | line | name | object
22 | line | std_type | object
23 | line | from_bus | uint32
24 | line | to_bus | uint32
25 | line | length_km | float64
26 | line | r_ohm_per_km | float64
27 | line | x_ohm_per_km | float64
28 | line | c_nf_per_km | float64
29 | line | g_us_per_km | float64
30 | line | max_i_ka | float64
31 | line | df | float64
32 | line | parallel | uint32
33 | line | type | object
34 | line | in_service | bool
35 | trafo | name | object
36 | trafo | std_type | object
37 | trafo | hv_bus | uint32
38 | trafo | lv_bus | uint32
39 | trafo | sn_mva | float64
40 | trafo | vn_hv_kv | float64
41 | trafo | vn_lv_kv | float64
42 | trafo | vk_percent | float64
43 | trafo | vkr_percent | float64
44 | trafo | pfe_kw | float64
45 | trafo | i0_percent | float64
46 | trafo | shift_degree | float64
47 | trafo | tap_side | object
48 | trafo | tap_neutral | int32
49 | trafo | tap_min | int32
50 | trafo | tap_max | int32
51 | trafo | tap_step_percent | float64
52 | trafo | tap_step_degree | float64
53 | trafo | tap_pos | int32
54 | trafo | tap_phase_shifter | bool
55 | trafo | parallel | uint32
56 | trafo | df | float64
57 | trafo | in_service | bool
58 | line_geodata | coords | object
59 | bus_geodata | x | float64
60 | bus_geodata | y | float64
61 | bus_geodata | coords | object
62 | res_bus | vm_pu | float64
63 | res_bus | va_degree | float64
64 | res_bus | p_mw | float64
65 | res_bus | q_mvar | float64
66 | res_line | p_from_mw | float64
67 | res_line | q_from_mvar | float64
68 | res_line | p_to_mw | float64
69 | res_line | q_to_mvar | float64
70 | res_line | pl_mw | float64
71 | res_line | ql_mvar | float64
72 | res_line | i_from_ka | float64
73 | res_line | i_to_ka | float64
74 | res_line | i_ka | float64
75 | res_line | vm_from_pu | float64
76 | res_line | va_from_degree | float64
77 | res_line | vm_to_pu | float64
78 | res_line | va_to_degree | float64
79 | res_line | loading_percent | float64
80 | res_trafo | p_hv_mw | float64
81 | res_trafo | q_hv_mvar | float64
82 | res_trafo | p_lv_mw | float64
83 | res_trafo | q_lv_mvar | float64
84 | res_trafo | pl_mw | float64
85 | res_trafo | ql_mvar | float64
86 | res_trafo | i_hv_ka | float64
87 | res_trafo | i_lv_ka | float64
88 | res_trafo | vm_hv_pu | float64
89 | res_trafo | va_hv_degree | float64
90 | res_trafo | vm_lv_pu | float64
91 | res_trafo | va_lv_degree | float64
92 | res_trafo | loading_percent | float64
93 | res_ext_grid | p_mw | float64
94 | res_ext_grid | q_mvar | float64
95 | res_load | p_mw | float64
96 | res_load | q_mvar | float64

## parameters
| version | format_version | converged | OPF_converged | name | f_hz | sn_mva
0 | 2.14.6 | 2.14.0 | TRUE | FALSE |  | 50 | 1