## bus
| name | vn_kv | type | zone | in_service
0 | bus_LV_2336-4_0_5_node_0 | 0.4 | n |  | TRUE
1 | bus_LV_2336-4_0_5_node_1 | 0.4 | n |  | TRUE
2 | bus_LV_2336-4_0_5_node_2 | 0.4 | n |  | TRUE
3 | bus_LV_2336-4_0_5_node_3 | 0.4 | n |  | TRUE
4 | bus_LV_2336-4_0_5_node_4 | 0.4 | n |  | TRUE
5 | bus_LV_2336-4_0_5_node_5 | 0.4 | n |  | TRUE
6 | bus_LV_2336-4_0_5_node_6 | 0.4 | n |  | TRUE
7 | bus_LV_2336-4_0_5_node_7 | 0.4 | n |  | TRUE
8 | bus_LV_2336-4_0_5_node_9 | 0.4 | n |  | TRUE
9 | bus_LV_2336-4_0_5_node_23 | 0.4 | n |  | TRUE
10 | bus_LV_2336-4_0_5_node_46 | 0.4 | n |  | TRUE
11 | bus_LV_2336-4_0_5_node_8 | 0.4 | n |  | TRUE
12 | bus_LV_2336-4_0_5_node_10 | 0.4 | n |  | TRUE
13 | bus_LV_2336-4_0_5_node_20 | 0.4 | n |  | TRUE
14 | bus_LV_2336-4_0_5_node_48 | 0.4 | n |  | TRUE
15 | bus_LV_2336-4_0_5_node_44 | 0.4 | n |  | TRUE
16 | bus_LV_2336-4_0_5_node_16 | 0.4 | n |  | TRUE
17 | bus_LV_2336-4_0_5_node_17 | 0.4 | n |  | TRUE
18 | bus_LV_2336-4_0_5_node_11 | 0.4 | n |  | TRUE
19 | bus_LV_2336-4_0_5_node_14 | 0.4 | n |  | TRUE
20 | bus_LV_2336-4_0_5_node_12 | 0.4 | n |  | TRUE
21 | bus_LV_2336-4_0_5_node_13 | 0.4 | n |  | TRUE
22 | bus_LV_2336-4_0_5_node_15 | 0.4 | n |  | TRUE
23 | bus_LV_2336-4_0_5_node_128 | 0.4 | n |  | TRUE
24 | bus_LV_2336-4_0_5_node_18 | 0.4 | n |  | TRUE
25 | bus_LV_2336-4_0_5_node_19 | 0.4 | n |  | TRUE
26 | bus_LV_2336-4_0_5_node_21 | 0.4 | n |  | TRUE
27 | bus_LV_2336-4_0_5_node_22 | 0.4 | n |  | TRUE
28 | bus_LV_2336-4_0_5_node_24 | 0.4 | n |  | TRUE
29 | bus_LV_2336-4_0_5_node_25 | 0.4 | n |  | TRUE
30 | bus_LV_2336-4_0_5_node_28 | 0.4 | n |  | TRUE
31 | bus_LV_2336-4_0_5_node_26 | 0.4 | n |  | TRUE
32 | bus_LV_2336-4_0_5_node_29 | 0.4 | n |  | TRUE
33 | bus_LV_2336-4_0_5_node_27 | 0.4 | n |  | TRUE
34 | bus_LV_2336-4_0_5_node_68 | 0.4 | n |  | TRUE
35 | bus_LV_2336-4_0_5_node_70 | 0.4 | n |  | TRUE
36 | bus_LV_2336-4_0_5_node_67 | 0.4 | n |  | TRUE
37 | bus_LV_2336-4_0_5_node_30 | 0.4 | n |  | TRUE
38 | bus_LV_2336-4_0_5_node_31 | 0.4 | n |  | TRUE
39 | bus_LV_2336-4_0_5_node_32 | 0.4 | n |  | TRUE
40 | bus_LV_2336-4_0_5_node_33 | 0.4 | n |  | TRUE
41 | bus_LV_2336-4_0_5_node_34 | 0.4 | n |  | TRUE
42 | bus_LV_2336-4_0_5_node_55 | 0.4 | n |  | TRUE
43 | bus_LV_2336-4_0_5_node_93 | 0.4 | n |  | TRUE
44 | bus_LV_2336-4_0_5_node_91 | 0.4 | n |  | TRUE
45 | bus_LV_2336-4_0_5_node_47 | 0.4 | n |  | TRUE
46 | bus_LV_2336-4_0_5_node_123 | 0.4 | n |  | TRUE
47 | bus_LV_2336-4_0_5_node_85 | 0.4 | n |  | TRUE
48 | bus_LV_2336-4_0_5_node_92 | 0.4 | n |  | TRUE
49 | bus_LV_2336-4_0_5_node_35 | 0.4 | n |  | TRUE
50 | bus_LV_2336-4_0_5_node_36 | 0.4 | n |  | TRUE
51 | bus_LV_2336-4_0_5_node_37 | 0.4 | n |  | TRUE
52 | bus_LV_2336-4_0_5_node_38 | 0.4 | n |  | TRUE
53 | bus_LV_2336-4_0_5_node_39 | 0.4 | n |  | TRUE
54 | bus_LV_2336-4_0_5_node_40 | 0.4 | n |  | TRUE
55 | bus_LV_2336-4_0_5_node_113 | 0.4 | n |  | TRUE
56 | bus_LV_2336-4_0_5_node_124 | 0.4 | n |  | TRUE
57 | bus_LV_2336-4_0_5_node_111 | 0.4 | n |  | TRUE
58 | bus_LV_2336-4_0_5_node_42 | 0.4 | n |  | TRUE
59 | bus_LV_2336-4_0_5_node_41 | 0.4 | n |  | TRUE
60 | bus_LV_2336-4_0_5_node_83 | 0.4 | n |  | TRUE
61 | bus_LV_2336-4_0_5_node_81 | 0.4 | n |  | TRUE
62 | bus_LV_2336-4_0_5_node_43 | 0.4 | n |  | TRUE
63 | bus_LV_2336-4_0_5_node_79 | 0.4 | n |  | TRUE
64 | bus_LV_2336-4_0_5_node_114 | 0.4 | n |  | TRUE
65 | bus_LV_2336-4_0_5_node_53 | 0.4 | n |  | TRUE
66 | bus_LV_2336-4_0_5_node_118 | 0.4 | n |  | TRUE
67 | bus_LV_2336-4_0_5_node_117 | 0.4 | n |  | TRUE
68 | bus_LV_2336-4_0_5_node_77 | 0.4 | n |  | TRUE
69 | bus_LV_2336-4_0_5_node_54 | 0.4 | n |  | TRUE
70 | bus_LV_2336-4_0_5_node_45 | 0.4 | n |  | TRUE
71 | bus_LV_2336-4_0_5_node_101 | 0.4 | n |  | TRUE
72 | bus_LV_2336-4_0_5_node_102 | 0.4 | n |  | TRUE
73 | bus_LV_2336-4_0_5_node_97 | 0.4 | n |  | TRUE
74 | bus_LV_2336-4_0_5_node_126 | 0.4 | n |  | TRUE
75 | bus_LV_2336-4_0_5_node_96 | 0.4 | n |  | TRUE
76 | bus_LV_2336-4_0_5_node_49 | 0.4 | n |  | TRUE
77 | bus_LV_2336-4_0_5_node_50 | 0.4 | n |  | TRUE
78 | bus_LV_2336-4_0_5_node_51 | 0.4 | n |  | TRUE
79 | bus_LV_2336-4_0_5_node_52 | 0.4 | n |  | TRUE
80 | bus_LV_2336-4_0_5_node_56 | 0.4 | n |  | TRUE
81 | bus_LV_2336-4_0_5_node_57 | 0.4 | n |  | TRUE
82 | bus_LV_2336-4_0_5_node_59 | 0.4 | n |  | TRUE
83 | bus_LV_2336-4_0_5_node_105 | 0.4 | n |  | TRUE
84 | bus_LV_2336-4_0_5_node_58 | 0.4 | n |  | TRUE
85 | bus_LV_2336-4_0_5_node_104 | 0.4 | n |  | TRUE
86 | bus_LV_2336-4_0_5_node_107 | 0.4 | n |  | TRUE
87 | bus_LV_2336-4_0_5_node_130 | 0.4 | n |  | TRUE
88 | bus_LV_2336-4_0_5_node_60 | 0.4 | n |  | TRUE
89 | bus_LV_2336-4_0_5_node_108 | 0.4 | n |  | TRUE
90 | bus_LV_2336-4_0_5_node_64 | 0.4 | n |  | TRUE
91 | bus_LV_2336-4_0_5_node_125 | 0.4 | n |  | TRUE
92 | bus_LV_2336-4_0_5_node_62 | 0.4 | n |  | TRUE
93 | bus_LV_2336-4_0_5_node_61 | 0.4 | n |  | TRUE
94 | bus_LV_2336-4_0_5_node_63 | 0.4 | n |  | TRUE
95 | bus_LV_2336-4_0_5_node_65 | 0.4 | n |  | TRUE
96 | bus_LV_2336-4_0_5_node_66 | 0.4 | n |  | TRUE
97 | bus_LV_2336-4_0_5_node_103 | 0.4 | n |  | TRUE
98 | bus_LV_2336-4_0_5_node_120 | 0.4 | n |  | TRUE
99 | bus_LV_2336-4_0_5_node_121 | 0.4 | n |  | TRUE
100 | bus_LV_2336-4_0_5_node_112 | 0.4 | n |  | TRUE
101 | bus_LV_2336-4_0_5_node_94 | 0.4 | n |  | TRUE
102 | bus_LV_2336-4_0_5_node_80 | 0.4 | n |  | TRUE
103 | bus_LV_2336-4_0_5_node_84 | 0.4 | n |  | TRUE
104 | bus_LV_2336-4_0_5_node_72 | 0.4 | n |  | TRUE
105 | bus_LV_2336-4_0_5_node_73 | 0.4 | n |  | TRUE
106 | bus_LV_2336-4_0_5_node_74 | 0.4 | n |  | TRUE
107 | bus_LV_2336-4_0_5_node_75 | 0.4 | n |  | TRUE
108 | bus_LV_2336-4_0_5_node_76 | 0.4 | n |  | TRUE
109 | bus_LV_2336-4_0_5_node_129 | 0.4 | n |  | TRUE
110 | bus_LV_2336-4_0_5_node_99 | 0.4 | n |  | TRUE
111 | bus_LV_2336-4_0_5_node_88 | 0.4 | n |  | TRUE
112 | bus_LV_2336-4_0_5_node_100 | 0.4 | n |  | TRUE
113 | bus_LV_2336-4_0_5_node_90 | 0.4 | n |  | TRUE
114 | bus_LV_2336-4_0_5_node_86 | 0.4 | n |  | TRUE
115 | bus_LV_2336-4_0_5_node_78 | 0.4 | n |  | TRUE
116 | bus_LV_2336-4_0_5_node_82 | 0.4 | n |  | TRUE
117 | bus_LV_2336-4_0_5_node_87 | 0.4 | n |  | TRUE
118 | bus_LV_2336-4_0_5_node_89 | 0.4 | n |  | TRUE
119 | bus_LV_2336-4_0_5_node_115 | 0.4 | n |  | TRUE
120 | bus_LV_2336-4_0_5_node_98 | 0.4 | n |  | TRUE
121 | bus_LV_2336-4_0_5_node_122 | 0.4 | n |  | TRUE
122 | bus_LV_2336-4_0_5_node_95 | 0.4 | n |  | TRUE
123 | bus_LV_2336-4_0_5_node_109 | 0.4 | n |  | TRUE
124 | bus_LV_2336-4_0_5_node_110 | 0.4 | n |  | TRUE
125 | bus_LV_2336-4_0_5_node_116 | 0.4 | n |  | TRUE
126 | bus_LV_2336-4_0_5_node_119 | 0.4 | n |  | TRUE
127 | bus_MV_37_0_node_70 | 20 | n |  | TRUE

## load
| name | bus | p_mw | q_mvar | const_z_percent | const_i_percent | sn_mva | scaling | in_service | type
0 | LV_2336-4_0_5_load_0 | 0 | 0.0014545 | 0.00036453 | 0 | 0 |  | 1 | TRUE | wye
1 | LV_2336-4_0_5_load_1 | 1 | 0.0019923 | 0.00049932 | 0 | 0 |  | 1 | TRUE | wye
2 | LV_2336-4_0_5_load_3 | 3 | 0.002115 | 0.00053006 | 0 | 0 |  | 1 | TRUE | wye
3 | LV_2336-4_0_5_load_4 | 4 | 0.0016998 | 0.00042602 | 0 | 0 |  | 1 | TRUE | wye
4 | LV_2336-4_0_5_load_6 | 6 | 0.0020464 | 0.00051288 | 0 | 0 |  | 1 | TRUE | wye
5 | LV_2336-4_0_5_load_7 | 7 | 0.0023044 | 0.00057755 | 0 | 0 |  | 1 | TRUE | wye
6 | LV_2336-4_0_5_load_9 | 8 | 0.00088473 | 0.00022173 | 0 | 0 |  | 1 | TRUE | wye
7 | LV_2336-4_0_5_load_23 | 9 | 0.0016856 | 0.00042244 | 0 | 0 |  | 1 | TRUE | wye
8 | LV_2336-4_0_5_load_46 | 10 | 0.0020654 | 0.00051764 | 0 | 0 |  | 1 | TRUE | wye
9 | LV_2336-4_0_5_load_8 | 11 | 0.0043333 | 0.001086 | 0 | 0 |  | 1 | TRUE | wye
10 | LV_2336-4_0_5_load_44 | 15 | 0.0010576 | 0.00026506 | 0 | 0 |  | 1 | TRUE | wye
11 | LV_2336-4_0_5_load_16 | 16 | 0.0030202 | 0.00075694 | 0 | 0 |  | 1 | TRUE | wye
12 | LV_2336-4_0_5_load_17 | 17 | 0.0019078 | 0.00047815 | 0 | 0 |  | 1 | TRUE | wye
13 | LV_2336-4_0_5_load_11 | 18 | 0.0035648 | 0.00089341 | 0 | 0 |  | 1 | TRUE | wye
14 | LV_2336-4_0_5_load_14 | 19 | 0.0033185 | 0.00083171 | 0 | 0 |  | 1 | TRUE | wye
15 | LV_2336-4_0_5_load_12 | 20 | 0.0027668 | 0.00069342 | 0 | 0 |  | 1 | TRUE | wye
16 | LV_2336-4_0_5_load_13 | 21 | 0.0031179 | 0.00078143 | 0 | 0 |  | 1 | TRUE | wye
17 | LV_2336-4_0_5_load_15 | 22 | 0.0062572 | 0.0015682 | 0 | 0 |  | 1 | TRUE | wye
18 | LV_2336-4_0_5_load_128 | 23 | 0.002065 | 0.00051753 | 0 | 0 |  | 1 | TRUE | wye
19 | LV_2336-4_0_5_load_18 | 24 | 0.0021744 | 0.00054496 | 0 | 0 |  | 1 | TRUE | wye
20 | LV_2336-4_0_5_load_21 | 26 | 0.0025708 | 0.0006443 | 0 | 0 |  | 1 | TRUE | wye
21 | LV_2336-4_0_5_load_22 | 27 | 0.0025234 | 0.00063242 | 0 | 0 |  | 1 | TRUE | wye
22 | LV_2336-4_0_5_load_24 | 28 | 0.0023597 | 0.0005914 | 0 | 0 |  | 1 | TRUE | wye
23 | LV_2336-4_0_5_load_28 | 30 | 0.0051061 | 0.0012797 | 0 | 0 |  | 1 | TRUE | wye
24 | LV_2336-4_0_5_load_27 | 33 | 0.00090436 | 0.00022665 | 0 | 0 |  | 1 | TRUE | wye
25 | LV_2336-4_0_5_load_70 | 35 | 0.0014742 | 0.00036947 | 0 | 0 |  | 1 | TRUE | wye
26 | LV_2336-4_0_5_load_67 | 36 | 0.0023758 | 0.00059543 | 0 | 0 |  | 1 | TRUE | wye
27 | LV_2336-4_0_5_load_30 | 37 | 0.001388 | 0.00034787 | 0 | 0 |  | 1 | TRUE | wye
28 | LV_2336-4_0_5_load_31 | 38 | 0.001863 | 0.0004669 | 0 | 0 |  | 1 | TRUE | wye
29 | LV_2336-4_0_5_load_32 | 39 | 0.0024137 | 0.00060493 | 0 | 0 |  | 1 | TRUE | wye
30 | LV_2336-4_0_5_load_33 | 40 | 0.0024877 | 0.00062347 | 0 | 0 |  | 1 | TRUE | wye
31 | LV_2336-4_0_5_load_55 | 42 | 0.0014933 | 0.00037425 | 0 | 0 |  | 1 | TRUE | wye
32 | LV_2336-4_0_5_load_91 | 44 | 0.0023691 | 0.00059376 | 0 | 0 |  | 1 | TRUE | wye
33 | LV_2336-4_0_5_load_123 | 46 | 0.0048705 | 0.0012207 | 0 | 0 |  | 1 | TRUE | wye
34 | LV_2336-4_0_5_load_85 | 47 | 0.0056602 | 0.0014186 | 0 | 0 |  | 1 | TRUE | wye
35 | LV_2336-4_0_5_load_92 | 48 | 0.0027532 | 0.00069001 | 0 | 0 |  | 1 | TRUE | wye
36 | LV_2336-4_0_5_load_35 | 49 | 0.0010248 | 0.00025684 | 0 | 0 |  | 1 | TRUE | wye
37 | LV_2336-4_0_5_load_36 | 50 | 0.0060525 | 0.0015169 | 0 | 0 |  | 1 | TRUE | wye
38 | LV_2336-4_0_5_load_40 | 54 | 0.0011881 | 0.00029776 | 0 | 0 |  | 1 | TRUE | wye
39 | LV_2336-4_0_5_load_124 | 56 | 0.0026934 | 0.00067502 | 0 | 0 |  | 1 | TRUE | wye
40 | LV_2336-4_0_5_load_41 | 59 | 0.0072162 | 0.0018086 | 0 | 0 |  | 1 | TRUE | wye
41 | LV_2336-4_0_5_load_83 | 60 | 0.0052382 | 0.0013128 | 0 | 0 |  | 1 | TRUE | wye
42 | LV_2336-4_0_5_load_81 | 61 | 0.0020514 | 0.00051412 | 0 | 0 |  | 1 | TRUE | wye
43 | LV_2336-4_0_5_load_43 | 62 | 0.0024653 | 0.00061786 | 0 | 0 |  | 1 | TRUE | wye
44 | LV_2336-4_0_5_load_114 | 64 | 0.0023013 | 0.00057676 | 0 | 0 |  | 1 | TRUE | wye
45 | LV_2336-4_0_5_load_53 | 65 | 0.0021901 | 0.00054889 | 0 | 0 |  | 1 | TRUE | wye
46 | LV_2336-4_0_5_load_118 | 66 | 0.0032752 | 0.00082084 | 0 | 0 |  | 1 | TRUE | wye
47 | LV_2336-4_0_5_load_77 | 68 | 0.0024289 | 0.00060875 | 0 | 0 |  | 1 | TRUE | wye
48 | LV_2336-4_0_5_load_54 | 69 | 0.0026984 | 0.00067629 | 0 | 0 |  | 1 | TRUE | wye
49 | LV_2336-4_0_5_load_45 | 70 | 0.0010263 | 0.00025722 | 0 | 0 |  | 1 | TRUE | wye
50 | LV_2336-4_0_5_load_101 | 71 | 0.0014704 | 0.00036852 | 0 | 0 |  | 1 | TRUE | wye
51 | LV_2336-4_0_5_load_97 | 73 | 0.0013706 | 0.0003435 | 0 | 0 |  | 1 | TRUE | wye
52 | LV_2336-4_0_5_load_126 | 74 | 0.0016985 | 0.00042568 | 0 | 0 |  | 1 | TRUE | wye
53 | LV_2336-4_0_5_load_49 | 76 | 0.0010629 | 0.0002664 | 0 | 0 |  | 1 | TRUE | wye
54 | LV_2336-4_0_5_load_50 | 77 | 0.0032255 | 0.00080838 | 0 | 0 |  | 1 | TRUE | wye
55 | LV_2336-4_0_5_load_51 | 78 | 0.0021763 | 0.00054544 | 0 | 0 |  | 1 | TRUE | wye
56 | LV_2336-4_0_5_load_52 | 79 | 0.0025282 | 0.00063364 | 0 | 0 |  | 1 | TRUE | wye
57 | LV_2336-4_0_5_load_56 | 80 | 0.00098462 | 0.00024677 | 0 | 0 |  | 1 | TRUE | wye
58 | LV_2336-4_0_5_load_57 | 81 | 0.0017648 | 0.0004423 | 0 | 0 |  | 1 | TRUE | wye
59 | LV_2336-4_0_5_load_59 | 82 | 0.00093925 | 0.0002354 | 0 | 0 |  | 1 | TRUE | wye
60 | LV_2336-4_0_5_load_105 | 83 | 0.00396 | 0.00099247 | 0 | 0 |  | 1 | TRUE | wye
61 | LV_2336-4_0_5_load_104 | 85 | 0.0011063 | 0.00027726 | 0 | 0 |  | 1 | TRUE | wye
62 | LV_2336-4_0_5_load_107 | 86 | 0.0015993 | 0.00040083 | 0 | 0 |  | 1 | TRUE | wye
63 | LV_2336-4_0_5_load_130 | 87 | 0.0027373 | 0.00068604 | 0 | 0 |  | 1 | TRUE | wye
64 | LV_2336-4_0_5_load_108 | 89 | 0.0018242 | 0.0004572 | 0 | 0 |  | 1 | TRUE | wye
65 | LV_2336-4_0_5_load_64 | 90 | 0.00050736 | 0.00012716 | 0 | 0 |  | 1 | TRUE | wye
66 | LV_2336-4_0_5_load_125 | 91 | 0.0024515 | 0.00061441 | 0 | 0 |  | 1 | TRUE | wye
67 | LV_2336-4_0_5_load_62 | 92 | 0.0018579 | 0.00046564 | 0 | 0 |  | 1 | TRUE | wye
68 | LV_2336-4_0_5_load_61 | 93 | 0.0015313 | 0.00038379 | 0 | 0 |  | 1 | TRUE | wye
69 | LV_2336-4_0_5_load_65 | 95 | 0.0017417 | 0.00043652 | 0 | 0 |  | 1 | TRUE | wye
70 | LV_2336-4_0_5_load_66 | 96 | 0.0027927 | 0.00069992 | 0 | 0 |  | 1 | TRUE | wye
71 | LV_2336-4_0_5_load_103 | 97 | 0.0016307 | 0.00040869 | 0 | 0 |  | 1 | TRUE | wye
72 | LV_2336-4_0_5_load_121 | 99 | 0.0036494 | 0.00091461 | 0 | 0 |  | 1 | TRUE | wye
73 | LV_2336-4_0_5_load_112 | 100 | 0.003052 | 0.0007649 | 0 | 0 |  | 1 | TRUE | wye
74 | LV_2336-4_0_5_load_94 | 101 | 0.0025158 | 0.00063051 | 0 | 0 |  | 1 | TRUE | wye
75 | LV_2336-4_0_5_load_80 | 102 | 0.0018303 | 0.00045871 | 0 | 0 |  | 1 | TRUE | wye
76 | LV_2336-4_0_5_load_84 | 103 | 0.0018665 | 0.00046779 | 0 | 0 |  | 1 | TRUE | wye
77 | LV_2336-4_0_5_load_72 | 104 | 0.0019815 | 0.00049661 | 0 | 0 |  | 1 | TRUE | wye
78 | LV_2336-4_0_5_load_73 | 105 | 0.0011566 | 0.00028988 | 0 | 0 |  | 1 | TRUE | wye
79 | LV_2336-4_0_5_load_75 | 107 | 0.0011226 | 0.00028136 | 0 | 0 |  | 1 | TRUE | wye
80 | LV_2336-4_0_5_load_76 | 108 | 0.0012545 | 0.00031441 | 0 | 0 |  | 1 | TRUE | wye
81 | LV_2336-4_0_5_load_129 | 109 | 0.0010432 | 0.00026146 | 0 | 0 |  | 1 | TRUE | wye
82 | LV_2336-4_0_5_load_99 | 110 | 0.0017902 | 0.00044867 | 0 | 0 |  | 1 | TRUE | wye
83 | LV_2336-4_0_5_load_100 | 112 | 0.0016051 | 0.00040229 | 0 | 0 |  | 1 | TRUE | wye
84 | LV_2336-4_0_5_load_86 | 114 | 0.0011103 | 0.00027826 | 0 | 0 |  | 1 | TRUE | wye
85 | LV_2336-4_0_5_load_78 | 115 | 0.0015501 | 0.00038848 | 0 | 0 |  | 1 | TRUE | wye
86 | LV_2336-4_0_5_load_87 | 117 | 0.00074888 | 0.00018769 | 0 | 0 |  | 1 | TRUE | wye
87 | LV_2336-4_0_5_load_89 | 118 | 0.0044817 | 0.0011232 | 0 | 0 |  | 1 | TRUE | wye
88 | LV_2336-4_0_5_load_115 | 119 | 0.0008044 | 0.0002016 | 0 | 0 |  | 1 | TRUE | wye
89 | LV_2336-4_0_5_load_98 | 120 | 0.0033666 | 0.00084376 | 0 | 0 |  | 1 | TRUE | wye
90 | LV_2336-4_0_5_load_122 | 121 | 0.001686 | 0.00042254 | 0 | 0 |  | 1 | TRUE | wye
91 | LV_2336-4_0_5_load_95 | 122 | 0.0021282 | 0.00053339 | 0 | 0 |  | 1 | TRUE | wye
92 | LV_2336-4_0_5_load_109 | 123 | 0.0029708 | 0.00074454 | 0 | 0 |  | 1 | TRUE | wye
93 | LV_2336-4_0_5_load_110 | 124 | 0.0026408 | 0.00066186 | 0 | 0 |  | 1 | TRUE | wye
94 | LV_2336-4_0_5_load_116 | 125 | 0.0023542 | 0.00059002 | 0 | 0 |  | 1 | TRUE | wye
95 | LV_2336-4_0_5_load_119 | 126 | 0.0071505 | 0.0017921 | 0 | 0 |  | 1 | TRUE | wye

## ext_grid
| name | bus | vm_pu | va_degree | slack_weight | in_service
0 |  | 79 | 1 | 0 | 1 | TRUE

## line
| name | std_type | from_bus | to_bus | length_km | r_ohm_per_km | x_ohm_per_km | c_nf_per_km | g_us_per_km | max_i_ka | df | parallel | type | in_service
0 | LV_2336-4_0_5_line_0 |  | 0 | 1 | 0.028638 | 0.125 | 0.08 | 261 | 0 | 0.364 | 1 | 1 | cs | TRUE
1 | LV_2336-4_0_5_line_1 |  | 0 | 2 | 0.025526 | 0.125 | 0.08 | 261 | 0 | 0.364 | 1 | 1 | cs | TRUE
2 | LV_2336-4_0_5_line_2 |  | 1 | 3 | 0.0032544 | 0.125 | 0.08 | 261 | 0 | 0.364 | 1 | 1 | cs | TRUE
3 | LV_2336-4_0_5_line_3 |  | 2 | 4 | 0.032737 | 0.125 | 0.08 | 261 | 0 | 0.364 | 1 | 1 | cs | TRUE
4 | LV_2336-4_0_5_line_4 |  | 2 | 5 | 0.03116 | 0.125 | 0.08 | 261 | 0 | 0.364 | 1 | 1 | cs | TRUE
5 | LV_2336-4_0_5_line_5 |  | 2 | 6 | 0.046724 | 0.125 | 0.08 | 261 | 0 | 0.364 | 1 | 1 | cs | TRUE
6 | LV_2336-4_0_5_line_6 |  | 3 | 7 | 0.031137 | 0.125 | 0.08 | 261 | 0 | 0.364 | 1 | 1 | cs | TRUE
7 | LV_2336-4_0_5_line_7 |  | 4 | 8 | 0.01965 | 0.125 | 0.08 | 261 | 0 | 0.364 | 1 | 1 | cs | TRUE
8 | LV_2336-4_0_5_line_8 |  | 5 | 9 | 0.027135 | 0.125 | 0.08 | 261 | 0 | 0.364 | 1 | 1 | cs | TRUE
9 | LV_2336-4_0_5_line_9 |  | 5 | 10 | 0.056845 | 0.125 | 0.08 | 261 | 0 | 0.364 | 1 | 1 | cs | TRUE
10 | LV_2336-4_0_5_line_10 |  | 7 | 11 | 0.0032628 | 0.125 | 0.08 | 261 | 0 | 0.364 | 1 | 1 | cs | TRUE
11 | LV_2336-4_0_5_line_11 |  | 8 | 12 | 0.025689 | 0.125 | 0.08 | 261 | 0 | 0.364 | 1 | 1 | cs | TRUE
12 | LV_2336-4_0_5_line_12 |  | 9 | 13 | 0.012162 | 0.125 | 0.08 | 261 | 0 | 0.364 | 1 | 1 | cs | TRUE
13 | LV_2336-4_0_5_line_13 |  | 10 | 14 | 0.040208 | 0.125 | 0.08 | 261 | 0 | 0.364 | 1 | 1 | cs | TRUE
14 | LV_2336-4_0_5_line_14 |  | 10 | 15 | 0.013579 | 0.125 | 0.08 | 261 | 0 | 0.364 | 1 | 1 | cs | TRUE
15 | LV_2336-4_0_5_line_15 |  | 11 | 16 | 0.029047 | 0.125 | 0.08 | 261 | 0 | 0.364 | 1 | 1 | cs | TRUE
16 | LV_2336-4_0_5_line_16 |  | 12 | 18 | 0.011221 | 0.125 | 0.08 | 261 | 0 | 0.364 | 1 | 1 | cs | TRUE
17 | LV_2336-4_0_5_line_17 |  | 13 | 24 | 0.019237 | 0.125 | 0.08 | 261 | 0 | 0.364 | 1 | 1 | cs | TRUE
18 | LV_2336-4_0_5_line_18 |  | 14 | 71 | 0.026814 | 0.125 | 0.08 | 261 | 0 | 0.364 | 1 | 1 | cs | TRUE
19 | LV_2336-4_0_5_line_19 |  | 14 | 72 | 0.037383 | 0.125 | 0.08 | 261 | 0 | 0.364 | 1 | 1 | cs | TRUE
20 | LV_2336-4_0_5_line_20 |  | 14 | 73 | 0.029674 | 0.125 | 0.08 | 261 | 0 | 0.364 | 1 | 1 | cs | TRUE
21 | LV_2336-4_0_5_line_21 |  | 15 | 70 | 0.0022509 | 0.125 | 0.08 | 261 | 0 | 0.364 | 1 | 1 | cs | TRUE
22 | LV_2336-4_0_5_line_22 |  | 16 | 17 | 0.0006245 | 0.125 | 0.08 | 261 | 0 | 0.364 | 1 | 1 | cs | TRUE
23 | LV_2336-4_0_5_line_23 |  | 18 | 19 | 0.024579 | 0.125 | 0.08 | 261 | 0 | 0.364 | 1 | 1 | cs | TRUE
24 | LV_2336-4_0_5_line_24 |  | 19 | 20 | 0.011969 | 0.125 | 0.08 | 261 | 0 | 0.364 | 1 | 1 | cs | TRUE
25 | LV_2336-4_0_5_line_25 |  | 20 | 21 | 0.014611 | 0.125 | 0.08 | 261 | 0 | 0.364 | 1 | 1 | cs | TRUE
26 | LV_2336-4_0_5_line_26 |  | 21 | 22 | 0.021152 | 0.125 | 0.08 | 261 | 0 | 0.364 | 1 | 1 | cs | TRUE
27 | LV_2336-4_0_5_line_27 |  | 21 | 23 | 0.051497 | 0.125 | 0.08 | 261 | 0 | 0.364 | 1 | 1 | cs | TRUE
28 | LV_2336-4_0_5_line_28 |  | 24 | 25 | 0.014358 | 0.125 | 0.08 | 261 | 0 | 0.364 | 1 | 1 | cs | TRUE
29 | LV_2336-4_0_5_line_29 |  | 25 | 26 | 0.023144 | 0.125 | 0.08 | 261 | 0 | 0.364 | 1 | 1 | cs | TRUE
30 | LV_2336-4_0_5_line_30 |  | 25 | 27 | 0.035199 | 0.125 | 0.08 | 261 | 0 | 0.364 | 1 | 1 | cs | TRUE
31 | LV_2336-4_0_5_line_31 |  | 28 | 29 | 0.036053 | 0.125 | 0.08 | 261 | 0 | 0.364 | 1 | 1 | cs | TRUE
32 | LV_2336-4_0_5_line_32 |  | 28 | 30 | 0.076433 | 0.125 | 0.08 | 261 | 0 | 0.364 | 1 | 1 | cs | TRUE
33 | LV_2336-4_0_5_line_33 |  | 29 | 31 | 0.021993 | 0.125 | 0.08 | 261 | 0 | 0.364 | 1 | 1 | cs | TRUE
34 | LV_2336-4_0_5_line_34 |  | 30 | 32 | 0.011365 | 0.125 | 0.08 | 261 | 0 | 0.364 | 1 | 1 | cs | TRUE
35 | LV_2336-4_0_5_line_35 |  | 31 | 33 | 0.0054858 | 0.125 | 0.08 | 261 | 0 | 0.364 | 1 | 1 | cs | TRUE
36 | LV_2336-4_0_5_line_36 |  | 32 | 34 | 0.028595 | 0.125 | 0.08 | 261 | 0 | 0.364 | 1 | 1 | cs | TRUE
37 | LV_2336-4_0_5_line_37 |  | 34 | 35 | 0.0079356 | 0.125 | 0.08 | 261 | 0 | 0.364 | 1 | 1 | cs | TRUE
38 | LV_2336-4_0_5_line_38 |  | 34 | 36 | 0.0040406 | 0.125 | 0.08 | 261 | 0 | 0.364 | 1 | 1 | cs | TRUE
39 | LV_2336-4_0_5_line_39 |  | 35 | 101 | 0.028077 | 0.125 | 0.08 | 261 | 0 | 0.364 | 1 | 1 | cs | TRUE
40 | LV_2336-4_0_5_line_40 |  | 37 | 38 | 0.015625 | 0.125 | 0.08 | 261 | 0 | 0.364 | 1 | 4 | cs | TRUE
41 | LV_2336-4_0_5_line_41 |  | 37 | 39 | 0.011492 | 0.125 | 0.08 | 261 | 0 | 0.364 | 1 | 4 | cs | TRUE
42 | LV_2336-4_0_5_line_42 |  | 38 | 40 | 0.011667 | 0.125 | 0.08 | 261 | 0 | 0.364 | 1 | 4 | cs | TRUE
43 | LV_2336-4_0_5_line_43 |  | 39 | 41 | 0.012991 | 0.125 | 0.08 | 261 | 0 | 0.364 | 1 | 4 | cs | TRUE
44 | LV_2336-4_0_5_line_44 |  | 40 | 42 | 0.023802 | 0.125 | 0.08 | 261 | 0 | 0.364 | 1 | 4 | cs | TRUE
45 | LV_2336-4_0_5_line_45 |  | 41 | 43 | 0.036676 | 0.125 | 0.08 | 261 | 0 | 0.364 | 1 | 4 | cs | TRUE
46 | LV_2336-4_0_5_line_46 |  | 41 | 44 | 0.02132 | 0.125 | 0.08 | 261 | 0 | 0.364 | 1 | 1 | cs | TRUE
47 | LV_2336-4_0_5_line_47 |  | 42 | 45 | 0.029002 | 0.125 | 0.08 | 261 | 0 | 0.364 | 1 | 4 | cs | TRUE
48 | LV_2336-4_0_5_line_48 |  | 43 | 46 | 0.017641 | 0.125 | 0.08 | 261 | 0 | 0.364 | 1 | 1 | cs | TRUE
49 | LV_2336-4_0_5_line_49 |  | 43 | 47 | 0.0038188 | 0.125 | 0.08 | 261 | 0 | 0.364 | 1 | 4 | cs | TRUE
50 | LV_2336-4_0_5_line_50 |  | 44 | 48 | 0.0086298 | 0.125 | 0.08 | 261 | 0 | 0.364 | 1 | 1 | cs | TRUE
51 | LV_2336-4_0_5_line_51 |  | 45 | 70 | 0.020943 | 0.125 | 0.08 | 261 | 0 | 0.364 | 1 | 2 | cs | TRUE
52 | LV_2336-4_0_5_line_52 |  | 47 | 116 | 0.028271 | 0.125 | 0.08 | 261 | 0 | 0.364 | 1 | 4 | cs | TRUE
53 | LV_2336-4_0_5_line_53 |  | 49 | 50 | 0.027342 | 0.125 | 0.08 | 261 | 0 | 0.364 | 1 | 4 | cs | TRUE
54 | LV_2336-4_0_5_line_54 |  | 49 | 51 | 0.012978 | 0.125 | 0.08 | 261 | 0 | 0.364 | 1 | 4 | cs | TRUE
55 | LV_2336-4_0_5_line_55 |  | 50 | 52 | 0.024063 | 0.125 | 0.08 | 261 | 0 | 0.364 | 1 | 4 | cs | TRUE
56 | LV_2336-4_0_5_line_56 |  | 51 | 53 | 0.022409 | 0.125 | 0.08 | 261 | 0 | 0.364 | 1 | 4 | cs | TRUE
57 | LV_2336-4_0_5_line_57 |  | 51 | 54 | 0.03017 | 0.125 | 0.08 | 261 | 0 | 0.364 | 1 | 1 | cs | TRUE
58 | LV_2336-4_0_5_line_58 |  | 52 | 58 | 0.011515 | 0.125 | 0.08 | 261 | 0 | 0.364 | 1 | 4 | cs | TRUE
59 | LV_2336-4_0_5_line_59 |  | 52 | 59 | 0.027259 | 0.125 | 0.08 | 261 | 0 | 0.364 | 1 | 1 | cs | TRUE
60 | LV_2336-4_0_5_line_60 |  | 53 | 62 | 0.027918 | 0.125 | 0.08 | 261 | 0 | 0.364 | 1 | 4 | cs | TRUE
61 | LV_2336-4_0_5_line_61 |  | 54 | 55 | 0.080043 | 0.125 | 0.08 | 261 | 0 | 0.364 | 1 | 1 | cs | TRUE
62 | LV_2336-4_0_5_line_62 |  | 55 | 56 | 0.013619 | 0.125 | 0.08 | 261 | 0 | 0.364 | 1 | 1 | cs | TRUE
63 | LV_2336-4_0_5_line_63 |  | 55 | 57 | 0.03919 | 0.125 | 0.08 | 261 | 0 | 0.364 | 1 | 1 | cs | TRUE
64 | LV_2336-4_0_5_line_64 |  | 56 | 67 | 0.052829 | 0.125 | 0.08 | 261 | 0 | 0.364 | 1 | 1 | cs | TRUE
65 | LV_2336-4_0_5_line_65 |  | 57 | 123 | 0.023252 | 0.125 | 0.08 | 261 | 0 | 0.364 | 1 | 1 | cs | TRUE
66 | LV_2336-4_0_5_line_66 |  | 58 | 63 | 0.043841 | 0.125 | 0.08 | 261 | 0 | 0.364 | 1 | 4 | cs | TRUE
67 | LV_2336-4_0_5_line_67 |  | 58 | 64 | 0.014604 | 0.125 | 0.08 | 261 | 0 | 0.364 | 1 | 1 | cs | TRUE
68 | LV_2336-4_0_5_line_68 |  | 60 | 61 | 0.013974 | 0.125 | 0.08 | 261 | 0 | 0.364 | 1 | 1 | cs | TRUE
69 | LV_2336-4_0_5_line_69 |  | 61 | 116 | 0.049152 | 0.125 | 0.08 | 261 | 0 | 0.364 | 1 | 1 | cs | TRUE
70 | LV_2336-4_0_5_line_70 |  | 62 | 65 | 0.058518 | 0.125 | 0.08 | 261 | 0 | 0.364 | 1 | 4 | cs | TRUE
71 | LV_2336-4_0_5_line_71 |  | 63 | 68 | 0.0076894 | 0.125 | 0.08 | 261 | 0 | 0.364 | 1 | 4 | cs | TRUE
72 | LV_2336-4_0_5_line_72 |  | 65 | 69 | 0.034449 | 0.125 | 0.08 | 261 | 0 | 0.364 | 1 | 4 | cs | TRUE
73 | LV_2336-4_0_5_line_73 |  | 66 | 67 | 0.0009528 | 0.125 | 0.08 | 261 | 0 | 0.364 | 1 | 1 | cs | TRUE
74 | LV_2336-4_0_5_line_74 |  | 67 | 126 | 0.018105 | 0.125 | 0.08 | 261 | 0 | 0.364 | 1 | 1 | cs | TRUE
75 | LV_2336-4_0_5_line_75 |  | 67 | 125 | 0.02796 | 0.125 | 0.08 | 261 | 0 | 0.364 | 1 | 1 | cs | TRUE
76 | LV_2336-4_0_5_line_76 |  | 68 | 115 | 0.010476 | 0.125 | 0.08 | 261 | 0 | 0.364 | 1 | 4 | cs | TRUE
77 | LV_2336-4_0_5_line_77 |  | 69 | 79 | 0.022813 | 0.125 | 0.08 | 261 | 0 | 0.364 | 1 | 4 | cs | TRUE
78 | LV_2336-4_0_5_line_78 |  | 72 | 74 | 0.035699 | 0.125 | 0.08 | 261 | 0 | 0.364 | 1 | 1 | cs | TRUE
79 | LV_2336-4_0_5_line_79 |  | 73 | 75 | 0.016352 | 0.125 | 0.08 | 261 | 0 | 0.364 | 1 | 1 | cs | TRUE
80 | LV_2336-4_0_5_line_80 |  | 74 | 109 | 0.050825 | 0.125 | 0.08 | 261 | 0 | 0.364 | 1 | 1 | cs | TRUE
81 | LV_2336-4_0_5_line_81 |  | 75 | 120 | 0.022643 | 0.125 | 0.08 | 261 | 0 | 0.364 | 1 | 1 | cs | TRUE
82 | LV_2336-4_0_5_line_82 |  | 75 | 122 | 0.017023 | 0.125 | 0.08 | 261 | 0 | 0.364 | 1 | 1 | cs | TRUE
83 | LV_2336-4_0_5_line_83 |  | 76 | 77 | 0.016701 | 0.125 | 0.08 | 261 | 0 | 0.364 | 1 | 1 | cs | TRUE
84 | LV_2336-4_0_5_line_84 |  | 76 | 78 | 0.0060793 | 0.125 | 0.08 | 261 | 0 | 0.364 | 1 | 1 | cs | TRUE
85 | LV_2336-4_0_5_line_85 |  | 78 | 79 | 0.0045653 | 0.125 | 0.08 | 261 | 0 | 0.364 | 1 | 1 | cs | TRUE
86 | LV_2336-4_0_5_line_86 |  | 80 | 81 | 0.0043347 | 0.125 | 0.08 | 261 | 0 | 0.364 | 1 | 1 | cs | TRUE
87 | LV_2336-4_0_5_line_87 |  | 80 | 82 | 0.063403 | 0.125 | 0.08 | 261 | 0 | 0.364 | 1 | 1 | cs | TRUE
88 | LV_2336-4_0_5_line_88 |  | 81 | 83 | 0.076533 | 0.125 | 0.08 | 261 | 0 | 0.364 | 1 | 1 | cs | TRUE
89 | LV_2336-4_0_5_line_89 |  | 82 | 84 | 0.039736 | 0.125 | 0.08 | 261 | 0 | 0.364 | 1 | 1 | cs | TRUE
90 | LV_2336-4_0_5_line_90 |  | 83 | 86 | 0.0094879 | 0.125 | 0.08 | 261 | 0 | 0.364 | 1 | 1 | cs | TRUE
91 | LV_2336-4_0_5_line_91 |  | 83 | 85 | 0.038253 | 0.125 | 0.08 | 261 | 0 | 0.364 | 1 | 1 | cs | TRUE
92 | LV_2336-4_0_5_line_92 |  | 84 | 88 | 0.006565 | 0.125 | 0.08 | 261 | 0 | 0.364 | 1 | 1 | cs | TRUE
93 | LV_2336-4_0_5_line_93 |  | 86 | 87 | 0.099036 | 0.125 | 0.08 | 261 | 0 | 0.364 | 1 | 1 | cs | TRUE
94 | LV_2336-4_0_5_line_94 |  | 88 | 89 | 0.01748 | 0.125 | 0.08 | 261 | 0 | 0.364 | 1 | 1 | cs | TRUE
95 | LV_2336-4_0_5_line_95 |  | 88 | 90 | 0.020196 | 0.125 | 0.08 | 261 | 0 | 0.364 | 1 | 1 | cs | TRUE
96 | LV_2336-4_0_5_line_96 |  | 89 | 91 | 0.019503 | 0.125 | 0.08 | 261 | 0 | 0.364 | 1 | 1 | cs | TRUE
97 | LV_2336-4_0_5_line_97 |  | 90 | 92 | 0.0089496 | 0.125 | 0.08 | 261 | 0 | 0.364 | 1 | 1 | cs | TRUE
98 | LV_2336-4_0_5_line_98 |  | 92 | 93 | 0.008392 | 0.125 | 0.08 | 261 | 0 | 0.364 | 1 | 1 | cs | TRUE
99 | LV_2336-4_0_5_line_99 |  | 93 | 94 | 0.01894 | 0.125 | 0.08 | 261 | 0 | 0.364 | 1 | 1 | cs | TRUE
100 | LV_2336-4_0_5_line_100 |  | 94 | 95 | 0.051191 | 0.125 | 0.08 | 261 | 0 | 0.364 | 1 | 1 | cs | TRUE
101 | LV_2336-4_0_5_line_101 |  | 94 | 96 | 0.011017 | 0.125 | 0.08 | 261 | 0 | 0.364 | 1 | 1 | cs | TRUE
102 | LV_2336-4_0_5_line_102 |  | 95 | 97 | 0.010184 | 0.125 | 0.08 | 261 | 0 | 0.364 | 1 | 1 | cs | TRUE
103 | LV_2336-4_0_5_line_103 |  | 96 | 98 | 0.029295 | 0.125 | 0.08 | 261 | 0 | 0.364 | 1 | 1 | cs | TRUE
104 | LV_2336-4_0_5_line_104 |  | 98 | 99 | 0.011895 | 0.125 | 0.08 | 261 | 0 | 0.364 | 1 | 1 | cs | TRUE
105 | LV_2336-4_0_5_line_105 |  | 98 | 100 | 0.024607 | 0.125 | 0.08 | 261 | 0 | 0.364 | 1 | 1 | cs | TRUE
106 | LV_2336-4_0_5_line_106 |  | 100 | 124 | 0.0068651 | 0.125 | 0.08 | 261 | 0 | 0.364 | 1 | 1 | cs | TRUE
107 | LV_2336-4_0_5_line_107 |  | 101 | 102 | 0.054344 | 0.125 | 0.08 | 261 | 0 | 0.364 | 1 | 4 | cs | TRUE
108 | LV_2336-4_0_5_line_108 |  | 101 | 103 | 0.041352 | 0.125 | 0.08 | 261 | 0 | 0.364 | 1 | 4 | cs | TRUE
109 | LV_2336-4_0_5_line_109 |  | 102 | 115 | 0.013617 | 0.125 | 0.08 | 261 | 0 | 0.364 | 1 | 4 | cs | TRUE
110 | LV_2336-4_0_5_line_110 |  | 103 | 116 | 0.023511 | 0.125 | 0.08 | 261 | 0 | 0.364 | 1 | 4 | cs | TRUE
111 | LV_2336-4_0_5_line_111 |  | 104 | 105 | 0.033654 | 0.125 | 0.08 | 261 | 0 | 0.364 | 1 | 1 | cs | TRUE
112 | LV_2336-4_0_5_line_112 |  | 104 | 106 | 0.025688 | 0.125 | 0.08 | 261 | 0 | 0.364 | 1 | 1 | cs | TRUE
113 | LV_2336-4_0_5_line_113 |  | 105 | 107 | 0.007133 | 0.125 | 0.08 | 261 | 0 | 0.364 | 1 | 1 | cs | TRUE
114 | LV_2336-4_0_5_line_114 |  | 106 | 108 | 0.048705 | 0.125 | 0.08 | 261 | 0 | 0.364 | 1 | 1 | cs | TRUE
115 | LV_2336-4_0_5_line_115 |  | 107 | 110 | 0.026027 | 0.125 | 0.08 | 261 | 0 | 0.364 | 1 | 1 | cs | TRUE
116 | LV_2336-4_0_5_line_116 |  | 108 | 111 | 0.015628 | 0.125 | 0.08 | 261 | 0 | 0.364 | 1 | 1 | cs | TRUE
117 | LV_2336-4_0_5_line_117 |  | 109 | 113 | 0.023137 | 0.125 | 0.08 | 261 | 0 | 0.364 | 1 | 1 | cs | TRUE
118 | LV_2336-4_0_5_line_118 |  | 110 | 112 | 0.015426 | 0.125 | 0.08 | 261 | 0 | 0.364 | 1 | 1 | cs | TRUE
119 | LV_2336-4_0_5_line_119 |  | 111 | 113 | 0.028294 | 0.125 | 0.08 | 261 | 0 | 0.364 | 1 | 1 | cs | TRUE
120 | LV_2336-4_0_5_line_120 |  | 111 | 114 | 0.052379 | 0.125 | 0.08 | 261 | 0 | 0.364 | 1 | 1 | cs | TRUE
121 | LV_2336-4_0_5_line_121 |  | 114 | 117 | 0.034521 | 0.125 | 0.08 | 261 | 0 | 0.364 | 1 | 1 | cs | TRUE
122 | LV_2336-4_0_5_line_122 |  | 117 | 118 | 0.02231 | 0.125 | 0.08 | 261 | 0 | 0.364 | 1 | 1 | cs | TRUE
123 | LV_2336-4_0_5_line_123 |  | 118 | 119 | 0.003553 | 0.125 | 0.08 | 261 | 0 | 0.364 | 1 | 1 | cs | TRUE
124 | LV_2336-4_0_5_line_124 |  | 119 | 121 | 0.088157 | 0.125 | 0.08 | 261 | 0 | 0.364 | 1 | 1 | cs | TRUE
125 | LV_2336-4_0_5_line_125 |  | 123 | 124 | 0.022444 | 0.125 | 0.08 | 261 | 0 | 0.364 | 1 | 1 | cs | TRUE

## trafo
| name | std_type | hv_bus | lv_bus | sn_mva | vn_hv_kv | vn_lv_kv | vk_percent | vkr_percent | pfe_kw | i0_percent | shift_degree | tap_side | tap_neutral | tap_min | tap_max | tap_step_percent | tap_step_degree | tap_pos | tap_phase_shifter | parallel | df | in_service
0 | LV_2336-4_0_5_trafo_52 | 0.63 MVA 20/0.4 kV | 127 | 79 | 0.63 | 20 | 0.4 | 6 | 1.206 | 1.65 | 0.2619 | 150 | hv | 0 | -2 | 2 | 2.5 | 0 | 0 | FALSE | 1 | 1 | TRUE

## line_geodata
| x0 | y0 | x1 | y1 | x2 | y2 | x3 | y3 | x4 | y4 | x5 | y5 | x6 | y6 | x7 | y7 | x8 | y8
0 | 2561461.0026 | 1157944.3511 | 2561446.1356 | 1157930.1065 | 2561440.606 | 1157924.2589
1 | 2561479.9546 | 1157961.4276 | 2561471.3528 | 1157954.2681 | 2561461.0026 | 1157944.3511
2 | 2561438.3701 | 1157921.8943 | 2561440.606 | 1157924.2589
3 | 2561479.9546 | 1157961.4276 | 2561490.7084 | 1157930.5075
4 | 2561453.6515 | 1157978.2496 | 2561479.9546 | 1157961.4276
5 | 2561525.1624 | 1157950.3987 | 2561505.8956 | 1157957.4369 | 2561487.26 | 1157961.3029 | 2561479.9546 | 1157961.4276
6 | 2561438.3701 | 1157921.8943 | 2561420.5469 | 1157903.0459 | 2561416.6995 | 1157899.5538
7 | 2561490.7084 | 1157930.5075 | 2561492.0214 | 1157926.7324 | 2561497.2416 | 1157911.9754
8 | 2561453.6515 | 1157978.2496 | 2561437.7339 | 1157971.9819 | 2561428.9904 | 1157967.0721
9 | 2561404.4007 | 1158006.6695 | 2561423.1187 | 1157997.7779 | 2561453.6515 | 1157978.2496
10 | 2561416.6995 | 1157899.5538 | 2561414.2835 | 1157897.3608
11 | 2561505.8088 | 1157887.7573 | 2561497.2416 | 1157911.9754
12 | 2561419.0063 | 1157960.3296 | 2561421.2142 | 1157962.7055 | 2561428.9904 | 1157967.0721
13 | 2561436.4292 | 1158027.8189 | 2561432.7939 | 1158021.6391 | 2561424.3675 | 1158013.1445 | 2561416.9761 | 1158009.4345 | 2561404.4007 | 1158006.6695
14 | 2561404.4007 | 1158006.6695 | 2561392.3955 | 1158013.0153
15 | 2561392.7749 | 1157877.8383 | 2561414.2835 | 1157897.3608
16 | 2561505.8088 | 1157887.7573 | 2561497.7721 | 1157879.9264
17 | 2561419.0063 | 1157960.3296 | 2561405.9034 | 1157946.2446
18 | 2561436.4292 | 1158027.8189 | 2561433.4265 | 1158034.1859 | 2561431.2877 | 1158043.7379 | 2561430.8974 | 1158050.9997 | 2561430.9148 | 1158053.7121
19 | 2561436.4292 | 1158027.8189 | 2561442.7787 | 1158028.0894 | 2561452.1682 | 1158028.9851 | 2561471.6575 | 1158024.402 | 2561473.2801 | 1158023.9692
20 | 2561436.4292 | 1158027.8189 | 2561436.819 | 1158033.5972 | 2561445.8138 | 1158055.7216
21 | 2561392.3955 | 1158013.0153 | 2561390.4055 | 1158014.0672
22 | 2561392.3125 | 1157877.4186 | 2561392.7749 | 1157877.8383
23 | 2561497.7721 | 1157879.9264 | 2561485.6112 | 1157868.0768 | 2561480.1194 | 1157862.8237
24 | 2561480.1194 | 1157862.8237 | 2561471.4698 | 1157854.5502
25 | 2561460.8392 | 1157844.5283 | 2561463.8036 | 1157847.2172 | 2561471.4698 | 1157854.5502
26 | 2561445.1723 | 1157830.3171 | 2561460.8392 | 1157844.5283
27 | 2561460.8392 | 1157844.5283 | 2561487.5079 | 1157800.4745
28 | 2561396.6582 | 1157935.2827 | 2561400.8413 | 1157940.8031 | 2561405.9034 | 1157946.2446
29 | 2561396.6582 | 1157935.2827 | 2561376.7713 | 1157947.2167
30 | 2561375.379 | 1157907.2052 | 2561396.6582 | 1157935.2827
31 | 2561054.2779 | 1157928.3575 | 2561057.4622 | 1157939.3981 | 2561064.3602 | 1157962.9725
32 | 2561115.0974 | 1158020.1372 | 2561064.3602 | 1157962.9725
33 | 2561075.2947 | 1157921.6844 | 2561054.2779 | 1157928.3575
34 | 2561114.4002 | 1158031.4095 | 2561115.4326 | 1158021.5533 | 2561115.0974 | 1158020.1372
35 | 2561075.2947 | 1157921.6844 | 2561077.451 | 1157926.7286
36 | 2561110.2045 | 1158059.4622 | 2561110.1199 | 1158048.7795 | 2561112.8869 | 1158039.2344 | 2561114.4002 | 1158031.4095
37 | 2561110.2045 | 1158059.4622 | 2561117.4322 | 1158056.1859
38 | 2561110.2045 | 1158059.4622 | 2561107.4773 | 1158062.4436
39 | 2561117.4322 | 1158056.1859 | 2561143.0049 | 1158044.5939
40 | 2561293.8985 | 1158006.1184 | 2561309.0054 | 1158010.1078
41 | 2561293.8985 | 1158006.1184 | 2561282.7879 | 1158003.1843
42 | 2561320.2854 | 1158013.0866 | 2561309.0054 | 1158010.1078
43 | 2561269.8955 | 1158004.7794 | 2561282.7879 | 1158003.1843 | 2561282.7879 | 1158003.1843
44 | 2561343.2986 | 1158019.164 | 2561320.2854 | 1158013.0866
45 | 2561269.8955 | 1158004.7794 | 2561248.2934 | 1158007.4757 | 2561233.8375 | 1158011.5156
46 | 2561269.8955 | 1158004.7794 | 2561279.637 | 1158015.0662 | 2561283.1688 | 1158021.2855
47 | 2561371.8905 | 1158023.8541 | 2561348.1254 | 1158020.4387 | 2561343.2986 | 1158019.164
48 | 2561233.8375 | 1158011.5156 | 2561243.8137 | 1158026.0809
49 | 2561233.8375 | 1158011.5156 | 2561230.1593 | 1158012.5421
50 | 2561287.4303 | 1158028.7897 | 2561283.1688 | 1158021.2855
51 | 2561371.8905 | 1158023.8541 | 2561390.4055 | 1158014.0672
52 | 2561202.9284 | 1158020.1419 | 2561230.1593 | 1158012.5421
53 | 2561192.7895 | 1158205.0516 | 2561179.1901 | 1158181.3314
54 | 2561199.2447 | 1158216.3108 | 2561192.7895 | 1158205.0516
55 | 2561167.2217 | 1158160.4559 | 2561179.1901 | 1158181.3314
56 | 2561199.2447 | 1158216.3108 | 2561215.0337 | 1158200.3672
57 | 2561199.2447 | 1158216.3108 | 2561179.1028 | 1158238.7724
58 | 2561167.2217 | 1158160.4559 | 2561156.9834 | 1158155.1305
59 | 2561167.2217 | 1158160.4559 | 2561183.4302 | 1158152.4692 | 2561192.2103 | 1158155.1805
60 | 2561215.0337 | 1158200.3672 | 2561224.7828 | 1158190.5214 | 2561232.5042 | 1158178.7684
61 | 2561213.717 | 1158310.9436 | 2561179.1028 | 1158238.7724
62 | 2561213.717 | 1158310.9436 | 2561225.0658 | 1158318.5186
63 | 2561194.2633 | 1158344.5532 | 2561197.6608 | 1158338.8506 | 2561198.9892 | 1158333.2724 | 2561203.1611 | 1158325.208 | 2561208.6897 | 1158317.1237 | 2561213.717 | 1158310.9436
64 | 2561225.0658 | 1158318.5186 | 2561268.2595 | 1158288.1019
65 | 2561194.2633 | 1158344.5532 | 2561216.4644 | 1158351.4636
66 | 2561182.8365 | 1158119.9564 | 2561179.3413 | 1158127.1716 | 2561163.3307 | 1158145.5957 | 2561156.9834 | 1158155.1305
67 | 2561156.9834 | 1158155.1305 | 2561153.1912 | 1158153.1652 | 2561143.6784 | 1158149.132
68 | 2561227.6831 | 1158078.2118 | 2561222.2032 | 1158065.357
69 | 2561202.9284 | 1158020.1419 | 2561222.2032 | 1158065.357
70 | 2561232.5042 | 1158178.7684 | 2561241.6817 | 1158164.7991 | 2561263.2717 | 1158147.2618 | 2561274.7808 | 1158139.3109
71 | 2561182.8365 | 1158119.9564 | 2561182.2488 | 1158114.4351 | 2561181.5131 | 1158112.4288
72 | 2561299.5889 | 1158115.6157 | 2561282.8233 | 1158133.4064 | 2561281.8868 | 1158134.4018 | 2561274.7808 | 1158139.3109
73 | 2561268.2595 | 1158288.1019 | 2561267.7824 | 1158287.2771
74 | 2561283.7608 | 1158278.6748 | 2561268.2595 | 1158288.1019
75 | 2561268.2595 | 1158288.1019 | 2561272.4534 | 1158295.323 | 2561282.2423 | 1158312.3142
76 | 2561181.5131 | 1158112.4288 | 2561177.9063 | 1158102.5928
77 | 2561299.5889 | 1158115.6157 | 2561315.2344 | 1158099.0136
78 | 2561473.2801 | 1158023.9692 | 2561476.9285 | 1158027.4253 | 2561483.7723 | 1158037.8089 | 2561493.2638 | 1158053.4116
79 | 2561452.6415 | 1158070.4366 | 2561451.1673 | 1158068.8897 | 2561445.8138 | 1158055.7216
80 | 2561493.2638 | 1158053.4116 | 2561541.9546 | 1158067.9847
81 | 2561470.21 | 1158084.3087 | 2561466.7653 | 1158080.3288 | 2561456.6706 | 1158074.6685 | 2561452.6415 | 1158070.4366
82 | 2561452.6415 | 1158070.4366 | 2561449.9406 | 1158078.4247 | 2561442.383 | 1158082.5081
83 | 2561322.5347 | 1158091.2669 | 2561323.3614 | 1158090.3896 | 2561335.7453 | 1158081.0749
84 | 2561322.5347 | 1158091.2669 | 2561318.3654 | 1158095.6911
85 | 2561315.2344 | 1158099.0136 | 2561318.3654 | 1158095.6911
86 | 2561398.817 | 1158505.1184 | 2561402.2982 | 1158507.7012
87 | 2561338.9404 | 1158484.269 | 2561398.817 | 1158505.1184
88 | 2561402.2982 | 1158507.7012 | 2561429.2461 | 1158579.3324
89 | 2561329.9939 | 1158453.2774 | 2561327.5277 | 1158455.9947 | 2561324.5513 | 1158460.4495 | 2561323.893 | 1158464.1556 | 2561323.9325 | 1158470.2807 | 2561326.0531 | 1158473.4131 | 2561330.5653 | 1158478.898 | 2561334.9786 | 1158482.1045 | 2561338.9404 | 1158484.269
90 | 2561420.9027 | 1158583.0256 | 2561428.0516 | 1158578.9442 | 2561429.2461 | 1158579.3324
91 | 2561462.8258 | 1158569.8651 | 2561451.4294 | 1158579.7055 | 2561440.2273 | 1158582.9013 | 2561429.2461 | 1158579.3324
92 | 2561324.6338 | 1158449.4655 | 2561329.9939 | 1158453.2774
93 | 2561420.9027 | 1158583.0256 | 2561332.8861 | 1158628.4264
94 | 2561324.6338 | 1158449.4655 | 2561327.9405 | 1158443.9303 | 2561338.8555 | 1158443.7377 | 2561338.9714 | 1158443.7406
95 | 2561324.6338 | 1158449.4655 | 2561309.1158 | 1158438.4266 | 2561308.2366 | 1158437.6824
96 | 2561358.4681 | 1158444.2338 | 2561338.9714 | 1158443.7406
97 | 2561308.2366 | 1158437.6824 | 2561301.4053 | 1158431.9006
98 | 2561294.9996 | 1158426.4791 | 2561301.4053 | 1158431.9006
99 | 2561280.5421 | 1158414.2429 | 2561294.9996 | 1158426.4791
100 | 2561280.5421 | 1158414.2429 | 2561259.2016 | 1158433.4682 | 2561258.719 | 1158455.9305
101 | 2561280.5421 | 1158414.2429 | 2561276.6842 | 1158403.9233
102 | 2561258.5002 | 1158466.1117 | 2561258.719 | 1158455.9305
103 | 2561260.6338 | 1158379.8426 | 2561265.2493 | 1158384.6819 | 2561273.6308 | 1158395.7558 | 2561276.6842 | 1158403.9233
104 | 2561269.2278 | 1158371.594 | 2561260.6338 | 1158379.8426
105 | 2561260.6338 | 1158379.8426 | 2561249.7512 | 1158368.4514 | 2561243.073 | 1158362.6403
106 | 2561237.8942 | 1158358.1338 | 2561243.073 | 1158362.6403
107 | 2561143.0049 | 1158044.5939 | 2561170.7912 | 1158091.2974
108 | 2561180.6667 | 1158027.5172 | 2561164.1939 | 1158034.9889 | 2561143.0049 | 1158044.5939
109 | 2561170.7912 | 1158091.2974 | 2561175.7012 | 1158096.5794 | 2561177.9063 | 1158102.5928
110 | 2561202.9284 | 1158020.1419 | 2561187.317 | 1158024.5007 | 2561180.6667 | 1158027.5172
111 | 2561622.6838 | 1158064.6153 | 2561629.7487 | 1158082.13 | 2561634.2071 | 1158096.2088
112 | 2561612.4411 | 1158041.8756 | 2561615.4576 | 1158043.635 | 2561621.3044 | 1158061.1955 | 2561622.6838 | 1158064.6153
113 | 2561636.7517 | 1158102.8695 | 2561634.6076 | 1158097.4735 | 2561634.2071 | 1158096.2088
114 | 2561612.4411 | 1158041.8756 | 2561598.7498 | 1158048.0219 | 2561571.3779 | 1158067.676
115 | 2561636.7517 | 1158102.8695 | 2561640.5293 | 1158112.3766 | 2561645.7742 | 1158127.2777
116 | 2561556.515 | 1158071.8712 | 2561564.0814 | 1158070.6221 | 2561569.5219 | 1158069.0086 | 2561571.3779 | 1158067.676
117 | 2561541.9546 | 1158067.9847 | 2561547.7679 | 1158045.5915
118 | 2561645.7742 | 1158127.2777 | 2561650.0865 | 1158139.5295 | 2561651.2233 | 1158141.686
119 | 2561556.515 | 1158071.8712 | 2561556.2586 | 1158070.1386 | 2561553.5657 | 1158056.6711 | 2561549.6547 | 1158046.9245 | 2561547.7679 | 1158045.5915
120 | 2561556.515 | 1158071.8712 | 2561558.3973 | 1158084.4544 | 2561559.5165 | 1158095.2083 | 2561560.6688 | 1158103.9499 | 2561568.5068 | 1158116.395 | 2561571.8137 | 1158120.561
121 | 2561571.8137 | 1158120.561 | 2561574.7053 | 1158124.2037 | 2561578.0192 | 1158130.5191 | 2561582.5438 | 1158139.1279 | 2561588.4234 | 1158150.7361
122 | 2561588.4234 | 1158150.7361 | 2561589.5706 | 1158153.0011 | 2561597.7368 | 1158166.4224 | 2561598.9358 | 1158170.3021
123 | 2561598.9358 | 1158170.3021 | 2561599.9848 | 1158173.6967
124 | 2561599.9848 | 1158173.6967 | 2561641.051 | 1158251.7043
125 | 2561216.4644 | 1158351.4636 | 2561237.8942 | 1158358.1338 | 2561237.8942 | 1158358.1338

## bus_geodata
| x | y | coords
0 | 2561461.0026 | 1157944.3511
1 | 2561440.606 | 1157924.2589
2 | 2561479.9546 | 1157961.4276
3 | 2561438.3701 | 1157921.8943
4 | 2561490.7084 | 1157930.5075
5 | 2561453.6515 | 1157978.2495
6 | 2561525.1624 | 1157950.3987
7 | 2561416.6995 | 1157899.5538
8 | 2561497.2416 | 1157911.9754
9 | 2561428.9904 | 1157967.0721
10 | 2561404.4007 | 1158006.6695
11 | 2561414.2835 | 1157897.3608
12 | 2561505.8088 | 1157887.7573
13 | 2561419.0063 | 1157960.3296
14 | 2561436.4292 | 1158027.8189
15 | 2561392.3955 | 1158013.0153
16 | 2561392.7749 | 1157877.8383
17 | 2561392.3125 | 1157877.4186
18 | 2561497.7721 | 1157879.9264
19 | 2561480.1194 | 1157862.8237
20 | 2561471.4698 | 1157854.5502
21 | 2561460.8392 | 1157844.5283
22 | 2561445.1723 | 1157830.3171
23 | 2561487.5079 | 1157800.4745
24 | 2561405.9034 | 1157946.2446
25 | 2561396.6582 | 1157935.2827
26 | 2561376.7713 | 1157947.2167
27 | 2561375.379 | 1157907.2052
28 | 2561064.3602 | 1157962.9725
29 | 2561054.2779 | 1157928.3575
30 | 2561115.0974 | 1158020.1372
31 | 2561075.2947 | 1157921.6844
32 | 2561114.4002 | 1158031.4095
33 | 2561077.451 | 1157926.7286
34 | 2561110.2045 | 1158059.4622
35 | 2561117.4322 | 1158056.1859
36 | 2561107.4773 | 1158062.4436
37 | 2561293.8985 | 1158006.1184
38 | 2561309.0054 | 1158010.1078
39 | 2561282.7879 | 1158003.1843
40 | 2561320.2854 | 1158013.0866
41 | 2561269.8955 | 1158004.7794
42 | 2561343.2986 | 1158019.164
43 | 2561233.8375 | 1158011.5156
44 | 2561283.1688 | 1158021.2855
45 | 2561371.8905 | 1158023.8541
46 | 2561243.8137 | 1158026.0809
47 | 2561230.1593 | 1158012.5421
48 | 2561287.4303 | 1158028.7897
49 | 2561192.7895 | 1158205.0516
50 | 2561179.1901 | 1158181.3314
51 | 2561199.2447 | 1158216.3108
52 | 2561167.2217 | 1158160.4559
53 | 2561215.0337 | 1158200.3672
54 | 2561179.1028 | 1158238.7724
55 | 2561213.717 | 1158310.9436
56 | 2561225.0658 | 1158318.5186
57 | 2561194.2633 | 1158344.5532
58 | 2561156.9834 | 1158155.1305
59 | 2561192.2103 | 1158155.1805
60 | 2561227.6831 | 1158078.2118
61 | 2561222.2032 | 1158065.357
62 | 2561232.5042 | 1158178.7684
63 | 2561182.8365 | 1158119.9564
64 | 2561143.6784 | 1158149.132
65 | 2561274.7808 | 1158139.3109
66 | 2561267.7824 | 1158287.2771
67 | 2561268.2595 | 1158288.1019
68 | 2561181.5131 | 1158112.4288
69 | 2561299.5889 | 1158115.6157
70 | 2561390.4055 | 1158014.0672
71 | 2561430.9148 | 1158053.7121
72 | 2561473.2801 | 1158023.9692
73 | 2561445.8138 | 1158055.7216
74 | 2561493.2638 | 1158053.4116
75 | 2561452.6415 | 1158070.4366
76 | 2561322.5347 | 1158091.2669
77 | 2561335.7453 | 1158081.0749
78 | 2561318.3654 | 1158095.6911
79 | 2561315.2344 | 1158099.0136
80 | 2561398.817 | 1158505.1184
81 | 2561402.2982 | 1158507.7012
82 | 2561338.9404 | 1158484.269
83 | 2561429.2461 | 1158579.3324
84 | 2561329.9939 | 1158453.2774
85 | 2561462.8258 | 1158569.8651
86 | 2561420.9027 | 1158583.0256
87 | 2561332.8861 | 1158628.4264
88 | 2561324.6338 | 1158449.4655
89 | 2561338.9714 | 1158443.7406
90 | 2561308.2366 | 1158437.6824
91 | 2561358.4681 | 1158444.2338
92 | 2561301.4053 | 1158431.9006
93 | 2561294.9996 | 1158426.4791
94 | 2561280.5421 | 1158414.2429
95 | 2561258.719 | 1158455.9305
96 | 2561276.6842 | 1158403.9233
97 | 2561258.5002 | 1158466.1117
98 | 2561260.6338 | 1158379.8426
99 | 2561269.2278 | 1158371.594
100 | 2561243.0731 | 1158362.6403
101 | 2561143.0049 | 1158044.5939
102 | 2561170.7912 | 1158091.2974
103 | 2561180.6667 | 1158027.5172
104 | 2561622.6838 | 1158064.6153
105 | 2561634.2071 | 1158096.2088
106 | 2561612.4411 | 1158041.8756
107 | 2561636.7517 | 1158102.8695
108 | 2561571.3779 | 1158067.676
109 | 2561541.9546 | 1158067.9847
110 | 2561645.7742 | 1158127.2777
111 | 2561556.515 | 1158071.8712
112 | 2561651.2233 | 1158141.686
113 | 2561547.7679 | 1158045.5915
114 | 2561571.8137 | 1158120.561
115 | 2561177.9063 | 1158102.5928
116 | 2561202.9284 | 1158020.1419
117 | 2561588.4234 | 1158150.7361
118 | 2561598.9358 | 1158170.3021
119 | 2561599.9848 | 1158173.6967
120 | 2561470.21 | 1158084.3087
121 | 2561641.051 | 1158251.7043
122 | 2561442.383 | 1158082.5081
123 | 2561216.4644 | 1158351.4636
124 | 2561237.8942 | 1158358.1338
125 | 2561282.2423 | 1158312.3142
126 | 2561283.7608 | 1158278.6748
127 | 2561371.8905 | 1158023.8541

## line_std_types
| c_nf_per_km | r_ohm_per_km | x_ohm_per_km | max_i_ka | type | q_mm2 | alpha | voltage_rating
NAYY 4x50 SE | 210 | 0.642 | 0.083 | 0.142 | cs | 50 | 0.00403 | LV
NAYY 4x120 SE | 264 | 0.225 | 0.08 | 0.242 | cs | 120 | 0.00403 | LV
NAYY 4x150 SE | 261 | 0.208 | 0.08 | 0.27 | cs | 150 | 0.00403 | LV
NA2XS2Y 1x95 RM/25 12/20 kV | 216 | 0.313 | 0.132 | 0.252 | cs | 95 | 0.00403 | MV
NA2XS2Y 1x185 RM/25 12/20 kV | 273 | 0.161 | 0.117 | 0.362 | cs | 185 | 0.00403 | MV
NA2XS2Y 1x240 RM/25 12/20 kV | 304 | 0.122 | 0.112 | 0.421 | cs | 240 | 0.00403 | MV
NA2XS2Y 1x95 RM/25 6/10 kV | 315 | 0.313 | 0.123 | 0.249 | cs | 95 | 0.00403 | MV
NA2XS2Y 1x185 RM/25 6/10 kV | 406 | 0.161 | 0.11 | 0.358 | cs | 185 | 0.00403 | MV
NA2XS2Y 1x240 RM/25 6/10 kV | 456 | 0.122 | 0.105 | 0.416 | cs | 240 | 0.00403 | MV
NA2XS2Y 1x150 RM/25 12/20 kV | 250 | 0.206 | 0.116 | 0.319 | cs | 150 | 0.00403 | MV
NA2XS2Y 1x120 RM/25 12/20 kV | 230 | 0.253 | 0.119 | 0.283 | cs | 120 | 0.00403 | MV
NA2XS2Y 1x70 RM/25 12/20 kV | 190 | 0.443 | 0.132 | 0.22 | cs | 70 | 0.00403 | MV
NA2XS2Y 1x150 RM/25 6/10 kV | 360 | 0.206 | 0.11 | 0.315 | cs | 150 | 0.00403 | MV
NA2XS2Y 1x120 RM/25 6/10 kV | 340 | 0.253 | 0.113 | 0.28 | cs | 120 | 0.00403 | MV
NA2XS2Y 1x70 RM/25 6/10 kV | 280 | 0.443 | 0.123 | 0.217 | cs | 70 | 0.00403 | MV
N2XS(FL)2Y 1x120 RM/35 64/110 kV | 112 | 0.153 | 0.166 | 0.366 | cs | 120 | 0.00393 | HV
N2XS(FL)2Y 1x185 RM/35 64/110 kV | 125 | 0.099 | 0.156 | 0.457 | cs | 185 | 0.00393 | HV
N2XS(FL)2Y 1x240 RM/35 64/110 kV | 135 | 0.075 | 0.149 | 0.526 | cs | 240 | 0.00393 | HV
N2XS(FL)2Y 1x300 RM/35 64/110 kV | 144 | 0.06 | 0.144 | 0.588 | cs | 300 | 0.00393 | HV
15-AL1/3-ST1A 0.4 | 11 | 1.8769 | 0.35 | 0.105 | ol | 16 | 0.00403 | LV
24-AL1/4-ST1A 0.4 | 11.25 | 1.2012 | 0.335 | 0.14 | ol | 24 | 0.00403 | LV
48-AL1/8-ST1A 0.4 | 12.2 | 0.5939 | 0.3 | 0.21 | ol | 48 | 0.00403 | LV
94-AL1/15-ST1A 0.4 | 13.2 | 0.306 | 0.29 | 0.35 | ol | 94 | 0.00403 | LV
34-AL1/6-ST1A 10.0 | 9.7 | 0.8342 | 0.36 | 0.17 | ol | 34 | 0.00403 | MV
48-AL1/8-ST1A 10.0 | 10.1 | 0.5939 | 0.35 | 0.21 | ol | 48 | 0.00403 | MV
70-AL1/11-ST1A 10.0 | 10.4 | 0.4132 | 0.339 | 0.29 | ol | 70 | 0.00403 | MV
94-AL1/15-ST1A 10.0 | 10.75 | 0.306 | 0.33 | 0.35 | ol | 94 | 0.00403 | MV
122-AL1/20-ST1A 10.0 | 11.1 | 0.2376 | 0.323 | 0.41 | ol | 122 | 0.00403 | MV
149-AL1/24-ST1A 10.0 | 11.25 | 0.194 | 0.315 | 0.47 | ol | 149 | 0.00403 | MV
34-AL1/6-ST1A 20.0 | 9.15 | 0.8342 | 0.382 | 0.17 | ol | 34 | 0.00403 | MV
48-AL1/8-ST1A 20.0 | 9.5 | 0.5939 | 0.372 | 0.21 | ol | 48 | 0.00403 | MV
70-AL1/11-ST1A 20.0 | 9.7 | 0.4132 | 0.36 | 0.29 | ol | 70 | 0.00403 | MV
94-AL1/15-ST1A 20.0 | 10 | 0.306 | 0.35 | 0.35 | ol | 94 | 0.00403 | MV
122-AL1/20-ST1A 20.0 | 10.3 | 0.2376 | 0.344 | 0.41 | ol | 122 | 0.00403 | MV
149-AL1/24-ST1A 20.0 | 10.5 | 0.194 | 0.337 | 0.47 | ol | 149 | 0.00403 | MV
184-AL1/30-ST1A 20.0 | 10.75 | 0.1571 | 0.33 | 0.535 | ol | 184 | 0.00403 | MV
243-AL1/39-ST1A 20.0 | 11 | 0.1188 | 0.32 | 0.645 | ol | 243 | 0.00403 | MV
48-AL1/8-ST1A 110.0 | 8 | 0.5939 | 0.46 | 0.21 | ol | 48 | 0.00403 | HV
70-AL1/11-ST1A 110.0 | 8.4 | 0.4132 | 0.45 | 0.29 | ol | 70 | 0.00403 | HV
94-AL1/15-ST1A 110.0 | 8.65 | 0.306 | 0.44 | 0.35 | ol | 94 | 0.00403 | HV
122-AL1/20-ST1A 110.0 | 8.5 | 0.2376 | 0.43 | 0.41 | ol | 122 | 0.00403 | HV
149-AL1/24-ST1A 110.0 | 8.75 | 0.194 | 0.41 | 0.47 | ol | 149 | 0.00403 | HV
184-AL1/30-ST1A 110.0 | 8.8 | 0.1571 | 0.4 | 0.535 | ol | 184 | 0.00403 | HV
243-AL1/39-ST1A 110.0 | 9 | 0.1188 | 0.39 | 0.645 | ol | 243 | 0.00403 | HV
305-AL1/39-ST1A 110.0 | 9.2 | 0.0949 | 0.38 | 0.74 | ol | 305 | 0.00403 | HV
490-AL1/64-ST1A 110.0 | 9.75 | 0.059 | 0.37 | 0.96 | ol | 490 | 0.00403 | HV
679-AL1/86-ST1A 110.0 | 9.95 | 0.042 | 0.36 | 1.15 | ol | 679 | 0.00403 | HV
490-AL1/64-ST1A 220.0 | 10 | 0.059 | 0.285 | 0.96 | ol | 490 | 0.00403 | HV
679-AL1/86-ST1A 220.0 | 11.7 | 0.042 | 0.275 | 1.15 | ol | 679 | 0.00403 | HV
490-AL1/64-ST1A 380.0 | 11 | 0.059 | 0.253 | 0.96 | ol | 490 | 0.00403 | HV
679-AL1/86-ST1A 380.0 | 14.6 | 0.042 | 0.25 | 1.15 | ol | 679 | 0.00403 | HV

## trafo_std_types
| i0_percent | pfe_kw | vkr_percent | sn_mva | vn_lv_kv | vn_hv_kv | vk_percent | shift_degree | vector_group | tap_side | tap_neutral | tap_min | tap_max | tap_step_degree | tap_step_percent | tap_phase_shifter
160 MVA 380/110 kV | 0.06 | 60 | 0.25 | 160 | 110 | 380 | 12.2 | 0 | Yy0 | hv | 0 | -9 | 9 | 0 | 1.5 | FALSE
100 MVA 220/110 kV | 0.06 | 55 | 0.26 | 100 | 110 | 220 | 12 | 0 | Yy0 | hv | 0 | -9 | 9 | 0 | 1.5 | FALSE
63 MVA 110/20 kV | 0.04 | 22 | 0.32 | 63 | 20 | 110 | 18 | 150 | YNd5 | hv | 0 | -9 | 9 | 0 | 1.5 | FALSE
40 MVA 110/20 kV | 0.05 | 18 | 0.34 | 40 | 20 | 110 | 16.2 | 150 | YNd5 | hv | 0 | -9 | 9 | 0 | 1.5 | FALSE
25 MVA 110/20 kV | 0.07 | 14 | 0.41 | 25 | 20 | 110 | 12 | 150 | YNd5 | hv | 0 | -9 | 9 | 0 | 1.5 | FALSE
63 MVA 110/10 kV | 0.04 | 22 | 0.32 | 63 | 10 | 110 | 18 | 150 | YNd5 | hv | 0 | -9 | 9 | 0 | 1.5 | FALSE
40 MVA 110/10 kV | 0.05 | 18 | 0.34 | 40 | 10 | 110 | 16.2 | 150 | YNd5 | hv | 0 | -9 | 9 | 0 | 1.5 | FALSE
25 MVA 110/10 kV | 0.07 | 14 | 0.41 | 25 | 10 | 110 | 12 | 150 | YNd5 | hv | 0 | -9 | 9 | 0 | 1.5 | FALSE
0.25 MVA 20/0.4 kV | 0.32 | 0.8 | 1.44 | 0.25 | 0.4 | 20 | 6 | 150 | Yzn5 | hv | 0 | -2 | 2 | 0 | 2.5 | FALSE
0.4 MVA 20/0.4 kV | 0.3375 | 1.35 | 1.425 | 0.4 | 0.4 | 20 | 6 | 150 | Dyn5 | hv | 0 | -2 | 2 | 0 | 2.5 | FALSE
0.63 MVA 20/0.4 kV | 0.2619 | 1.65 | 1.206 | 0.63 | 0.4 | 20 | 6 | 150 | Dyn5 | hv | 0 | -2 | 2 | 0 | 2.5 | FALSE
0.25 MVA 10/0.4 kV | 0.24 | 0.6 | 1.2 | 0.25 | 0.4 | 10 | 4 | 150 | Dyn5 | hv | 0 | -2 | 2 | 0 | 2.5 | FALSE
0.4 MVA 10/0.4 kV | 0.2375 | 0.95 | 1.325 | 0.4 | 0.4 | 10 | 4 | 150 | Dyn5 | hv | 0 | -2 | 2 | 0 | 2.5 | FALSE
0.63 MVA 10/0.4 kV | 0.1873 | 1.18 | 1.0794 | 0.63 | 0.4 | 10 | 4 | 150 | Dyn5 | hv | 0 | -2 | 2 | 0 | 2.5 | FALSE

## trafo3w_std_types
| sn_hv_mva | sn_mv_mva | sn_lv_mva | vn_hv_kv | vn_mv_kv | vn_lv_kv | vk_hv_percent | vk_mv_percent | vk_lv_percent | vkr_hv_percent | vkr_mv_percent | vkr_lv_percent | pfe_kw | i0_percent | shift_mv_degree | shift_lv_degree | vector_group | tap_side | tap_neutral | tap_min | tap_max | tap_step_percent
63/25/38 MVA 110/20/10 kV | 63 | 25 | 38 | 110 | 20 | 10 | 10.4 | 10.4 | 10.4 | 0.28 | 0.32 | 0.35 | 35 | 0.89 | 0 | 0 | YN0yn0yn0 | hv | 0 | -10 | 10 | 1.2
63/25/38 MVA 110/10/10 kV | 63 | 25 | 38 | 110 | 10 | 10 | 10.4 | 10.4 | 10.4 | 0.28 | 0.32 | 0.35 | 35 | 0.89 | 0 | 0 | YN0yn0yn0 | hv | 0 | -10 | 10 | 1.2

## fuse_std_types
| fuse_type | i_rated_a | t_avg | t_min | t_total | x_avg | x_min | x_total
HV 100A | HV 100A | 100 | 0 | [10.0, 3.64, 0.854, 0.281, 0.1, 0.0531, 0.022, 0.01] | [10.0, 4.267, 1.21, 0.403, 0.1, 0.058, 0.022, 0.01] | 0 | [300.0, 350.0, 450.0, 550.0, 700.0, 850.0, 1200.0, 1752.0] | [600.0, 700.0, 900.0, 1150.0, 1665.0, 2000.0, 3000.0, 4313.0]
HV 10A | HV 10A | 10 | 0 | [10.0, 1675.0, 0.344, 0.156, 0.1, 0.0417, 0.0171, 0.01] | [10.0, 1.3, 0.3, 0.155, 0.1, 0.0555, 0.023, 0.01] | 0 | [30.0, 32.0, 35.0, 37.0, 39.0, 50.0, 70.0, 88.0] | [60.0, 70.0, 80.0, 87.0, 94.0, 110.0, 150.0, 216.0]
HV 125A | HV 125A | 125 | 0 | [10.0, 1.82, 0.344, 0.1, 0.0467, 0.0269, 0.01] | [10.0, 2.478, 0.426, 0.1, 0.0427, 0.0211, 0.01] | 0 | [375.0, 500.0, 700.0, 925.0, 1200.0, 1500.0, 2341.0] | [750.0, 1000.0, 1500.0, 2200.0, 3000.0, 4000.0, 5765.0]
HV 160A | HV 160A | 160 | 0 | [10.0, 4.15, 1.03, 0.198, 0.1, 0.051, 0.0172, 0.01] | [10.0, 2.3, 0.734, 0.274, 0.1, 0.046, 0.0177, 0.01] | 0 | [480.0, 550.0, 700.0, 1000.0, 1260.0, 1600.0, 2500.0, 3227.0] | [960.0, 1300.0, 1700.0, 2200.0, 2996.0, 4000.0, 6000.0, 7946.0]
HV 16A | HV 16A | 16 | 0 | [10.0, 0.352, 0.164, 0.1, 0.0649, 0.0342, 0.01] | [10.0, 2.34, 0.722, 0.181, 0.1, 0.055, 0.0296, 0.01] | 0 | [48.0, 60.0, 65.0, 71.0, 80.0, 100.0, 162.0] | [96.0, 110.0, 125.0, 150.0, 168.0, 200.0, 250.0, 398.0]
HV 200A | HV 200A | 200 | 0 | [10.0, 4.267, 1.21, 0.403, 0.1, 0.058, 0.022, 0.01] | [10.0, 3.73, 1.654, 0.328, 0.1, 0.0531, 0.019, 0.01] | 0 | [600.0, 700.0, 900.0, 1150.0, 1665.0, 2000.0, 3000.0, 4313.0] | [1200.0, 1500.0, 1800.0, 2700.0, 3960.0, 5000.0, 7500.0, 10620.0]
HV 20A | HV 20A | 20 | 0 | [10.0, 1.3, 0.3, 0.155, 0.1, 0.0555, 0.023, 0.01] | [10.0, 1.3, 0.161, 0.1, 0.0611, 0.0399, 0.0141, 0.01] | 0 | [60.0, 70.0, 80.0, 87.0, 94.0, 110.0, 150.0, 216.0] | [120.0, 150.0, 200.0, 223.0, 260.0, 300.0, 450.0, 532.0]
HV 25A | HV 25A | 25 | 0 | [10.0, 2.512, 0.833, 0.299, 0.1, 0.0372, 0.0223, 0.01] | [10.0, 3.125, 0.597, 0.198, 0.1, 0.0378, 0.022, 0.01] | 0 | [75.0, 82.0, 90.0, 100.0, 124.0, 170.0, 200.0, 289.0] | [150.0, 170.0, 210.0, 250.0, 294.0, 400.0, 500.0, 711.0]
HV 31.5A | HV 31.5A | 31.5 | 0 | [10.0, 2.34, 0.722, 0.181, 0.1, 0.055, 0.0296, 0.01] | [10.0, 2.84, 0.368, 0.164, 0.1, 0.0621, 0.0378, 0.0195, 0.01] | 0 | [95.0, 110.0, 125.0, 150.0, 165.0, 200.0, 250.0, 390.0] | [189.0, 220.0, 300.0, 350.0, 393.0, 450.0, 530.0, 700.0, 960.0]
HV 40A | HV 40A | 40 | 0 | [10.0, 1.3, 0.161, 0.1, 0.0611, 0.0399, 0.0141, 0.01] | [10.0, 2.05, 0.369, 0.198, 0.1, 0.051, 0.0298, 0.01] | 0 | [120.0, 150.0, 200.0, 223.0, 260.0, 300.0, 450.0, 532.0] | [240.0, 300.0, 400.0, 450.0, 530.0, 650.0, 800.0, 1311.0]
HV 50A | HV 50A | 50 | 0 | [10.0, 3.215, 0.597, 0.198, 0.1, 0.0378, 0.022, 0.01] | [10.0, 3.64, 0.854, 0.281, 0.1, 0.0531, 0.022, 0.01] | 0 | [150.0, 170.0, 210.0, 250.0, 294.0, 400.0, 500.0, 711.0] | [300.0, 350.0, 450.0, 550.0, 700.0, 850.0, 1200.0, 1752.0]
HV 6.3A | HV 6.3A | 6.3 | 0 | [10.0, 1.39, 0.344, 0.168, 0.1, 0.056, 0.0263, 0.01] | [10.0, 1.711, 0.516, 0.198, 0.1, 0.0634, 0.0303, 0.01] | 0 | [19.0, 19.5, 20.4, 20.8, 22.0, 25.0, 32.0, 48.0] | [38.0, 40.0, 43.0, 48.0, 53.0, 60.0, 75.0, 118.0]
HV 63A | HV 63A | 63 | 0 | [10.0, 2.84, 0.368, 0.164, 0.1, 0.0621, 0.0378, 0.0195, 0.01] | [10.0, 1.82, 0.344, 0.1, 0.0467, 0.0269, 0.01] | 0 | [189.0, 220.0, 300.0, 350.0, 393.0, 450.0, 530.0, 700.0, 961.0] | [378.0, 500.0, 700.0, 934.0, 1200.0, 1500.0, 2366.0]
HV 80A | HV 80A | 80 | 0 | [10.0, 2.05, 0.369, 0.198, 0.1, 0.051, 0.0298, 0.01] | [10.0, 4.15, 1.03, 0.198, 0.1, 0.051, 0.0172, 0.01] | 0 | [240.0, 300.0, 400.0, 450.0, 530.0, 650.0, 800.0, 1311.0] | [480.0, 550.0, 700.0, 1000.0, 1260.0, 1600.0, 2500.0, 3227.0]
Siemens NH-1-100 | Siemens NH-1-100 | 100 | [5400.0, 2000.0, 400.0, 20.0, 1.0, 0.2, 0.012, 0.004] | 0 | 0 | [150.0, 190.0, 250.0, 430.0, 900.0, 1250.0, 2700.0, 3600.0] | 0 | 0
Siemens NH-1-125 | Siemens NH-1-125 | 125 | [4800.0, 120.0, 7.0, 0.1, 0.004] | 0 | 0 | [180.0, 400.0, 740.0, 2000.0, 4250.0] | 0 | 0
Siemens NH-1-16 | Siemens NH-1-16 | 16 | [4000.0, 400.0, 2.0, 0.1, 0.04, 0.01] | 0 | 0 | [26.0, 35.0, 75.0, 150.0, 200.0, 300.0] | 0 | 0
Siemens NH-1-160 | Siemens NH-1-160 | 160 | [4800.0, 120.0, 7.0, 0.1, 0.004] | 0 | 0 | [210.0, 500.0, 900.0, 2300.0, 5000.0] | 0 | 0
Siemens NH-1-25 | Siemens NH-1-25 | 25 | [4000.0, 1000.0, 10.0, 0.2, 0.02, 0.01] | 0 | 0 | [40.0, 50.0, 100.0, 210.0, 400.0, 500.0] | 0 | 0
Siemens NH-1-50 | Siemens NH-1-50 | 50 | [4000.0, 40.0, 4.0, 1.0, 0.02, 0.01] | 0 | 0 | [86.0, 200.0, 300.0, 400.0, 1000.0, 1280.0] | 0 | 0
Siemens NH-1-63 | Siemens NH-1-63 | 63 | [4000.0, 100.0, 10.0, 2.0, 0.04, 0.01] | 0 | 0 | [100.0, 200.0, 300.0, 400.0, 1000.0, 1500.0] | 0 | 0
Siemens NH-1-80 | Siemens NH-1-80 | 80 | [4800.0, 120.0, 7.0, 0.1, 0.01] | 0 | 0 | [150.58, 250.0, 450.0, 1150.0, 2470.0] | 0 | 0
Siemens NH-2-1000 | Siemens NH-2-1000 | 1000 | [4800.0, 120.0, 7.0, 0.1, 0.004] | 0 | 0 | [1900.0, 3500.0, 8400.0, 24000.0, 52000.0] | 0 | 0
Siemens NH-2-200 | Siemens NH-2-200 | 200 | [4800.0, 120.0, 7.0, 0.1, 0.004] | 0 | 0 | [280.0, 650.0, 1200.0, 3000.0, 7000.0] | 0 | 0
Siemens NH-2-224 | Siemens NH-2-224 | 224 | [4800.0, 120.0, 7.0, 0.2, 0.04, 0.004] | 0 | 0 | [400.0, 750.0, 1453.0, 3025.0, 4315.0, 7600.0] | 0 | 0
Siemens NH-2-250 | Siemens NH-2-250 | 250 | [4800.0, 120.0, 7.0, 0.1, 0.004] | 0 | 0 | [450.0, 800.0, 1650.0, 4000.0, 8500.0] | 0 | 0
Siemens NH-2-315 | Siemens NH-2-315 | 315 | [4800.0, 120.0, 7.0, 0.1, 0.004] | 0 | 0 | [550.0, 920.0, 1900.0, 5000.0, 11000.0] | 0 | 0
Siemens NH-2-355 | Siemens NH-2-355 | 355 | [4800.0, 120.0, 6.0, 0.1, 0.004] | 0 | 0 | [650.0, 1116.27, 2350.0, 5840.0, 12790.0] | 0 | 0
Siemens NH-2-400 | Siemens NH-2-400 | 400 | [4800.0, 120.0, 7.0, 0.1, 0.004] | 0 | 0 | [720.0, 1350.0, 2800.0, 6500.0, 15000.0] | 0 | 0
Siemens NH-2-425 | Siemens NH-2-425 | 425 | [4800.0, 120.0, 7.0, 0.1, 0.004] | 0 | 0 | [850.0, 1500.0, 3050.0, 7500.0, 16500.0] | 0 | 0
Siemens NH-2-630 | Siemens NH-2-630 | 630 | [4800.0, 120.0, 7.0, 0.1, 0.004] | 0 | 0 | [1200.0, 2000.0, 4800.0, 12000.0, 26000.0] | 0 | 0

## res_bus
| vm_pu | va_degree | p_mw | q_mvar
0 | 0.97284 | -0.52368 | 0.0014545 | 0.00036453
1 | 0.97242 | -0.53195 | 0.0019923 | 0.00049932
2 | 0.97324 | -0.51563 | 0 | 0
3 | 0.97238 | -0.53277 | 0.002115 | 0.00053006
4 | 0.97252 | -0.52991 | 0.0016998 | 0.00042602
5 | 0.97449 | -0.49109 | 0 | 0
6 | 0.97316 | -0.51739 | 0.0020464 | 0.00051288
7 | 0.97204 | -0.53941 | 0.0023044 | 0.00057755
8 | 0.97212 | -0.53787 | 0.00088473 | 0.00022173
9 | 0.97426 | -0.49555 | 0.0016856 | 0.00042244
10 | 0.97724 | -0.43717 | 0.0020654 | 0.00051764
11 | 0.97201 | -0.53997 | 0.0043333 | 0.001086
12 | 0.97161 | -0.54787 | 0 | 0
13 | 0.97418 | -0.49717 | 0 | 0
14 | 0.97616 | -0.45836 | 0 | 0
15 | 0.97829 | -0.41669 | 0.0010576 | 0.00026506
16 | 0.97188 | -0.54261 | 0.0030202 | 0.00075694
17 | 0.97188 | -0.54263 | 0.0019078 | 0.00047815
18 | 0.97139 | -0.55224 | 0.0035648 | 0.00089341
19 | 0.97099 | -0.5602 | 0.0033185 | 0.00083171
20 | 0.97083 | -0.56335 | 0.0027668 | 0.00069342
21 | 0.97067 | -0.56644 | 0.0031179 | 0.00078143
22 | 0.97055 | -0.56889 | 0.0062572 | 0.0015682
23 | 0.97057 | -0.56841 | 0.002065 | 0.00051753
24 | 0.97405 | -0.49974 | 0.0021744 | 0.00054496
25 | 0.97398 | -0.50109 | 0 | 0
26 | 0.97393 | -0.50218 | 0.0025708 | 0.0006443
27 | 0.9739 | -0.50272 | 0.0025234 | 0.00063242
28 | 0.98397 | -0.30639 | 0.0023597 | 0.0005914
29 | 0.98394 | -0.30698 | 0 | 0
30 | 0.9842 | -0.3019 | 0.0051061 | 0.0012797
31 | 0.98392 | -0.30734 | 0 | 0
32 | 0.98428 | -0.30018 | 0 | 0
33 | 0.98391 | -0.30743 | 0.00090436 | 0.00022665
34 | 0.9845 | -0.29588 | 0 | 0
35 | 0.98458 | -0.29434 | 0.0014742 | 0.00036947
36 | 0.9845 | -0.29605 | 0.0023758 | 0.00059543
37 | 0.98091 | -0.3655 | 0.001388 | 0.00034787
38 | 0.98058 | -0.37192 | 0.001863 | 0.0004669
39 | 0.98116 | -0.36071 | 0.0024137 | 0.00060493
40 | 0.98034 | -0.37661 | 0.0024877 | 0.00062347
41 | 0.98144 | -0.35516 | 0 | 0
42 | 0.97986 | -0.38593 | 0.0014933 | 0.00037425
43 | 0.98229 | -0.33865 | 0 | 0
44 | 0.98134 | -0.35713 | 0.0023691 | 0.00059376
45 | 0.97929 | -0.3971 | 0 | 0
46 | 0.98221 | -0.3402 | 0.0048705 | 0.0012207
47 | 0.98239 | -0.33685 | 0.0056602 | 0.0014186
48 | 0.98132 | -0.35756 | 0.0027532 | 0.00069001
49 | 0.99123 | -0.16648 | 0.0010248 | 0.00025684
50 | 0.99024 | -0.18535 | 0.0060525 | 0.0015169
51 | 0.9917 | -0.15748 | 0 | 0
52 | 0.98941 | -0.20134 | 0 | 0
53 | 0.9928 | -0.13636 | 0 | 0
54 | 0.99013 | -0.1877 | 0.0011881 | 0.00029776
55 | 0.98604 | -0.26664 | 0 | 0
56 | 0.98585 | -0.27042 | 0.0026934 | 0.00067502
57 | 0.9846 | -0.29461 | 0 | 0
58 | 0.98903 | -0.20863 | 0 | 0
59 | 0.98923 | -0.20484 | 0.0072162 | 0.0018086
60 | 0.98271 | -0.33058 | 0.0052382 | 0.0013128
61 | 0.98278 | -0.32926 | 0.0020514 | 0.00051412
62 | 0.99418 | -0.11012 | 0.0024653 | 0.00061786
63 | 0.9876 | -0.23598 | 0 | 0
64 | 0.989 | -0.20922 | 0.0023013 | 0.00057676
65 | 0.9971 | -0.054717 | 0.0021901 | 0.00054889
66 | 0.98522 | -0.28259 | 0.0032752 | 0.00082084
67 | 0.98523 | -0.28253 | 0 | 0
68 | 0.98735 | -0.24079 | 0.0024289 | 0.00060875
69 | 0.99884 | -0.021923 | 0.0026984 | 0.00067629
70 | 0.97846 | -0.41326 | 0.0010263 | 0.00025722
71 | 0.97612 | -0.45908 | 0.0014704 | 0.00036852
72 | 0.97545 | -0.47239 | 0 | 0
73 | 0.97597 | -0.46209 | 0.0013706 | 0.0003435
74 | 0.97476 | -0.4858 | 0.0016985 | 0.00042568
75 | 0.97589 | -0.46373 | 0 | 0
76 | 0.99995 | -0.00096898 | 0.0010629 | 0.0002664
77 | 0.9999 | -0.0019081 | 0.0032255 | 0.00080838
78 | 0.99997 | -0.00051448 | 0.0021763 | 0.00054544
79 | 1 | 0 | -0.2324 | -0.059388
80 | 0.97879 | -0.40824 | 0.00098462 | 0.00024677
81 | 0.97874 | -0.40912 | 0.0017648 | 0.0004423
82 | 0.9795 | -0.39422 | 0.00093925 | 0.0002354
83 | 0.97808 | -0.42223 | 0.00396 | 0.00099247
84 | 0.97999 | -0.38477 | 0 | 0
85 | 0.97804 | -0.42301 | 0.0011063 | 0.00027726
86 | 0.97804 | -0.42298 | 0.0015993 | 0.00040083
87 | 0.97779 | -0.42793 | 0.0027373 | 0.00068604
88 | 0.98006 | -0.38321 | 0 | 0
89 | 0.98 | -0.38457 | 0.0018242 | 0.0004572
90 | 0.98039 | -0.37684 | 0.00050736 | 0.00012716
91 | 0.97995 | -0.38544 | 0.0024515 | 0.00061441
92 | 0.98054 | -0.37394 | 0.0018579 | 0.00046564
93 | 0.98069 | -0.37094 | 0.0015313 | 0.00038379
94 | 0.98106 | -0.36364 | 0 | 0
95 | 0.9809 | -0.36677 | 0.0017417 | 0.00043652
96 | 0.98132 | -0.35872 | 0.0027927 | 0.00069992
97 | 0.98089 | -0.36707 | 0.0016307 | 0.00040869
98 | 0.98206 | -0.34418 | 0 | 0
99 | 0.98202 | -0.34496 | 0.0036494 | 0.00091461
100 | 0.98277 | -0.33036 | 0.003052 | 0.0007649
101 | 0.9849 | -0.28817 | 0.0025158 | 0.00063051
102 | 0.98659 | -0.2555 | 0.0018303 | 0.00045871
103 | 0.98375 | -0.31036 | 0.0018665 | 0.00046779
104 | 0.97236 | -0.53321 | 0.0019815 | 0.00049661
105 | 0.97218 | -0.53673 | 0.0011566 | 0.00028988
106 | 0.97254 | -0.52958 | 0 | 0
107 | 0.97215 | -0.53732 | 0.0011226 | 0.00028136
108 | 0.97289 | -0.52271 | 0.0012545 | 0.00031441
109 | 0.97387 | -0.50335 | 0.0010432 | 0.00026146
110 | 0.97207 | -0.53895 | 0.0017902 | 0.00044867
111 | 0.97302 | -0.52014 | 0 | 0
112 | 0.97205 | -0.53941 | 0.0016051 | 0.00040229
113 | 0.97349 | -0.5109 | 0 | 0
114 | 0.97259 | -0.52867 | 0.0011103 | 0.00027826
115 | 0.98702 | -0.24722 | 0.0015501 | 0.00038848
116 | 0.98311 | -0.3228 | 0 | 0
117 | 0.97234 | -0.53358 | 0.00074888 | 0.00018769
118 | 0.9722 | -0.53645 | 0.0044817 | 0.0011232
119 | 0.97219 | -0.53661 | 0.0008044 | 0.0002016
120 | 0.97582 | -0.46513 | 0.0033666 | 0.00084376
121 | 0.97205 | -0.53936 | 0.001686 | 0.00042254
122 | 0.97585 | -0.4644 | 0.0021282 | 0.00053339
123 | 0.98375 | -0.31125 | 0.0029708 | 0.00074454
124 | 0.98298 | -0.32613 | 0.0026408 | 0.00066186
125 | 0.98517 | -0.28371 | 0.0023542 | 0.00059002
126 | 0.98511 | -0.28486 | 0.0071505 | 0.0017921
127 | 0.99998 | 149.9956 | 0 | 0

## res_line
| p_from_mw | q_from_mvar | p_to_mw | q_to_mvar | pl_mw | ql_mvar | i_from_ka | i_to_ka | i_ka | vm_from_pu | va_from_degree | vm_to_pu | va_to_degree | loading_percent
0 | 0.015684 | 0.0039341 | -0.015678 | -0.0039304 | 6.1813e-06 | 3.6006e-06 | 0.023991 | 0.023991 | 0.023991 | 0.97284 | -0.52368 | 0.97242 | -0.53195 | 6.5911
1 | -0.017139 | -0.0042986 | 0.017145 | 0.0043025 | 6.5788e-06 | 3.8933e-06 | 0.026216 | 0.026216 | 0.026216 | 0.97284 | -0.52368 | 0.97324 | -0.51563 | 7.2022
2 | 0.013686 | 0.0034311 | -0.013685 | -0.0034308 | 5.3526e-07 | 3.022e-07 | 0.020943 | 0.020943 | 0.020943 | 0.97242 | -0.53195 | 0.97238 | -0.53277 | 5.7535
3 | 0.023725 | 0.005963 | -0.023709 | -0.0059531 | 1.6159e-05 | 9.935e-06 | 0.03628 | 0.03628 | 0.03628 | 0.97324 | -0.51563 | 0.97252 | -0.52991 | 9.9671
4 | -0.042917 | -0.010778 | 0.042967 | 0.01081 | 5.0323e-05 | 3.1819e-05 | 0.065625 | 0.065625 | 0.065625 | 0.97324 | -0.51563 | 0.97449 | -0.49109 | 18.0288
5 | 0.0020466 | 0.00051241 | -0.0020464 | -0.00051288 | 1.7155e-07 | -4.7078e-07 | 0.0031289 | 0.0031291 | 0.0031291 | 0.97324 | -0.51563 | 0.97316 | -0.51739 | 0.85965
6 | 0.01157 | 0.0029008 | -0.011567 | -0.0028988 | 3.6607e-06 | 1.9567e-06 | 0.017706 | 0.017706 | 0.017706 | 0.97238 | -0.53277 | 0.97204 | -0.53941 | 4.8644
7 | 0.022009 | 0.0055271 | -0.022001 | -0.005522 | 8.3584e-06 | 5.1056e-06 | 0.033679 | 0.033679 | 0.033679 | 0.97252 | -0.52991 | 0.97212 | -0.53787 | 9.2526
8 | 0.0089582 | 0.0022451 | -0.0089563 | -0.0022442 | 1.904e-06 | 8.8056e-07 | 0.013679 | 0.013679 | 0.013679 | 0.97449 | -0.49109 | 0.97426 | -0.49555 | 3.758
9 | -0.051926 | -0.013055 | 0.05206 | 0.01314 | 0.00013406 | 8.509e-05 | 0.079304 | 0.079303 | 0.079304 | 0.97449 | -0.49109 | 0.97724 | -0.43717 | 21.7867
10 | 0.0092622 | 0.0023213 | -0.009262 | -0.0023211 | 2.4598e-07 | 1.1698e-07 | 0.014179 | 0.014179 | 0.014179 | 0.97204 | -0.53941 | 0.97201 | -0.53997 | 3.8953
11 | 0.021116 | 0.0053003 | -0.021106 | -0.0052941 | 1.0066e-05 | 6.1239e-06 | 0.032325 | 0.032325 | 0.032325 | 0.97212 | -0.53787 | 0.97161 | -0.54787 | 8.8806
12 | 0.0072707 | 0.0018217 | -0.0072702 | -0.0018215 | 5.6238e-07 | 2.0849e-07 | 0.011105 | 0.011105 | 0.011105 | 0.97426 | -0.49555 | 0.97418 | -0.49717 | 3.0507
13 | 0.02892 | 0.0072788 | -0.028891 | -0.0072605 | 2.9254e-05 | 1.8219e-05 | 0.044047 | 0.044048 | 0.044048 | 0.97724 | -0.43717 | 0.97616 | -0.45836 | 12.101
14 | -0.083046 | -0.020936 | 0.083127 | 0.020988 | 8.1481e-05 | 5.1977e-05 | 0.1265 | 0.1265 | 0.1265 | 0.97724 | -0.43717 | 0.97829 | -0.41669 | 34.7516
15 | 0.0049287 | 0.0012351 | -0.0049281 | -0.0012351 | 6.2012e-07 | 3.6876e-08 | 0.0075451 | 0.0075452 | 0.0075452 | 0.97201 | -0.53997 | 0.97188 | -0.54261 | 2.0729
16 | 0.021106 | 0.0052941 | -0.021102 | -0.0052915 | 4.3969e-06 | 2.6751e-06 | 0.032325 | 0.032325 | 0.032325 | 0.97161 | -0.54787 | 0.97139 | -0.55224 | 8.8806
17 | 0.0072702 | 0.0018215 | -0.0072693 | -0.0018212 | 8.8958e-07 | 3.2985e-07 | 0.011105 | 0.011105 | 0.011105 | 0.97418 | -0.49717 | 0.97405 | -0.49974 | 3.0507
18 | 0.0014705 | 0.00036822 | -0.0014704 | -0.00036852 | 5.052e-08 | -3.0286e-07 | 0.0022414 | 0.0022415 | 0.0022415 | 0.97616 | -0.45836 | 0.97612 | -0.45908 | 0.61581
19 | 0.020553 | 0.0051715 | -0.02054 | -0.0051632 | 1.3767e-05 | 8.3441e-06 | 0.031338 | 0.031338 | 0.031338 | 0.97616 | -0.45836 | 0.97545 | -0.47239 | 8.6094
20 | 0.0068674 | 0.0017208 | -0.0068662 | -0.0017204 | 1.2195e-06 | 4.0956e-07 | 0.010468 | 0.010468 | 0.010468 | 0.97616 | -0.45836 | 0.97597 | -0.46209 | 2.8759
21 | -0.084185 | -0.021253 | 0.084198 | 0.021262 | 1.3852e-05 | 8.8371e-06 | 0.1281 | 0.1281 | 0.1281 | 0.97829 | -0.41669 | 0.97846 | -0.41326 | 35.1935
22 | 0.0019078 | 0.00047815 | -0.0019078 | -0.00047815 | 1.9981e-09 | -6.4598e-09 | 0.0029211 | 0.0029211 | 0.0029211 | 0.97188 | -0.54261 | 0.97188 | -0.54263 | 0.80249
23 | 0.017537 | 0.004398 | -0.01753 | -0.0043941 | 6.6521e-06 | 3.9532e-06 | 0.026865 | 0.026865 | 0.026865 | 0.97139 | -0.55224 | 0.97099 | -0.5602 | 7.3804
24 | 0.014212 | 0.0035624 | -0.014209 | -0.0035612 | 2.1291e-06 | 1.2146e-06 | 0.021779 | 0.021779 | 0.021779 | 0.97099 | -0.5602 | 0.97083 | -0.56335 | 5.9833
25 | 0.011443 | 0.0028678 | -0.011441 | -0.0028669 | 1.6854e-06 | 8.98e-07 | 0.017539 | 0.017539 | 0.017539 | 0.97083 | -0.56335 | 0.97067 | -0.56644 | 4.8183
26 | 0.0062579 | 0.0015684 | -0.0062572 | -0.0015682 | 7.3e-07 | 2.0577e-07 | 0.0095933 | 0.0095933 | 0.0095933 | 0.97067 | -0.56644 | 0.97055 | -0.56889 | 2.6355
27 | 0.0020652 | 0.00051702 | -0.002065 | -0.00051753 | 1.9354e-07 | -5.1263e-07 | 0.0031657 | 0.0031659 | 0.0031659 | 0.97067 | -0.56644 | 0.97057 | -0.56841 | 0.86975
28 | 0.0050948 | 0.0012762 | -0.0050945 | -0.0012762 | 3.2616e-07 | 3.003e-08 | 0.0077829 | 0.007783 | 0.007783 | 0.97405 | -0.49974 | 0.97398 | -0.50109 | 2.1382
29 | 0.0025709 | 0.0006441 | -0.0025708 | -0.0006443 | 1.3389e-07 | -2.0233e-07 | 0.0039277 | 0.0039278 | 0.0039278 | 0.97398 | -0.50109 | 0.97393 | -0.50218 | 1.0791
30 | 0.0025236 | 0.00063211 | -0.0025234 | -0.00063242 | 1.962e-07 | -3.1247e-07 | 0.0038553 | 0.0038555 | 0.0038555 | 0.97398 | -0.50109 | 0.9739 | -0.50272 | 1.0592
31 | 0.00090441 | 0.00022588 | -0.00090438 | -0.00022632 | 2.5283e-08 | -4.4176e-07 | 0.0013674 | 0.0013676 | 0.0013676 | 0.98397 | -0.30639 | 0.98394 | -0.30698 | 0.37571
32 | -0.0032641 | -0.00081727 | 0.0032648 | 0.00081675 | 6.9826e-07 | -5.242e-07 | 0.0049359 | 0.0049355 | 0.0049359 | 0.98397 | -0.30639 | 0.9842 | -0.3019 | 1.356
33 | 0.00090438 | 0.00022632 | -0.00090437 | -0.00022659 | 1.5426e-08 | -2.6946e-07 | 0.0013676 | 0.0013677 | 0.0013677 | 0.98394 | -0.30698 | 0.98392 | -0.30734 | 0.37574
34 | -0.0083709 | -0.0020965 | 0.0083716 | 0.0020967 | 6.8261e-07 | 2.9243e-07 | 0.012656 | 0.012655 | 0.012656 | 0.9842 | -0.3019 | 0.98428 | -0.30018 | 3.4768
35 | 0.00090437 | 0.00022659 | -0.00090436 | -0.00022665 | 3.8481e-09 | -6.721e-08 | 0.0013677 | 0.0013677 | 0.0013677 | 0.98392 | -0.30734 | 0.98391 | -0.30743 | 0.37574
36 | -0.0083716 | -0.0020967 | 0.0083733 | 0.0020975 | 1.7174e-06 | 7.3561e-07 | 0.012655 | 0.012655 | 0.012655 | 0.98428 | -0.30018 | 0.9845 | -0.29588 | 3.4768
37 | -0.010749 | -0.0026929 | 0.01075 | 0.0026933 | 7.8544e-07 | 4.0177e-07 | 0.016246 | 0.016246 | 0.016246 | 0.9845 | -0.29588 | 0.98458 | -0.29434 | 4.4632
38 | 0.0023758 | 0.00059539 | -0.0023758 | -0.00059543 | 1.9538e-08 | -3.8875e-08 | 0.0035909 | 0.0035909 | 0.0035909 | 0.9845 | -0.29588 | 0.9845 | -0.29605 | 0.98651
39 | -0.012224 | -0.0030627 | 0.012228 | 0.0030647 | 3.5935e-06 | 1.9426e-06 | 0.018474 | 0.018474 | 0.018474 | 0.98458 | -0.29434 | 0.9849 | -0.28817 | 5.0753
40 | 0.091267 | 0.023107 | -0.091239 | -0.023089 | 2.8112e-05 | 1.7203e-05 | 0.13853 | 0.13853 | 0.13853 | 0.98091 | -0.3655 | 0.98058 | -0.37192 | 9.5147
41 | -0.092656 | -0.023455 | 0.092677 | 0.023468 | 2.1309e-05 | 1.3057e-05 | 0.14064 | 0.14064 | 0.14064 | 0.98091 | -0.3655 | 0.98116 | -0.36071 | 9.6593
42 | 0.089376 | 0.022623 | -0.089356 | -0.02261 | 2.0143e-05 | 1.2303e-05 | 0.13571 | 0.13571 | 0.13571 | 0.98058 | -0.37192 | 0.98034 | -0.37661 | 9.3206
43 | -0.095091 | -0.024073 | 0.095116 | 0.024088 | 2.5359e-05 | 1.5573e-05 | 0.1443 | 0.1443 | 0.1443 | 0.98116 | -0.36071 | 0.98144 | -0.35516 | 9.9107
44 | 0.086869 | 0.021987 | -0.08683 | -0.021963 | 3.8841e-05 | 2.3658e-05 | 0.13193 | 0.13193 | 0.13193 | 0.98034 | -0.37661 | 0.97986 | -0.38593 | 9.0613
45 | -0.10024 | -0.025372 | 0.10032 | 0.025421 | 7.9509e-05 | 4.9031e-05 | 0.15207 | 0.15207 | 0.15207 | 0.98144 | -0.35516 | 0.98229 | -0.33865 | 10.4441
46 | 0.0051229 | 0.0012837 | -0.0051224 | -0.0012837 | 4.823e-07 | 3.9285e-08 | 0.007767 | 0.007767 | 0.007767 | 0.98144 | -0.35516 | 0.98134 | -0.35713 | 2.1338
47 | 0.085336 | 0.021589 | -0.085291 | -0.021561 | 4.5712e-05 | 2.7796e-05 | 0.12966 | 0.12966 | 0.12966 | 0.97986 | -0.38593 | 0.97929 | -0.3971 | 8.9055
48 | 0.0048709 | 0.0012207 | -0.0048705 | -0.0012207 | 3.6016e-07 | 7.2087e-09 | 0.0073785 | 0.0073786 | 0.0073786 | 0.98229 | -0.33865 | 0.98221 | -0.3402 | 2.0271
49 | -0.10519 | -0.026642 | 0.1052 | 0.026647 | 9.1016e-06 | 5.6317e-06 | 0.15944 | 0.15944 | 0.15944 | 0.98229 | -0.33865 | 0.98239 | -0.33685 | 10.9509
50 | 0.0027532 | 0.00068994 | -0.0027532 | -0.00069001 | 5.6401e-08 | -7.2932e-08 | 0.0041747 | 0.0041747 | 0.0041747 | 0.98134 | -0.35713 | 0.98132 | -0.35756 | 1.1469
51 | 0.085291 | 0.021561 | -0.085225 | -0.021519 | 6.602e-05 | 4.1726e-05 | 0.12966 | 0.12966 | 0.12966 | 0.97929 | -0.3971 | 0.97846 | -0.41326 | 17.8111
52 | -0.11086 | -0.028066 | 0.11093 | 0.028112 | 7.4822e-05 | 4.6453e-05 | 0.16802 | 0.16802 | 0.16802 | 0.98239 | -0.33685 | 0.98311 | -0.3228 | 11.5397
53 | 0.15725 | 0.040113 | -0.15711 | -0.040022 | 0.00014315 | 9.0209e-05 | 0.23632 | 0.23632 | 0.23632 | 0.99123 | -0.16648 | 0.99024 | -0.18535 | 16.2306
54 | -0.15828 | -0.040369 | 0.15835 | 0.040413 | 6.8837e-05 | 4.3386e-05 | 0.23786 | 0.23786 | 0.23786 | 0.99123 | -0.16648 | 0.9917 | -0.15748 | 16.3363
55 | 0.15106 | 0.038506 | -0.15094 | -0.038432 | 0.00011647 | 7.3306e-05 | 0.22722 | 0.22722 | 0.22722 | 0.99024 | -0.18535 | 0.98941 | -0.20134 | 15.606
56 | -0.21526 | -0.054863 | 0.21548 | 0.055003 | 0.00021961 | 0.00013939 | 0.32332 | 0.32332 | 0.32332 | 0.9917 | -0.15748 | 0.9928 | -0.13636 | 22.2059
57 | 0.056912 | 0.014451 | -0.05683 | -0.014398 | 8.2633e-05 | 5.2496e-05 | 0.085462 | 0.085462 | 0.085462 | 0.9917 | -0.15748 | 0.99013 | -0.1877 | 23.4786
58 | 0.14372 | 0.036623 | -0.14367 | -0.036591 | 5.0539e-05 | 3.1754e-05 | 0.21637 | 0.21637 | 0.21637 | 0.98941 | -0.20134 | 0.98903 | -0.20863 | 14.8605
59 | 0.0072174 | 0.001809 | -0.0072162 | -0.0018086 | 1.2044e-06 | 4.208e-07 | 0.010855 | 0.010855 | 0.010855 | 0.98941 | -0.20134 | 0.98923 | -0.20484 | 2.9821
60 | -0.21548 | -0.055003 | 0.21575 | 0.055176 | 0.0002736 | 0.00017366 | 0.32332 | 0.32332 | 0.32332 | 0.9928 | -0.13636 | 0.99418 | -0.11012 | 22.2059
61 | 0.055642 | 0.0141 | -0.055431 | -0.013967 | 0.00021017 | 0.00013348 | 0.083677 | 0.083677 | 0.083677 | 0.99013 | -0.1877 | 0.98604 | -0.26664 | 22.9882
62 | 0.015484 | 0.0038836 | -0.015482 | -0.003882 | 2.7889e-06 | 1.6112e-06 | 0.023368 | 0.023368 | 0.023368 | 0.98604 | -0.26664 | 0.98585 | -0.27042 | 6.4198
63 | 0.039947 | 0.010083 | -0.039894 | -0.010049 | 5.3453e-05 | 3.3711e-05 | 0.060309 | 0.060309 | 0.060309 | 0.98604 | -0.26664 | 0.9846 | -0.29461 | 16.5684
64 | 0.012788 | 0.003207 | -0.012781 | -0.0032029 | 7.3817e-06 | 4.0511e-06 | 0.019303 | 0.019303 | 0.019303 | 0.98585 | -0.27042 | 0.98523 | -0.28253 | 5.3031
65 | 0.039894 | 0.010049 | -0.039862 | -0.010029 | 3.1714e-05 | 2.0002e-05 | 0.060309 | 0.060309 | 0.060309 | 0.9846 | -0.29461 | 0.98375 | -0.31125 | 16.5684
66 | 0.14137 | 0.036015 | -0.14119 | -0.035898 | 0.00018631 | 0.00011699 | 0.21291 | 0.21291 | 0.21291 | 0.98903 | -0.20863 | 0.9876 | -0.23598 | 14.6228
67 | 0.0023014 | 0.00057661 | -0.0023013 | -0.00057676 | 6.5653e-08 | -1.4538e-07 | 0.0034624 | 0.0034625 | 0.0034625 | 0.98903 | -0.20863 | 0.989 | -0.20922 | 0.95123
68 | -0.0052382 | -0.0013128 | 0.0052386 | 0.0013129 | 3.2967e-07 | 3.3932e-08 | 0.0079317 | 0.0079316 | 0.0079317 | 0.98271 | -0.33058 | 0.98278 | -0.32926 | 2.179
69 | -0.0072899 | -0.001827 | 0.0072922 | 0.0018278 | 2.2455e-06 | 8.1409e-07 | 0.011038 | 0.011037 | 0.011038 | 0.98278 | -0.32926 | 0.98311 | -0.3228 | 3.0323
70 | -0.21822 | -0.055794 | 0.21881 | 0.056167 | 0.00058664 | 0.00037241 | 0.32701 | 0.32701 | 0.32701 | 0.99418 | -0.11012 | 0.9971 | -0.054717 | 22.4593
71 | 0.14119 | 0.035898 | -0.14115 | -0.035877 | 3.2677e-05 | 2.052e-05 | 0.21291 | 0.21291 | 0.21291 | 0.9876 | -0.23598 | 0.98735 | -0.24079 | 14.6228
72 | -0.221 | -0.056716 | 0.22135 | 0.056939 | 0.00035229 | 0.00022366 | 0.33027 | 0.33027 | 0.33027 | 0.9971 | -0.054717 | 0.99884 | -0.021923 | 22.6837
73 | -0.0032752 | -0.00082084 | 0.0032752 | 0.00082083 | 8.7428e-09 | -6.5381e-09 | 0.0049466 | 0.0049466 | 0.0049466 | 0.98522 | -0.28259 | 0.98523 | -0.28253 | 1.359
74 | 0.0071513 | 0.0017924 | -0.0071505 | -0.0017921 | 7.9205e-07 | 2.7638e-07 | 0.010801 | 0.010801 | 0.010801 | 0.98523 | -0.28253 | 0.98511 | -0.28486 | 2.9673
75 | 0.0023543 | 0.00058975 | -0.0023542 | -0.00059002 | 1.3257e-07 | -2.7119e-07 | 0.0035557 | 0.0035559 | 0.0035559 | 0.98523 | -0.28253 | 0.98517 | -0.28371 | 0.97688
76 | 0.13872 | 0.035269 | -0.13868 | -0.035242 | 4.3004e-05 | 2.6986e-05 | 0.20925 | 0.20925 | 0.20925 | 0.98735 | -0.24079 | 0.98702 | -0.24722 | 14.3714
77 | -0.22405 | -0.057616 | 0.22428 | 0.057767 | 0.000239 | 0.00015177 | 0.33429 | 0.33429 | 0.33429 | 0.99884 | -0.021923 | 1 | 0 | 22.9597
78 | 0.02054 | 0.0051632 | -0.020526 | -0.0051552 | 1.3147e-05 | 7.9689e-06 | 0.031338 | 0.031338 | 0.031338 | 0.97545 | -0.47239 | 0.97476 | -0.4858 | 8.6094
79 | 0.0054956 | 0.0013769 | -0.0054952 | -0.0013768 | 4.3048e-07 | 7.1191e-08 | 0.0083788 | 0.0083788 | 0.0083788 | 0.97597 | -0.46209 | 0.97589 | -0.46373 | 2.3019
80 | 0.018828 | 0.0047295 | -0.018812 | -0.0047201 | 1.5749e-05 | 9.4463e-06 | 0.028745 | 0.028746 | 0.028746 | 0.97476 | -0.4858 | 0.97387 | -0.50335 | 7.8972
81 | 0.0033669 | 0.00084362 | -0.0033666 | -0.00084376 | 2.2378e-07 | -1.3966e-07 | 0.0051337 | 0.0051338 | 0.0051338 | 0.97589 | -0.46373 | 0.97582 | -0.46513 | 1.4104
82 | 0.0021283 | 0.00053322 | -0.0021282 | -0.00053339 | 6.7226e-08 | -1.6965e-07 | 0.0032452 | 0.0032452 | 0.0032452 | 0.97589 | -0.46373 | 0.97585 | -0.4644 | 0.89155
83 | 0.0032256 | 0.00080826 | -0.0032255 | -0.00080838 | 1.443e-07 | -1.2672e-07 | 0.0048 | 0.0048001 | 0.0048001 | 0.99995 | -0.00096898 | 0.9999 | -0.0019081 | 1.3187
84 | -0.0042886 | -0.0010747 | 0.0042887 | 0.0010746 | 9.2846e-08 | -2.0329e-08 | 0.0063817 | 0.0063817 | 0.0063817 | 0.99995 | -0.00096898 | 0.99997 | -0.00051448 | 1.7532
85 | -0.006465 | -0.0016201 | 0.0064652 | 0.0016201 | 1.5844e-07 | 4.151e-08 | 0.0096202 | 0.0096202 | 0.0096202 | 0.99997 | -0.00051448 | 1 | 0 | 2.6429
86 | 0.011175 | 0.0028006 | -0.011174 | -0.0028004 | 4.6916e-07 | 2.4578e-07 | 0.016989 | 0.016989 | 0.016989 | 0.97879 | -0.40824 | 0.97874 | -0.40912 | 4.6673
87 | -0.01216 | -0.0030474 | 0.012168 | 0.0030518 | 8.1246e-06 | 4.4023e-06 | 0.018486 | 0.018485 | 0.018486 | 0.97879 | -0.40824 | 0.9795 | -0.39422 | 5.0785
88 | 0.0094097 | 0.0023581 | -0.0094038 | -0.0023553 | 5.8737e-06 | 2.798e-06 | 0.014306 | 0.014306 | 0.014306 | 0.97874 | -0.40912 | 0.97808 | -0.42223 | 3.9303
89 | -0.013107 | -0.0032872 | 0.013113 | 0.0032905 | 5.9082e-06 | 3.2808e-06 | 0.019912 | 0.019912 | 0.019912 | 0.9795 | -0.39422 | 0.97999 | -0.38477 | 5.4704
90 | 0.0043375 | 0.001086 | -0.0043373 | -0.001086 | 1.5492e-07 | -1.9925e-08 | 0.0065985 | 0.0065986 | 0.0065986 | 0.97808 | -0.42223 | 0.97804 | -0.42298 | 1.8128
91 | 0.0011063 | 0.00027681 | -0.0011063 | -0.00027726 | 4.0634e-08 | -4.5406e-07 | 0.001683 | 0.0016831 | 0.0016831 | 0.97808 | -0.42223 | 0.97804 | -0.42301 | 0.4624
92 | -0.013113 | -0.0032905 | 0.013114 | 0.003291 | 9.7611e-07 | 5.4199e-07 | 0.019912 | 0.019912 | 0.019912 | 0.97999 | -0.38477 | 0.98006 | -0.38321 | 5.4704
93 | 0.002738 | 0.00068521 | -0.0027373 | -0.00068604 | 6.4441e-07 | -8.301e-07 | 0.0041653 | 0.0041657 | 0.0041657 | 0.97804 | -0.42298 | 0.97779 | -0.42793 | 1.1444
94 | 0.0042762 | 0.0010714 | -0.0042759 | -0.0010714 | 2.763e-07 | -4.3429e-08 | 0.0064923 | 0.0064924 | 0.0064924 | 0.98006 | -0.38321 | 0.98 | -0.38457 | 1.7836
95 | -0.01739 | -0.0043624 | 0.017395 | 0.0043655 | 5.2801e-06 | 3.1247e-06 | 0.026404 | 0.026404 | 0.026404 | 0.98006 | -0.38321 | 0.98039 | -0.37684 | 7.2539
96 | 0.0024516 | 0.00061423 | -0.0024515 | -0.00061441 | 1.0135e-07 | -1.8086e-07 | 0.0037225 | 0.0037225 | 0.0037225 | 0.98 | -0.38457 | 0.97995 | -0.38544 | 1.0227
97 | -0.017903 | -0.0044927 | 0.017905 | 0.0044942 | 2.4783e-06 | 1.4732e-06 | 0.027174 | 0.027174 | 0.027174 | 0.98039 | -0.37684 | 0.98054 | -0.37394 | 7.4655
98 | -0.019763 | -0.0049598 | 0.019766 | 0.0049615 | 2.8311e-06 | 1.7061e-06 | 0.029994 | 0.029994 | 0.029994 | 0.98054 | -0.37394 | 0.98069 | -0.37094 | 8.24
99 | -0.021297 | -0.0053453 | 0.021305 | 0.0053498 | 7.4181e-06 | 4.5085e-06 | 0.032317 | 0.032317 | 0.032317 | 0.98069 | -0.37094 | 0.98106 | -0.36364 | 8.8784
100 | 0.003373 | 0.00084477 | -0.0033725 | -0.0008451 | 5.024e-07 | -3.2475e-07 | 0.0051157 | 0.0051159 | 0.0051159 | 0.98106 | -0.36364 | 0.9809 | -0.36677 | 1.4055
101 | -0.024678 | -0.0061946 | 0.024683 | 0.0061982 | 5.7891e-06 | 3.5658e-06 | 0.037433 | 0.037433 | 0.037433 | 0.98106 | -0.36364 | 0.98132 | -0.35872 | 10.2838
102 | 0.0016307 | 0.00040858 | -0.0016307 | -0.00040869 | 2.337e-08 | -1.1359e-07 | 0.0024737 | 0.0024738 | 0.0024738 | 0.9809 | -0.36677 | 0.98089 | -0.36707 | 0.67961
103 | -0.027476 | -0.0068981 | 0.027495 | 0.0069099 | 1.9073e-05 | 1.1836e-05 | 0.041668 | 0.041667 | 0.041668 | 0.98132 | -0.35872 | 0.98206 | -0.34418 | 11.4471
104 | 0.0036495 | 0.00091455 | -0.0036494 | -0.00091461 | 1.364e-07 | -6.3206e-08 | 0.0055297 | 0.0055297 | 0.0055297 | 0.98206 | -0.34418 | 0.98202 | -0.34496 | 1.5192
105 | -0.031145 | -0.0078245 | 0.031165 | 0.0078373 | 2.0555e-05 | 1.2843e-05 | 0.047197 | 0.047197 | 0.047197 | 0.98206 | -0.34418 | 0.98277 | -0.33036 | 12.9662
106 | -0.034217 | -0.0086022 | 0.034224 | 0.0086066 | 6.9126e-06 | 4.337e-06 | 0.051818 | 0.051818 | 0.051818 | 0.98277 | -0.33036 | 0.98298 | -0.32613 | 14.2357
107 | -0.13503 | -0.034227 | 0.13525 | 0.03436 | 0.00021234 | 0.00013313 | 0.20415 | 0.20415 | 0.20415 | 0.9849 | -0.28817 | 0.98659 | -0.2555 | 14.0214
108 | 0.12029 | 0.030532 | -0.12016 | -0.030452 | 0.00012824 | 7.9972e-05 | 0.18188 | 0.18188 | 0.18188 | 0.9849 | -0.28817 | 0.98375 | -0.31036 | 12.4916
109 | -0.13708 | -0.034819 | 0.13713 | 0.034853 | 5.4652e-05 | 3.4282e-05 | 0.20691 | 0.20691 | 0.20691 | 0.98659 | -0.2555 | 0.98702 | -0.24722 | 14.2109
110 | 0.1183 | 0.029984 | -0.11823 | -0.02994 | 7.0666e-05 | 4.4033e-05 | 0.17905 | 0.17905 | 0.17905 | 0.98375 | -0.31036 | 0.98311 | -0.3228 | 12.2977
111 | 0.005676 | 0.0014221 | -0.005675 | -0.0014219 | 9.5214e-07 | 1.92e-07 | 0.0086859 | 0.008686 | 0.008686 | 0.97236 | -0.53321 | 0.97218 | -0.53673 | 2.3863
112 | -0.0076575 | -0.0019187 | 0.0076588 | 0.0019192 | 1.3227e-06 | 5.2786e-07 | 0.011718 | 0.011718 | 0.011718 | 0.97236 | -0.53321 | 0.97254 | -0.52958 | 3.2193
113 | 0.0045184 | 0.001132 | -0.0045183 | -0.001132 | 1.2793e-07 | -6.5667e-09 | 0.0069157 | 0.0069157 | 0.0069157 | 0.97218 | -0.53673 | 0.97215 | -0.53732 | 1.8999
114 | -0.0076588 | -0.0019192 | 0.0076613 | 0.0019202 | 2.5079e-06 | 1.0005e-06 | 0.011718 | 0.011718 | 0.011718 | 0.97254 | -0.52958 | 0.97289 | -0.52271 | 3.2192
115 | 0.0033957 | 0.00085063 | -0.0033954 | -0.00085079 | 2.6366e-07 | -1.5394e-07 | 0.0051974 | 0.0051975 | 0.0051975 | 0.97215 | -0.53732 | 0.97207 | -0.53895 | 1.4279
116 | -0.0089158 | -0.0022346 | 0.0089169 | 0.0022351 | 1.0898e-06 | 5.0339e-07 | 0.013637 | 0.013637 | 0.013637 | 0.97289 | -0.52271 | 0.97302 | -0.52014 | 3.7463
117 | 0.017769 | 0.0044586 | -0.017763 | -0.0044548 | 6.3964e-06 | 3.8059e-06 | 0.027152 | 0.027152 | 0.027152 | 0.97387 | -0.50335 | 0.97349 | -0.5109 | 7.4593
118 | 0.0016052 | 0.00040212 | -0.0016051 | -0.00040229 | 3.4926e-08 | -1.6888e-07 | 0.0024571 | 0.0024572 | 0.0024572 | 0.97207 | -0.53895 | 0.97205 | -0.53941 | 0.67504
119 | -0.017755 | -0.0044501 | 0.017763 | 0.0044548 | 7.8221e-06 | 4.6546e-06 | 0.027152 | 0.027152 | 0.027152 | 0.97302 | -0.52014 | 0.97349 | -0.5109 | 7.4593
120 | 0.0088378 | 0.002215 | -0.0088342 | -0.0022134 | 3.588e-06 | 1.646e-06 | 0.013515 | 0.013516 | 0.013516 | 0.97302 | -0.52014 | 0.97259 | -0.52867 | 3.7131
121 | 0.0077239 | 0.0019351 | -0.0077221 | -0.0019344 | 1.8077e-06 | 7.2865e-07 | 0.011817 | 0.011817 | 0.011817 | 0.97259 | -0.52867 | 0.97234 | -0.53358 | 3.2465
122 | 0.0069732 | 0.0017467 | -0.0069723 | -0.0017464 | 9.527e-07 | 3.3304e-07 | 0.010671 | 0.010671 | 0.010671 | 0.97234 | -0.53358 | 0.9722 | -0.53645 | 2.9316
123 | 0.0024906 | 0.00062316 | -0.0024906 | -0.00062319 | 1.9358e-08 | -3.1668e-08 | 0.0038117 | 0.0038117 | 0.0038117 | 0.9722 | -0.53645 | 0.97219 | -0.53661 | 1.0472
124 | 0.0016862 | 0.00042159 | -0.001686 | -0.00042254 | 2.2017e-07 | -9.5206e-07 | 0.0025805 | 0.0025809 | 0.0025809 | 0.97219 | -0.53661 | 0.97205 | -0.53936 | 0.70903
125 | 0.036891 | 0.0092849 | -0.036865 | -0.0092684 | 2.622e-05 | 1.6496e-05 | 0.055816 | 0.055816 | 0.055816 | 0.98375 | -0.31125 | 0.98298 | -0.32613 | 15.334

## res_trafo
| p_hv_mw | q_hv_mvar | p_lv_mw | q_lv_mvar | pl_mw | ql_mvar | i_hv_ka | i_lv_ka | vm_hv_pu | va_hv_degree | vm_lv_pu | va_lv_degree | loading_percent
0 | -1.2729e-15 | -1.3162e-15 | 0.00165 | 1.2699e-07 | 0.00165 | 1.2699e-07 | 5.2857e-17 | 0.0023815 | 0.99998 | 149.9956 | 1 | 0 | 0.2619

## res_ext_grid
| p_mw | q_mvar
0 | 0.23493 | 0.060021

## res_load
| p_mw | q_mvar
0 | 0.0014545 | 0.00036453
1 | 0.0019923 | 0.00049932
2 | 0.002115 | 0.00053006
3 | 0.0016998 | 0.00042602
4 | 0.0020464 | 0.00051288
5 | 0.0023044 | 0.00057755
6 | 0.00088473 | 0.00022173
7 | 0.0016856 | 0.00042244
8 | 0.0020654 | 0.00051764
9 | 0.0043333 | 0.001086
10 | 0.0010576 | 0.00026506
11 | 0.0030202 | 0.00075694
12 | 0.0019078 | 0.00047815
13 | 0.0035648 | 0.00089341
14 | 0.0033185 | 0.00083171
15 | 0.0027668 | 0.00069342
16 | 0.0031179 | 0.00078143
17 | 0.0062572 | 0.0015682
18 | 0.002065 | 0.00051753
19 | 0.0021744 | 0.00054496
20 | 0.0025708 | 0.0006443
21 | 0.0025234 | 0.00063242
22 | 0.0023597 | 0.0005914
23 | 0.0051061 | 0.0012797
24 | 0.00090436 | 0.00022665
25 | 0.0014742 | 0.00036947
26 | 0.0023758 | 0.00059543
27 | 0.001388 | 0.00034787
28 | 0.001863 | 0.0004669
29 | 0.0024137 | 0.00060493
30 | 0.0024877 | 0.00062347
31 | 0.0014933 | 0.00037425
32 | 0.0023691 | 0.00059376
33 | 0.0048705 | 0.0012207
34 | 0.0056602 | 0.0014186
35 | 0.0027532 | 0.00069001
36 | 0.0010248 | 0.00025684
37 | 0.0060525 | 0.0015169
38 | 0.0011881 | 0.00029776
39 | 0.0026934 | 0.00067502
40 | 0.0072162 | 0.0018086
41 | 0.0052382 | 0.0013128
42 | 0.0020514 | 0.00051412
43 | 0.0024653 | 0.00061786
44 | 0.0023013 | 0.00057676
45 | 0.0021901 | 0.00054889
46 | 0.0032752 | 0.00082084
47 | 0.0024289 | 0.00060875
48 | 0.0026984 | 0.00067629
49 | 0.0010263 | 0.00025722
50 | 0.0014704 | 0.00036852
51 | 0.0013706 | 0.0003435
52 | 0.0016985 | 0.00042568
53 | 0.0010629 | 0.0002664
54 | 0.0032255 | 0.00080838
55 | 0.0021763 | 0.00054544
56 | 0.0025282 | 0.00063364
57 | 0.00098462 | 0.00024677
58 | 0.0017648 | 0.0004423
59 | 0.00093925 | 0.0002354
60 | 0.00396 | 0.00099247
61 | 0.0011063 | 0.00027726
62 | 0.0015993 | 0.00040083
63 | 0.0027373 | 0.00068604
64 | 0.0018242 | 0.0004572
65 | 0.00050736 | 0.00012716
66 | 0.0024515 | 0.00061441
67 | 0.0018579 | 0.00046564
68 | 0.0015313 | 0.00038379
69 | 0.0017417 | 0.00043652
70 | 0.0027927 | 0.00069992
71 | 0.0016307 | 0.00040869
72 | 0.0036494 | 0.00091461
73 | 0.003052 | 0.0007649
74 | 0.0025158 | 0.00063051
75 | 0.0018303 | 0.00045871
76 | 0.0018665 | 0.00046779
77 | 0.0019815 | 0.00049661
78 | 0.0011566 | 0.00028988
79 | 0.0011226 | 0.00028136
80 | 0.0012545 | 0.00031441
81 | 0.0010432 | 0.00026146
82 | 0.0017902 | 0.00044867
83 | 0.0016051 | 0.00040229
84 | 0.0011103 | 0.00027826
85 | 0.0015501 | 0.00038848
86 | 0.00074888 | 0.00018769
87 | 0.0044817 | 0.0011232
88 | 0.0008044 | 0.0002016
89 | 0.0033666 | 0.00084376
90 | 0.001686 | 0.00042254
91 | 0.0021282 | 0.00053339
92 | 0.0029708 | 0.00074454
93 | 0.0026408 | 0.00066186
94 | 0.0023542 | 0.00059002
95 | 0.0071505 | 0.0017921

## dtypes
| element | column | dtype
0 | bus | name | object
1 | bus | vn_kv | float64
2 | bus | type | object
3 | bus | zone | object
4 | bus | in_service | bool
5 | load | name | object
6 | load | bus | uint32
7 | load | p_mw | float64
8 | load | q_mvar | float64
9 | load | const_z_percent | float64
10 | load | const_i_percent | float64
11 | load | sn_mva | float64
12 | load | scaling | float64
13 | load | in_service | bool
14 | load | type | object
15 | ext_grid | name | object
16 | ext_grid | bus | uint32
17 | ext_grid | vm_pu | float64
18 | ext_grid | va_degree | float64
19 | ext_grid | slack_weight | float64
20 | ext_grid | in_service | bool
21 | line | name | object
22 | line | std_type | object
23 | line | from_bus | uint32
24 | line | to_bus | uint32
25 | line | length_km | float64
26 | line | r_ohm_per_km | float64
27 | line | x_ohm_per_km | float64
28 | line | c_nf_per_km | float64
29 | line | g_us_per_km | float64
30 | line | max_i_ka | float64
31 | line | df | float64
32 | line | parallel | uint32
33 | line | type | object
34 | line | in_service | bool
35 | trafo | name | object
36 | trafo | std_type | object
37 | trafo | hv_bus | uint32
38 | trafo | lv_bus | uint32
39 | trafo | sn_mva | float64
40 | trafo | vn_hv_kv | float64
41 | trafo | vn_lv_kv | float64
42 | trafo | vk_percent | float64
43 | trafo | vkr_percent | float64
44 | trafo | pfe_kw | float64
45 | trafo | i0_percent | float64
46 | trafo | shift_degree | float64
47 | trafo | tap_side | object
48 | trafo | tap_neutral | int32
49 | trafo | tap_min | int32
50 | trafo | tap_max | int32
51 | trafo | tap_step_percent | float64
52 | trafo | tap_step_degree | float64
53 | trafo | tap_pos | int32
54 | trafo | tap_phase_shifter | bool
55 | trafo | parallel | uint32
56 | trafo | df | float64
57 | trafo | in_service | bool
58 | line_geodata | coords | object
59 | bus_geodata | x | float64
60 | bus_geodata | y | float64
61 | bus_geodata | coords | object
62 | res_bus | vm_pu | float64
63 | res_bus | va_degree | float64
64 | res_bus | p_mw | float64
65 | res_bus | q_mvar | float64
66 | res_line | p_from_mw | float64
67 | res_line | q_from_mvar | float64
68 | res_line | p_to_mw | float64
69 | res_line | q_to_mvar | float64
70 | res_line | pl_mw | float64
71 | res_line | ql_mvar | float64
72 | res_line | i_from_ka | float64
73 | res_line | i_to_ka | float64
74 | res_line | i_ka | float64
75 | res_line | vm_from_pu | float64
76 | res_line | va_from_degree | float64
77 | res_line | vm_to_pu | float64
78 | res_line | va_to_degree | float64
79 | res_line | loading_percent | float64
80 | res_trafo | p_hv_mw | float64
81 | res_trafo | q_hv_mvar | float64
82 | res_trafo | p_lv_mw | float64
83 | res_trafo | q_lv_mvar | float64
84 | res_trafo | pl_mw | float64
85 | res_trafo | ql_mvar | float64
86 | res_trafo | i_hv_ka | float64
87 | res_trafo | i_lv_ka | float64
88 | res_trafo | vm_hv_pu | float64
89 | res_trafo | va_hv_degree | float64
90 | res_trafo | vm_lv_pu | float64
91 | res_trafo | va_lv_degree | float64
92 | res_trafo | loading_percent | float64
93 | res_ext_grid | p_mw | float64
94 | res_ext_grid | q_mvar | float64
95 | res_load | p_mw | float64
96 | res_load | q_mvar | float64

## parameters
| version | format_version | converged | OPF_converged | name | f_hz | sn_mva
0 | 2.14.6 | 2.14.0 | TRUE | FALSE |  | 50 | 1