## bus
| name | vn_kv | type | zone | in_service
0 | bus_LV_3004-1_4_5_node_123 | 0.4 | n |  | TRUE
1 | bus_LV_3004-1_4_5_node_124 | 0.4 | n |  | TRUE
2 | bus_LV_3004-1_4_5_node_125 | 0.4 | n |  | TRUE
3 | bus_LV_3004-1_4_5_node_128 | 0.4 | n |  | TRUE
4 | bus_LV_3004-1_4_5_node_129 | 0.4 | n |  | TRUE
5 | bus_LV_3004-1_4_5_node_143 | 0.4 | n |  | TRUE
6 | bus_LV_3004-1_4_5_node_141 | 0.4 | n |  | TRUE
7 | bus_LV_3004-1_4_5_node_394 | 0.4 | n |  | TRUE
8 | bus_LV_3004-1_4_5_node_142 | 0.4 | n |  | TRUE
9 | bus_LV_3004-1_4_5_node_144 | 0.4 | n |  | TRUE
10 | bus_LV_3004-1_4_5_node_356 | 0.4 | n |  | TRUE
11 | bus_LV_3004-1_4_5_node_353 | 0.4 | n |  | TRUE
12 | bus_LV_3004-1_4_5_node_189 | 0.4 | n |  | TRUE
13 | bus_LV_3004-1_4_5_node_190 | 0.4 | n |  | TRUE
14 | bus_LV_3004-1_4_5_node_194 | 0.4 | n |  | TRUE
15 | bus_LV_3004-1_4_5_node_191 | 0.4 | n |  | TRUE
16 | bus_LV_3004-1_4_5_node_192 | 0.4 | n |  | TRUE
17 | bus_LV_3004-1_4_5_node_195 | 0.4 | n |  | TRUE
18 | bus_LV_3004-1_4_5_node_196 | 0.4 | n |  | TRUE
19 | bus_LV_3004-1_4_5_node_199 | 0.4 | n |  | TRUE
20 | bus_LV_3004-1_4_5_node_204 | 0.4 | n |  | TRUE
21 | bus_LV_3004-1_4_5_node_238 | 0.4 | n |  | TRUE
22 | bus_LV_3004-1_4_5_node_197 | 0.4 | n |  | TRUE
23 | bus_LV_3004-1_4_5_node_222 | 0.4 | n |  | TRUE
24 | bus_LV_3004-1_4_5_node_198 | 0.4 | n |  | TRUE
25 | bus_LV_3004-1_4_5_node_381 | 0.4 | n |  | TRUE
26 | bus_LV_3004-1_4_5_node_224 | 0.4 | n |  | TRUE
27 | bus_LV_3004-1_4_5_node_200 | 0.4 | n |  | TRUE
28 | bus_LV_3004-1_4_5_node_201 | 0.4 | n |  | TRUE
29 | bus_LV_3004-1_4_5_node_202 | 0.4 | n |  | TRUE
30 | bus_LV_3004-1_4_5_node_203 | 0.4 | n |  | TRUE
31 | bus_LV_3004-1_4_5_node_205 | 0.4 | n |  | TRUE
32 | bus_LV_3004-1_4_5_node_206 | 0.4 | n |  | TRUE
33 | bus_LV_3004-1_4_5_node_207 | 0.4 | n |  | TRUE
34 | bus_LV_3004-1_4_5_node_241 | 0.4 | n |  | TRUE
35 | bus_LV_3004-1_4_5_node_208 | 0.4 | n |  | TRUE
36 | bus_LV_3004-1_4_5_node_209 | 0.4 | n |  | TRUE
37 | bus_LV_3004-1_4_5_node_210 | 0.4 | n |  | TRUE
38 | bus_LV_3004-1_4_5_node_211 | 0.4 | n |  | TRUE
39 | bus_LV_3004-1_4_5_node_223 | 0.4 | n |  | TRUE
40 | bus_LV_3004-1_4_5_node_216 | 0.4 | n |  | TRUE
41 | bus_LV_3004-1_4_5_node_217 | 0.4 | n |  | TRUE
42 | bus_LV_3004-1_4_5_node_218 | 0.4 | n |  | TRUE
43 | bus_LV_3004-1_4_5_node_219 | 0.4 | n |  | TRUE
44 | bus_LV_3004-1_4_5_node_220 | 0.4 | n |  | TRUE
45 | bus_LV_3004-1_4_5_node_221 | 0.4 | n |  | TRUE
46 | bus_LV_3004-1_4_5_node_393 | 0.4 | n |  | TRUE
47 | bus_LV_3004-1_4_5_node_225 | 0.4 | n |  | TRUE
48 | bus_LV_3004-1_4_5_node_239 | 0.4 | n |  | TRUE
49 | bus_LV_3004-1_4_5_node_240 | 0.4 | n |  | TRUE
50 | bus_LV_3004-1_4_5_node_230 | 0.4 | n |  | TRUE
51 | bus_LV_3004-1_4_5_node_235 | 0.4 | n |  | TRUE
52 | bus_LV_3004-1_4_5_node_236 | 0.4 | n |  | TRUE
53 | bus_LV_3004-1_4_5_node_237 | 0.4 | n |  | TRUE
54 | bus_LV_3004-1_4_5_node_267 | 0.4 | n |  | TRUE
55 | bus_LV_3004-1_4_5_node_243 | 0.4 | n |  | TRUE
56 | bus_LV_3004-1_4_5_node_242 | 0.4 | n |  | TRUE
57 | bus_LV_3004-1_4_5_node_245 | 0.4 | n |  | TRUE
58 | bus_LV_3004-1_4_5_node_246 | 0.4 | n |  | TRUE
59 | bus_LV_3004-1_4_5_node_247 | 0.4 | n |  | TRUE
60 | bus_LV_3004-1_4_5_node_244 | 0.4 | n |  | TRUE
61 | bus_LV_3004-1_4_5_node_248 | 0.4 | n |  | TRUE
62 | bus_LV_3004-1_4_5_node_249 | 0.4 | n |  | TRUE
63 | bus_LV_3004-1_4_5_node_297 | 0.4 | n |  | TRUE
64 | bus_LV_3004-1_4_5_node_312 | 0.4 | n |  | TRUE
65 | bus_LV_3004-1_4_5_node_311 | 0.4 | n |  | TRUE
66 | bus_LV_3004-1_4_5_node_385 | 0.4 | n |  | TRUE
67 | bus_LV_3004-1_4_5_node_287 | 0.4 | n |  | TRUE
68 | bus_LV_3004-1_4_5_node_292 | 0.4 | n |  | TRUE
69 | bus_LV_3004-1_4_5_node_293 | 0.4 | n |  | TRUE
70 | bus_LV_3004-1_4_5_node_288 | 0.4 | n |  | TRUE
71 | bus_LV_3004-1_4_5_node_404 | 0.4 | n |  | TRUE
72 | bus_LV_3004-1_4_5_node_328 | 0.4 | n |  | TRUE
73 | bus_LV_3004-1_4_5_node_294 | 0.4 | n |  | TRUE
74 | bus_LV_3004-1_4_5_node_295 | 0.4 | n |  | TRUE
75 | bus_LV_3004-1_4_5_node_296 | 0.4 | n |  | TRUE
76 | bus_LV_3004-1_4_5_node_359 | 0.4 | n |  | TRUE
77 | bus_LV_3004-1_4_5_node_358 | 0.4 | n |  | TRUE
78 | bus_LV_3004-1_4_5_node_298 | 0.4 | n |  | TRUE
79 | bus_LV_3004-1_4_5_node_301 | 0.4 | n |  | TRUE
80 | bus_LV_3004-1_4_5_node_302 | 0.4 | n |  | TRUE
81 | bus_LV_3004-1_4_5_node_304 | 0.4 | n |  | TRUE
82 | bus_LV_3004-1_4_5_node_307 | 0.4 | n |  | TRUE
83 | bus_LV_3004-1_4_5_node_308 | 0.4 | n |  | TRUE
84 | bus_LV_3004-1_4_5_node_309 | 0.4 | n |  | TRUE
85 | bus_LV_3004-1_4_5_node_316 | 0.4 | n |  | TRUE
86 | bus_LV_3004-1_4_5_node_310 | 0.4 | n |  | TRUE
87 | bus_LV_3004-1_4_5_node_331 | 0.4 | n |  | TRUE
88 | bus_LV_3004-1_4_5_node_313 | 0.4 | n |  | TRUE
89 | bus_LV_3004-1_4_5_node_341 | 0.4 | n |  | TRUE
90 | bus_LV_3004-1_4_5_node_314 | 0.4 | n |  | TRUE
91 | bus_LV_3004-1_4_5_node_315 | 0.4 | n |  | TRUE
92 | bus_LV_3004-1_4_5_node_344 | 0.4 | n |  | TRUE
93 | bus_LV_3004-1_4_5_node_317 | 0.4 | n |  | TRUE
94 | bus_LV_3004-1_4_5_node_346 | 0.4 | n |  | TRUE
95 | bus_LV_3004-1_4_5_node_395 | 0.4 | n |  | TRUE
96 | bus_LV_3004-1_4_5_node_329 | 0.4 | n |  | TRUE
97 | bus_LV_3004-1_4_5_node_330 | 0.4 | n |  | TRUE
98 | bus_LV_3004-1_4_5_node_338 | 0.4 | n |  | TRUE
99 | bus_LV_3004-1_4_5_node_339 | 0.4 | n |  | TRUE
100 | bus_LV_3004-1_4_5_node_340 | 0.4 | n |  | TRUE
101 | bus_LV_3004-1_4_5_node_342 | 0.4 | n |  | TRUE
102 | bus_LV_3004-1_4_5_node_343 | 0.4 | n |  | TRUE
103 | bus_LV_3004-1_4_5_node_345 | 0.4 | n |  | TRUE
104 | bus_LV_3004-1_4_5_node_347 | 0.4 | n |  | TRUE
105 | bus_LV_3004-1_4_5_node_348 | 0.4 | n |  | TRUE
106 | bus_LV_3004-1_4_5_node_349 | 0.4 | n |  | TRUE
107 | bus_LV_3004-1_4_5_node_354 | 0.4 | n |  | TRUE
108 | bus_LV_3004-1_4_5_node_351 | 0.4 | n |  | TRUE
109 | bus_LV_3004-1_4_5_node_352 | 0.4 | n |  | TRUE
110 | bus_LV_3004-1_4_5_node_355 | 0.4 | n |  | TRUE
111 | bus_LV_3004-1_4_5_node_357 | 0.4 | n |  | TRUE
112 | bus_LV_3004-1_4_5_node_361 | 0.4 | n |  | TRUE
113 | bus_LV_3004-1_4_5_node_360 | 0.4 | n |  | TRUE
114 | bus_LV_3004-1_4_5_node_363 | 0.4 | n |  | TRUE
115 | bus_LV_3004-1_4_5_node_362 | 0.4 | n |  | TRUE
116 | bus_LV_3004-1_4_5_node_364 | 0.4 | n |  | TRUE
117 | bus_LV_3004-1_4_5_node_365 | 0.4 | n |  | TRUE
118 | bus_LV_3004-1_4_5_node_366 | 0.4 | n |  | TRUE
119 | bus_LV_3004-1_4_5_node_367 | 0.4 | n |  | TRUE
120 | bus_LV_3004-1_4_5_node_368 | 0.4 | n |  | TRUE
121 | bus_LV_3004-1_4_5_node_369 | 0.4 | n |  | TRUE
122 | bus_LV_3004-1_4_5_node_386 | 0.4 | n |  | TRUE
123 | bus_LV_3004-1_4_5_node_370 | 0.4 | n |  | TRUE
124 | bus_LV_3004-1_4_5_node_371 | 0.4 | n |  | TRUE
125 | bus_LV_3004-1_4_5_node_372 | 0.4 | n |  | TRUE
126 | bus_LV_3004-1_4_5_node_373 | 0.4 | n |  | TRUE
127 | bus_LV_3004-1_4_5_node_374 | 0.4 | n |  | TRUE
128 | bus_LV_3004-1_4_5_node_375 | 0.4 | n |  | TRUE
129 | bus_LV_3004-1_4_5_node_376 | 0.4 | n |  | TRUE
130 | bus_LV_3004-1_4_5_node_377 | 0.4 | n |  | TRUE
131 | bus_LV_3004-1_4_5_node_378 | 0.4 | n |  | TRUE
132 | bus_LV_3004-1_4_5_node_379 | 0.4 | n |  | TRUE
133 | bus_LV_3004-1_4_5_node_380 | 0.4 | n |  | TRUE
134 | bus_LV_3004-1_4_5_node_382 | 0.4 | n |  | TRUE
135 | bus_LV_3004-1_4_5_node_383 | 0.4 | n |  | TRUE
136 | bus_LV_3004-1_4_5_node_387 | 0.4 | n |  | TRUE
137 | bus_LV_3004-1_4_5_node_384 | 0.4 | n |  | TRUE
138 | bus_LV_3004-1_4_5_node_388 | 0.4 | n |  | TRUE
139 | bus_LV_3004-1_4_5_node_389 | 0.4 | n |  | TRUE
140 | bus_LV_3004-1_4_5_node_390 | 0.4 | n |  | TRUE
141 | bus_LV_3004-1_4_5_node_391 | 0.4 | n |  | TRUE
142 | bus_LV_3004-1_4_5_node_392 | 0.4 | n |  | TRUE
143 | bus_LV_3004-1_4_5_node_396 | 0.4 | n |  | TRUE
144 | bus_LV_3004-1_4_5_node_397 | 0.4 | n |  | TRUE
145 | bus_LV_3004-1_4_5_node_398 | 0.4 | n |  | TRUE
146 | bus_LV_3004-1_4_5_node_399 | 0.4 | n |  | TRUE
147 | bus_LV_3004-1_4_5_node_400 | 0.4 | n |  | TRUE
148 | bus_LV_3004-1_4_5_node_401 | 0.4 | n |  | TRUE
149 | bus_LV_3004-1_4_5_node_402 | 0.4 | n |  | TRUE
150 | bus_LV_3004-1_4_5_node_403 | 0.4 | n |  | TRUE
151 | bus_LV_3004-1_4_5_node_405 | 0.4 | n |  | TRUE
152 | bus_LV_3004-1_4_5_node_412 | 0.4 | n |  | TRUE
153 | bus_LV_3004-1_4_5_node_406 | 0.4 | n |  | TRUE
154 | bus_LV_3004-1_4_5_node_407 | 0.4 | n |  | TRUE
155 | bus_LV_3004-1_4_5_node_408 | 0.4 | n |  | TRUE
156 | bus_LV_3004-1_4_5_node_409 | 0.4 | n |  | TRUE
157 | bus_LV_3004-1_4_5_node_410 | 0.4 | n |  | TRUE
158 | bus_LV_3004-1_4_5_node_411 | 0.4 | n |  | TRUE
159 | bus_MV_39_0_node_6 | 20 | n |  | TRUE

## load
| name | bus | p_mw | q_mvar | const_z_percent | const_i_percent | sn_mva | scaling | in_service | type
0 | LV_3004-1_4_5_load_123 | 0 | 0.001345 | 0.00033708 | 0 | 0 |  | 1 | TRUE | wye
1 | LV_3004-1_4_5_load_129 | 4 | 0.0035482 | 0.00088926 | 0 | 0 |  | 1 | TRUE | wye
2 | LV_3004-1_4_5_load_143 | 5 | 0.00078302 | 0.00019624 | 0 | 0 |  | 1 | TRUE | wye
3 | LV_3004-1_4_5_load_141 | 6 | 0.0034835 | 0.00087305 | 0 | 0 |  | 1 | TRUE | wye
4 | LV_3004-1_4_5_load_394 | 7 | 0.0029477 | 0.00073876 | 0 | 0 |  | 1 | TRUE | wye
5 | LV_3004-1_4_5_load_142 | 8 | 0.0040172 | 0.0010068 | 0 | 0 |  | 1 | TRUE | wye
6 | LV_3004-1_4_5_load_353 | 11 | 0.00060894 | 0.00015262 | 0 | 0 |  | 1 | TRUE | wye
7 | LV_3004-1_4_5_load_189 | 12 | 0.0013309 | 0.00033356 | 0 | 0 |  | 1 | TRUE | wye
8 | LV_3004-1_4_5_load_194 | 14 | 0.0010234 | 0.00025648 | 0 | 0 |  | 1 | TRUE | wye
9 | LV_3004-1_4_5_load_191 | 15 | 0.0002027 | 5.0801e-05 | 0 | 0 |  | 1 | TRUE | wye
10 | LV_3004-1_4_5_load_195 | 17 | 0.0002552 | 6.3958e-05 | 0 | 0 |  | 1 | TRUE | wye
11 | LV_3004-1_4_5_load_196 | 18 | 0.00026564 | 6.6577e-05 | 0 | 0 |  | 1 | TRUE | wye
12 | LV_3004-1_4_5_load_199 | 19 | 0.0039773 | 0.00099681 | 0 | 0 |  | 1 | TRUE | wye
13 | LV_3004-1_4_5_load_204 | 20 | 0.0011048 | 0.0002769 | 0 | 0 |  | 1 | TRUE | wye
14 | LV_3004-1_4_5_load_197 | 22 | 0.0015055 | 0.00037731 | 0 | 0 |  | 1 | TRUE | wye
15 | LV_3004-1_4_5_load_222 | 23 | 0.0019747 | 0.00049492 | 0 | 0 |  | 1 | TRUE | wye
16 | LV_3004-1_4_5_load_198 | 24 | 0.0018689 | 0.00046838 | 0 | 0 |  | 1 | TRUE | wye
17 | LV_3004-1_4_5_load_381 | 25 | 0.0028853 | 0.00072312 | 0 | 0 |  | 1 | TRUE | wye
18 | LV_3004-1_4_5_load_200 | 27 | 0.0023528 | 0.00058966 | 0 | 0 |  | 1 | TRUE | wye
19 | LV_3004-1_4_5_load_201 | 28 | 0.0013636 | 0.00034175 | 0 | 0 |  | 1 | TRUE | wye
20 | LV_3004-1_4_5_load_203 | 30 | 0.0017375 | 0.00043547 | 0 | 0 |  | 1 | TRUE | wye
21 | LV_3004-1_4_5_load_205 | 31 | 0.0012679 | 0.00031777 | 0 | 0 |  | 1 | TRUE | wye
22 | LV_3004-1_4_5_load_206 | 32 | 0.0018207 | 0.00045631 | 0 | 0 |  | 1 | TRUE | wye
23 | LV_3004-1_4_5_load_207 | 33 | 0.0014079 | 0.00035286 | 0 | 0 |  | 1 | TRUE | wye
24 | LV_3004-1_4_5_load_208 | 35 | 0.0004669 | 0.00011702 | 0 | 0 |  | 1 | TRUE | wye
25 | LV_3004-1_4_5_load_209 | 36 | 0.0014042 | 0.00035192 | 0 | 0 |  | 1 | TRUE | wye
26 | LV_3004-1_4_5_load_210 | 37 | 0.0019393 | 0.00048603 | 0 | 0 |  | 1 | TRUE | wye
27 | LV_3004-1_4_5_load_211 | 38 | 0.00085606 | 0.00021455 | 0 | 0 |  | 1 | TRUE | wye
28 | LV_3004-1_4_5_load_216 | 40 | 0.00042455 | 0.0001064 | 0 | 0 |  | 1 | TRUE | wye
29 | LV_3004-1_4_5_load_217 | 41 | 0.00096644 | 0.00024221 | 0 | 0 |  | 1 | TRUE | wye
30 | LV_3004-1_4_5_load_218 | 42 | 0.00067161 | 0.00016832 | 0 | 0 |  | 1 | TRUE | wye
31 | LV_3004-1_4_5_load_219 | 43 | 0.0010738 | 0.00026913 | 0 | 0 |  | 1 | TRUE | wye
32 | LV_3004-1_4_5_load_220 | 44 | 0.0014326 | 0.00035905 | 0 | 0 |  | 1 | TRUE | wye
33 | LV_3004-1_4_5_load_221 | 45 | 0.0010395 | 0.00026052 | 0 | 0 |  | 1 | TRUE | wye
34 | LV_3004-1_4_5_load_393 | 46 | 0.00096075 | 0.00024079 | 0 | 0 |  | 1 | TRUE | wye
35 | LV_3004-1_4_5_load_225 | 47 | 0.0014119 | 0.00035385 | 0 | 0 |  | 1 | TRUE | wye
36 | LV_3004-1_4_5_load_239 | 48 | 0.0012452 | 0.00031206 | 0 | 0 |  | 1 | TRUE | wye
37 | LV_3004-1_4_5_load_230 | 50 | 0.0001688 | 4.2305e-05 | 0 | 0 |  | 1 | TRUE | wye
38 | LV_3004-1_4_5_load_236 | 52 | 0.00069387 | 0.0001739 | 0 | 0 |  | 1 | TRUE | wye
39 | LV_3004-1_4_5_load_237 | 53 | 0.00057417 | 0.0001439 | 0 | 0 |  | 1 | TRUE | wye
40 | LV_3004-1_4_5_load_267 | 54 | 0.00047734 | 0.00011963 | 0 | 0 |  | 1 | TRUE | wye
41 | LV_3004-1_4_5_load_242 | 56 | 0.0013424 | 0.00033645 | 0 | 0 |  | 1 | TRUE | wye
42 | LV_3004-1_4_5_load_245 | 57 | 0.0038674 | 0.00096926 | 0 | 0 |  | 1 | TRUE | wye
43 | LV_3004-1_4_5_load_246 | 58 | 0.0027744 | 0.00069534 | 0 | 0 |  | 1 | TRUE | wye
44 | LV_3004-1_4_5_load_247 | 59 | 0.0021682 | 0.00054341 | 0 | 0 |  | 1 | TRUE | wye
45 | LV_3004-1_4_5_load_248 | 61 | 0.0018092 | 0.00045342 | 0 | 0 |  | 1 | TRUE | wye
46 | LV_3004-1_4_5_load_249 | 62 | 0.00065797 | 0.0001649 | 0 | 0 |  | 1 | TRUE | wye
47 | LV_3004-1_4_5_load_297 | 63 | 0.0016961 | 0.00042509 | 0 | 0 |  | 1 | TRUE | wye
48 | LV_3004-1_4_5_load_311 | 65 | 0.0013177 | 0.00033025 | 0 | 0 |  | 1 | TRUE | wye
49 | LV_3004-1_4_5_load_292 | 68 | 0.0014731 | 0.00036918 | 0 | 0 |  | 1 | TRUE | wye
50 | LV_3004-1_4_5_load_293 | 69 | 0.0016513 | 0.00041385 | 0 | 0 |  | 1 | TRUE | wye
51 | LV_3004-1_4_5_load_288 | 70 | 0.00037732 | 9.4566e-05 | 0 | 0 |  | 1 | TRUE | wye
52 | LV_3004-1_4_5_load_404 | 71 | 0.0009269 | 0.0002323 | 0 | 0 |  | 1 | TRUE | wye
53 | LV_3004-1_4_5_load_296 | 75 | 0.0046617 | 0.0011683 | 0 | 0 |  | 1 | TRUE | wye
54 | LV_3004-1_4_5_load_359 | 76 | 0.0022021 | 0.00055189 | 0 | 0 |  | 1 | TRUE | wye
55 | LV_3004-1_4_5_load_358 | 77 | 0.0027293 | 0.00068402 | 0 | 0 |  | 1 | TRUE | wye
56 | LV_3004-1_4_5_load_298 | 78 | 0.0022832 | 0.00057223 | 0 | 0 |  | 1 | TRUE | wye
57 | LV_3004-1_4_5_load_301 | 79 | 0.00032415 | 8.124e-05 | 0 | 0 |  | 1 | TRUE | wye
58 | LV_3004-1_4_5_load_302 | 80 | 0.0019184 | 0.00048079 | 0 | 0 |  | 1 | TRUE | wye
59 | LV_3004-1_4_5_load_304 | 81 | 0.00076512 | 0.00019176 | 0 | 0 |  | 1 | TRUE | wye
60 | LV_3004-1_4_5_load_307 | 82 | 0.0012167 | 0.00030494 | 0 | 0 |  | 1 | TRUE | wye
61 | LV_3004-1_4_5_load_309 | 84 | 0.0012515 | 0.00031365 | 0 | 0 |  | 1 | TRUE | wye
62 | LV_3004-1_4_5_load_310 | 86 | 0.0014928 | 0.00037412 | 0 | 0 |  | 1 | TRUE | wye
63 | LV_3004-1_4_5_load_331 | 87 | 0.0070797 | 0.0017743 | 0 | 0 |  | 1 | TRUE | wye
64 | LV_3004-1_4_5_load_313 | 88 | 0.0019736 | 0.00049464 | 0 | 0 |  | 1 | TRUE | wye
65 | LV_3004-1_4_5_load_341 | 89 | 0.0038182 | 0.00095693 | 0 | 0 |  | 1 | TRUE | wye
66 | LV_3004-1_4_5_load_315 | 91 | 0.003333 | 0.00083532 | 0 | 0 |  | 1 | TRUE | wye
67 | LV_3004-1_4_5_load_344 | 92 | 0.0027582 | 0.00069126 | 0 | 0 |  | 1 | TRUE | wye
68 | LV_3004-1_4_5_load_317 | 93 | 0.0025036 | 0.00062746 | 0 | 0 |  | 1 | TRUE | wye
69 | LV_3004-1_4_5_load_346 | 94 | 0.0012787 | 0.00032046 | 0 | 0 |  | 1 | TRUE | wye
70 | LV_3004-1_4_5_load_395 | 95 | 0.0026009 | 0.00065183 | 0 | 0 |  | 1 | TRUE | wye
71 | LV_3004-1_4_5_load_329 | 96 | 0.0013688 | 0.00034306 | 0 | 0 |  | 1 | TRUE | wye
72 | LV_3004-1_4_5_load_330 | 97 | 0.0010401 | 0.00026066 | 0 | 0 |  | 1 | TRUE | wye
73 | LV_3004-1_4_5_load_338 | 98 | 0.0036943 | 0.00092588 | 0 | 0 |  | 1 | TRUE | wye
74 | LV_3004-1_4_5_load_339 | 99 | 0.003087 | 0.00077367 | 0 | 0 |  | 1 | TRUE | wye
75 | LV_3004-1_4_5_load_340 | 100 | 0.0033538 | 0.00084053 | 0 | 0 |  | 1 | TRUE | wye
76 | LV_3004-1_4_5_load_342 | 101 | 0.0046561 | 0.0011669 | 0 | 0 |  | 1 | TRUE | wye
77 | LV_3004-1_4_5_load_343 | 102 | 0.0032507 | 0.00081469 | 0 | 0 |  | 1 | TRUE | wye
78 | LV_3004-1_4_5_load_345 | 103 | 0.0014345 | 0.00035951 | 0 | 0 |  | 1 | TRUE | wye
79 | LV_3004-1_4_5_load_348 | 105 | 0.0019153 | 0.00048002 | 0 | 0 |  | 1 | TRUE | wye
80 | LV_3004-1_4_5_load_354 | 107 | 0.0019207 | 0.00048138 | 0 | 0 |  | 1 | TRUE | wye
81 | LV_3004-1_4_5_load_351 | 108 | 0.00099834 | 0.00025021 | 0 | 0 |  | 1 | TRUE | wye
82 | LV_3004-1_4_5_load_352 | 109 | 0.00075087 | 0.00018819 | 0 | 0 |  | 1 | TRUE | wye
83 | LV_3004-1_4_5_load_355 | 110 | 0.0018276 | 0.00045804 | 0 | 0 |  | 1 | TRUE | wye
84 | LV_3004-1_4_5_load_357 | 111 | 0.0014643 | 0.00036699 | 0 | 0 |  | 1 | TRUE | wye
85 | LV_3004-1_4_5_load_361 | 112 | 0.0024388 | 0.00061123 | 0 | 0 |  | 1 | TRUE | wye
86 | LV_3004-1_4_5_load_360 | 113 | 0.0024736 | 0.00061994 | 0 | 0 |  | 1 | TRUE | wye
87 | LV_3004-1_4_5_load_363 | 114 | 0.0031688 | 0.00079417 | 0 | 0 |  | 1 | TRUE | wye
88 | LV_3004-1_4_5_load_362 | 115 | 0.002622 | 0.00065713 | 0 | 0 |  | 1 | TRUE | wye
89 | LV_3004-1_4_5_load_364 | 116 | 0.0021832 | 0.00054715 | 0 | 0 |  | 1 | TRUE | wye
90 | LV_3004-1_4_5_load_365 | 117 | 0.0048635 | 0.0012189 | 0 | 0 |  | 1 | TRUE | wye
91 | LV_3004-1_4_5_load_366 | 118 | 0.010317 | 0.0025858 | 0 | 0 |  | 1 | TRUE | wye
92 | LV_3004-1_4_5_load_386 | 122 | 0.0019056 | 0.00047758 | 0 | 0 |  | 1 | TRUE | wye
93 | LV_3004-1_4_5_load_370 | 123 | 0.00068444 | 0.00017154 | 0 | 0 |  | 1 | TRUE | wye
94 | LV_3004-1_4_5_load_371 | 124 | 0.0015947 | 0.00039967 | 0 | 0 |  | 1 | TRUE | wye
95 | LV_3004-1_4_5_load_372 | 125 | 0.00081945 | 0.00020537 | 0 | 0 |  | 1 | TRUE | wye
96 | LV_3004-1_4_5_load_373 | 126 | 0.0020097 | 0.00050367 | 0 | 0 |  | 1 | TRUE | wye
97 | LV_3004-1_4_5_load_374 | 127 | 0.0021452 | 0.00053763 | 0 | 0 |  | 1 | TRUE | wye
98 | LV_3004-1_4_5_load_375 | 128 | 0.0020235 | 0.00050715 | 0 | 0 |  | 1 | TRUE | wye
99 | LV_3004-1_4_5_load_376 | 129 | 0.0015737 | 0.00039441 | 0 | 0 |  | 1 | TRUE | wye
100 | LV_3004-1_4_5_load_377 | 130 | 0.0017811 | 0.0004464 | 0 | 0 |  | 1 | TRUE | wye
101 | LV_3004-1_4_5_load_378 | 131 | 0.0012295 | 0.00030815 | 0 | 0 |  | 1 | TRUE | wye
102 | LV_3004-1_4_5_load_382 | 134 | 0.0020911 | 0.00052407 | 0 | 0 |  | 1 | TRUE | wye
103 | LV_3004-1_4_5_load_383 | 135 | 0.0016254 | 0.00040736 | 0 | 0 |  | 1 | TRUE | wye
104 | LV_3004-1_4_5_load_387 | 136 | 0.0016299 | 0.00040848 | 0 | 0 |  | 1 | TRUE | wye
105 | LV_3004-1_4_5_load_384 | 137 | 0.002447 | 0.00061327 | 0 | 0 |  | 1 | TRUE | wye
106 | LV_3004-1_4_5_load_388 | 138 | 0.0018538 | 0.00046461 | 0 | 0 |  | 1 | TRUE | wye
107 | LV_3004-1_4_5_load_389 | 139 | 0.0014241 | 0.00035692 | 0 | 0 |  | 1 | TRUE | wye
108 | LV_3004-1_4_5_load_390 | 140 | 0.0015188 | 0.00038064 | 0 | 0 |  | 1 | TRUE | wye
109 | LV_3004-1_4_5_load_391 | 141 | 0.00068716 | 0.00017222 | 0 | 0 |  | 1 | TRUE | wye
110 | LV_3004-1_4_5_load_392 | 142 | 0.0013176 | 0.00033023 | 0 | 0 |  | 1 | TRUE | wye
111 | LV_3004-1_4_5_load_396 | 143 | 0.0032692 | 0.00081935 | 0 | 0 |  | 1 | TRUE | wye
112 | LV_3004-1_4_5_load_397 | 144 | 0.0023993 | 0.00060132 | 0 | 0 |  | 1 | TRUE | wye
113 | LV_3004-1_4_5_load_398 | 145 | 0.0032539 | 0.00081551 | 0 | 0 |  | 1 | TRUE | wye
114 | LV_3004-1_4_5_load_399 | 146 | 0.0027725 | 0.00069485 | 0 | 0 |  | 1 | TRUE | wye
115 | LV_3004-1_4_5_load_401 | 148 | 0.0020866 | 0.00052295 | 0 | 0 |  | 1 | TRUE | wye
116 | LV_3004-1_4_5_load_402 | 149 | 0.0015867 | 0.00039766 | 0 | 0 |  | 1 | TRUE | wye
117 | LV_3004-1_4_5_load_403 | 150 | 0.0012395 | 0.00031065 | 0 | 0 |  | 1 | TRUE | wye
118 | LV_3004-1_4_5_load_405 | 151 | 0.0006217 | 0.00015581 | 0 | 0 |  | 1 | TRUE | wye
119 | LV_3004-1_4_5_load_412 | 152 | 0.00088681 | 0.00022226 | 0 | 0 |  | 1 | TRUE | wye
120 | LV_3004-1_4_5_load_406 | 153 | 0.001884 | 0.00047216 | 0 | 0 |  | 1 | TRUE | wye
121 | LV_3004-1_4_5_load_407 | 154 | 0.004099 | 0.0010273 | 0 | 0 |  | 1 | TRUE | wye
122 | LV_3004-1_4_5_load_408 | 155 | 0.0022741 | 0.00056995 | 0 | 0 |  | 1 | TRUE | wye
123 | LV_3004-1_4_5_load_409 | 156 | 0.00072329 | 0.00018127 | 0 | 0 |  | 1 | TRUE | wye
124 | LV_3004-1_4_5_load_410 | 157 | 0.00075838 | 0.00019007 | 0 | 0 |  | 1 | TRUE | wye
125 | LV_3004-1_4_5_load_411 | 158 | 0.00087849 | 0.00022017 | 0 | 0 |  | 1 | TRUE | wye

## ext_grid
| name | bus | vm_pu | va_degree | slack_weight | in_service
0 |  | 69 | 1 | 0 | 1 | TRUE

## line
| name | std_type | from_bus | to_bus | length_km | r_ohm_per_km | x_ohm_per_km | c_nf_per_km | g_us_per_km | max_i_ka | df | parallel | type | in_service
0 | LV_3004-1_4_5_line_0 |  | 0 | 1 | 0.13855 | 0.125 | 0.08 | 261 | 0 | 0.364 | 1 | 1 | cs | TRUE
1 | LV_3004-1_4_5_line_1 |  | 1 | 2 | 0.27298 | 0.125 | 0.08 | 261 | 0 | 0.364 | 1 | 1 | cs | TRUE
2 | LV_3004-1_4_5_line_2 |  | 2 | 3 | 0.016162 | 0.125 | 0.08 | 261 | 0 | 0.364 | 1 | 4 | cs | TRUE
3 | LV_3004-1_4_5_line_3 |  | 2 | 4 | 0.018695 | 0.125 | 0.08 | 261 | 0 | 0.364 | 1 | 4 | cs | TRUE
4 | LV_3004-1_4_5_line_4 |  | 3 | 5 | 0.054052 | 0.125 | 0.08 | 261 | 0 | 0.364 | 1 | 4 | cs | TRUE
5 | LV_3004-1_4_5_line_5 |  | 3 | 6 | 0.022824 | 0.125 | 0.08 | 261 | 0 | 0.364 | 1 | 1 | cs | TRUE
6 | LV_3004-1_4_5_line_6 |  | 4 | 7 | 0.017604 | 0.125 | 0.08 | 261 | 0 | 0.364 | 1 | 4 | cs | TRUE
7 | LV_3004-1_4_5_line_7 |  | 5 | 9 | 0.039 | 0.125 | 0.08 | 261 | 0 | 0.364 | 1 | 4 | cs | TRUE
8 | LV_3004-1_4_5_line_8 |  | 6 | 8 | 0.032535 | 0.125 | 0.08 | 261 | 0 | 0.364 | 1 | 1 | cs | TRUE
9 | LV_3004-1_4_5_line_9 |  | 7 | 120 | 0.028608 | 0.125 | 0.08 | 261 | 0 | 0.364 | 1 | 4 | cs | TRUE
10 | LV_3004-1_4_5_line_10 |  | 9 | 10 | 0.016269 | 0.125 | 0.08 | 261 | 0 | 0.364 | 1 | 4 | cs | TRUE
11 | LV_3004-1_4_5_line_11 |  | 9 | 11 | 0.023543 | 0.125 | 0.08 | 261 | 0 | 0.364 | 1 | 1 | cs | TRUE
12 | LV_3004-1_4_5_line_12 |  | 10 | 111 | 0.012067 | 0.125 | 0.08 | 261 | 0 | 0.364 | 1 | 1 | cs | TRUE
13 | LV_3004-1_4_5_line_13 |  | 10 | 75 | 0.043366 | 0.125 | 0.08 | 261 | 0 | 0.364 | 1 | 4 | cs | TRUE
14 | LV_3004-1_4_5_line_14 |  | 11 | 109 | 0.010452 | 0.125 | 0.08 | 261 | 0 | 0.364 | 1 | 1 | cs | TRUE
15 | LV_3004-1_4_5_line_15 |  | 12 | 13 | 0.058265 | 0.125 | 0.08 | 261 | 0 | 0.364 | 1 | 1 | cs | TRUE
16 | LV_3004-1_4_5_line_16 |  | 13 | 14 | 0.202 | 0.125 | 0.08 | 261 | 0 | 0.364 | 1 | 1 | cs | TRUE
17 | LV_3004-1_4_5_line_17 |  | 14 | 19 | 0.0059626 | 0.125 | 0.08 | 261 | 0 | 0.364 | 1 | 1 | cs | TRUE
18 | LV_3004-1_4_5_line_18 |  | 15 | 16 | 0.0088546 | 0.125 | 0.08 | 261 | 0 | 0.364 | 1 | 1 | cs | TRUE
19 | LV_3004-1_4_5_line_19 |  | 16 | 17 | 0.012236 | 0.125 | 0.08 | 261 | 0 | 0.364 | 1 | 1 | cs | TRUE
20 | LV_3004-1_4_5_line_20 |  | 16 | 18 | 0.0030921 | 0.125 | 0.08 | 261 | 0 | 0.364 | 1 | 1 | cs | TRUE
21 | LV_3004-1_4_5_line_21 |  | 17 | 20 | 0.23734 | 0.125 | 0.08 | 261 | 0 | 0.364 | 1 | 1 | cs | TRUE
22 | LV_3004-1_4_5_line_22 |  | 18 | 21 | 0.030331 | 0.125 | 0.08 | 261 | 0 | 0.364 | 1 | 1 | cs | TRUE
23 | LV_3004-1_4_5_line_23 |  | 19 | 26 | 0.037434 | 0.125 | 0.08 | 261 | 0 | 0.364 | 1 | 1 | cs | TRUE
24 | LV_3004-1_4_5_line_24 |  | 20 | 29 | 0.016028 | 0.125 | 0.08 | 261 | 0 | 0.364 | 1 | 1 | cs | TRUE
25 | LV_3004-1_4_5_line_25 |  | 21 | 54 | 0.014341 | 0.125 | 0.08 | 261 | 0 | 0.364 | 1 | 1 | cs | TRUE
26 | LV_3004-1_4_5_line_26 |  | 21 | 50 | 0.10732 | 0.125 | 0.08 | 261 | 0 | 0.364 | 1 | 1 | cs | TRUE
27 | LV_3004-1_4_5_line_27 |  | 21 | 53 | 0.016352 | 0.125 | 0.08 | 261 | 0 | 0.364 | 1 | 1 | cs | TRUE
28 | LV_3004-1_4_5_line_28 |  | 22 | 23 | 0.023873 | 0.125 | 0.08 | 261 | 0 | 0.364 | 1 | 1 | cs | TRUE
29 | LV_3004-1_4_5_line_29 |  | 23 | 44 | 0.025887 | 0.125 | 0.08 | 261 | 0 | 0.364 | 1 | 1 | cs | TRUE
30 | LV_3004-1_4_5_line_30 |  | 24 | 25 | 0.012198 | 0.125 | 0.08 | 261 | 0 | 0.364 | 1 | 1 | cs | TRUE
31 | LV_3004-1_4_5_line_31 |  | 25 | 132 | 0.0091818 | 0.125 | 0.08 | 261 | 0 | 0.364 | 1 | 1 | cs | TRUE
32 | LV_3004-1_4_5_line_32 |  | 26 | 48 | 0.054183 | 0.125 | 0.08 | 261 | 0 | 0.364 | 1 | 1 | cs | TRUE
33 | LV_3004-1_4_5_line_33 |  | 26 | 39 | 0.021851 | 0.125 | 0.08 | 261 | 0 | 0.364 | 1 | 1 | cs | TRUE
34 | LV_3004-1_4_5_line_34 |  | 27 | 28 | 0.036265 | 0.125 | 0.08 | 261 | 0 | 0.364 | 1 | 1 | cs | TRUE
35 | LV_3004-1_4_5_line_35 |  | 27 | 29 | 0.0042561 | 0.125 | 0.08 | 261 | 0 | 0.364 | 1 | 1 | cs | TRUE
36 | LV_3004-1_4_5_line_36 |  | 28 | 30 | 0.029326 | 0.125 | 0.08 | 261 | 0 | 0.364 | 1 | 1 | cs | TRUE
37 | LV_3004-1_4_5_line_37 |  | 29 | 31 | 0.0057354 | 0.125 | 0.08 | 261 | 0 | 0.364 | 1 | 1 | cs | TRUE
38 | LV_3004-1_4_5_line_38 |  | 30 | 32 | 0.047592 | 0.125 | 0.08 | 261 | 0 | 0.364 | 1 | 1 | cs | TRUE
39 | LV_3004-1_4_5_line_39 |  | 31 | 33 | 0.014813 | 0.125 | 0.08 | 261 | 0 | 0.364 | 1 | 1 | cs | TRUE
40 | LV_3004-1_4_5_line_40 |  | 32 | 34 | 0.030752 | 0.125 | 0.08 | 261 | 0 | 0.364 | 1 | 1 | cs | TRUE
41 | LV_3004-1_4_5_line_41 |  | 34 | 56 | 0.014418 | 0.125 | 0.08 | 261 | 0 | 0.364 | 1 | 1 | cs | TRUE
42 | LV_3004-1_4_5_line_42 |  | 34 | 49 | 0.042105 | 0.125 | 0.08 | 261 | 0 | 0.364 | 1 | 1 | cs | TRUE
43 | LV_3004-1_4_5_line_43 |  | 35 | 36 | 0.13701 | 0.125 | 0.08 | 261 | 0 | 0.364 | 1 | 1 | cs | TRUE
44 | LV_3004-1_4_5_line_44 |  | 36 | 37 | 0.018114 | 0.125 | 0.08 | 261 | 0 | 0.364 | 1 | 1 | cs | TRUE
45 | LV_3004-1_4_5_line_45 |  | 37 | 38 | 0.024872 | 0.125 | 0.08 | 261 | 0 | 0.364 | 1 | 1 | cs | TRUE
46 | LV_3004-1_4_5_line_46 |  | 38 | 39 | 0.11674 | 0.125 | 0.08 | 261 | 0 | 0.364 | 1 | 1 | cs | TRUE
47 | LV_3004-1_4_5_line_47 |  | 39 | 47 | 0.012431 | 0.125 | 0.08 | 261 | 0 | 0.364 | 1 | 1 | cs | TRUE
48 | LV_3004-1_4_5_line_48 |  | 40 | 41 | 0.0031461 | 0.125 | 0.08 | 261 | 0 | 0.364 | 1 | 1 | cs | TRUE
49 | LV_3004-1_4_5_line_49 |  | 40 | 42 | 0.009662 | 0.125 | 0.08 | 261 | 0 | 0.364 | 1 | 1 | cs | TRUE
50 | LV_3004-1_4_5_line_50 |  | 41 | 43 | 0.0134 | 0.125 | 0.08 | 261 | 0 | 0.364 | 1 | 1 | cs | TRUE
51 | LV_3004-1_4_5_line_51 |  | 42 | 44 | 0.025064 | 0.125 | 0.08 | 261 | 0 | 0.364 | 1 | 1 | cs | TRUE
52 | LV_3004-1_4_5_line_52 |  | 43 | 45 | 0.018172 | 0.125 | 0.08 | 261 | 0 | 0.364 | 1 | 1 | cs | TRUE
53 | LV_3004-1_4_5_line_53 |  | 45 | 46 | 0.015894 | 0.125 | 0.08 | 261 | 0 | 0.364 | 1 | 1 | cs | TRUE
54 | LV_3004-1_4_5_line_54 |  | 46 | 142 | 0.016551 | 0.125 | 0.08 | 261 | 0 | 0.364 | 1 | 1 | cs | TRUE
55 | LV_3004-1_4_5_line_55 |  | 47 | 49 | 0.064208 | 0.125 | 0.08 | 261 | 0 | 0.364 | 1 | 1 | cs | TRUE
56 | LV_3004-1_4_5_line_56 |  | 49 | 55 | 0.079236 | 0.125 | 0.08 | 261 | 0 | 0.364 | 1 | 1 | cs | TRUE
57 | LV_3004-1_4_5_line_57 |  | 51 | 52 | 0.014731 | 0.125 | 0.08 | 261 | 0 | 0.364 | 1 | 1 | cs | TRUE
58 | LV_3004-1_4_5_line_58 |  | 51 | 53 | 0.07335 | 0.125 | 0.08 | 261 | 0 | 0.364 | 1 | 1 | cs | TRUE
59 | LV_3004-1_4_5_line_59 |  | 55 | 58 | 0.015182 | 0.125 | 0.08 | 261 | 0 | 0.364 | 1 | 1 | cs | TRUE
60 | LV_3004-1_4_5_line_60 |  | 55 | 59 | 0.27991 | 0.125 | 0.08 | 261 | 0 | 0.364 | 1 | 1 | cs | TRUE
61 | LV_3004-1_4_5_line_61 |  | 56 | 57 | 0.0385 | 0.125 | 0.08 | 261 | 0 | 0.364 | 1 | 1 | cs | TRUE
62 | LV_3004-1_4_5_line_62 |  | 57 | 63 | 0.01265 | 0.125 | 0.08 | 261 | 0 | 0.364 | 1 | 1 | cs | TRUE
63 | LV_3004-1_4_5_line_63 |  | 58 | 64 | 0.025895 | 0.125 | 0.08 | 261 | 0 | 0.364 | 1 | 1 | cs | TRUE
64 | LV_3004-1_4_5_line_64 |  | 59 | 65 | 0.0020085 | 0.125 | 0.08 | 261 | 0 | 0.364 | 1 | 1 | cs | TRUE
65 | LV_3004-1_4_5_line_65 |  | 60 | 61 | 0.044526 | 0.125 | 0.08 | 261 | 0 | 0.364 | 1 | 4 | cs | TRUE
66 | LV_3004-1_4_5_line_66 |  | 60 | 62 | 0.02831 | 0.125 | 0.08 | 261 | 0 | 0.364 | 1 | 4 | cs | TRUE
67 | LV_3004-1_4_5_line_67 |  | 61 | 64 | 0.013105 | 0.125 | 0.08 | 261 | 0 | 0.364 | 1 | 4 | cs | TRUE
68 | LV_3004-1_4_5_line_68 |  | 62 | 66 | 0.025044 | 0.125 | 0.08 | 261 | 0 | 0.364 | 1 | 4 | cs | TRUE
69 | LV_3004-1_4_5_line_69 |  | 63 | 78 | 0.023 | 0.125 | 0.08 | 261 | 0 | 0.364 | 1 | 1 | cs | TRUE
70 | LV_3004-1_4_5_line_70 |  | 64 | 87 | 0.031285 | 0.125 | 0.08 | 261 | 0 | 0.364 | 1 | 4 | cs | TRUE
71 | LV_3004-1_4_5_line_71 |  | 65 | 86 | 0.036198 | 0.125 | 0.08 | 261 | 0 | 0.364 | 1 | 1 | cs | TRUE
72 | LV_3004-1_4_5_line_72 |  | 66 | 122 | 0.017052 | 0.125 | 0.08 | 261 | 0 | 0.364 | 1 | 4 | cs | TRUE
73 | LV_3004-1_4_5_line_73 |  | 66 | 137 | 0.062427 | 0.125 | 0.08 | 261 | 0 | 0.364 | 1 | 1 | cs | TRUE
74 | LV_3004-1_4_5_line_74 |  | 67 | 68 | 0.12872 | 0.125 | 0.08 | 261 | 0 | 0.364 | 1 | 1 | cs | TRUE
75 | LV_3004-1_4_5_line_75 |  | 67 | 69 | 0.13373 | 0.125 | 0.08 | 261 | 0 | 0.364 | 1 | 1 | cs | TRUE
76 | LV_3004-1_4_5_line_76 |  | 69 | 72 | 0.096808 | 0.125 | 0.08 | 261 | 0 | 0.364 | 1 | 4 | cs | TRUE
77 | LV_3004-1_4_5_line_77 |  | 70 | 71 | 0.0079803 | 0.125 | 0.08 | 261 | 0 | 0.364 | 1 | 1 | cs | TRUE
78 | LV_3004-1_4_5_line_78 |  | 71 | 152 | 0.014032 | 0.125 | 0.08 | 261 | 0 | 0.364 | 1 | 1 | cs | TRUE
79 | LV_3004-1_4_5_line_79 |  | 72 | 96 | 0.049588 | 0.125 | 0.08 | 261 | 0 | 0.364 | 1 | 4 | cs | TRUE
80 | LV_3004-1_4_5_line_80 |  | 72 | 97 | 0.029666 | 0.125 | 0.08 | 261 | 0 | 0.364 | 1 | 1 | cs | TRUE
81 | LV_3004-1_4_5_line_81 |  | 73 | 74 | 0.007182 | 0.125 | 0.08 | 261 | 0 | 0.364 | 1 | 4 | cs | TRUE
82 | LV_3004-1_4_5_line_82 |  | 73 | 75 | 0.01678 | 0.125 | 0.08 | 261 | 0 | 0.364 | 1 | 4 | cs | TRUE
83 | LV_3004-1_4_5_line_83 |  | 74 | 76 | 0.027165 | 0.125 | 0.08 | 261 | 0 | 0.364 | 1 | 1 | cs | TRUE
84 | LV_3004-1_4_5_line_84 |  | 74 | 77 | 0.034898 | 0.125 | 0.08 | 261 | 0 | 0.364 | 1 | 4 | cs | TRUE
85 | LV_3004-1_4_5_line_85 |  | 76 | 113 | 0.0058662 | 0.125 | 0.08 | 261 | 0 | 0.364 | 1 | 1 | cs | TRUE
86 | LV_3004-1_4_5_line_86 |  | 77 | 105 | 0.017059 | 0.125 | 0.08 | 261 | 0 | 0.364 | 1 | 4 | cs | TRUE
87 | LV_3004-1_4_5_line_87 |  | 79 | 80 | 0.049499 | 0.125 | 0.08 | 261 | 0 | 0.364 | 1 | 1 | cs | TRUE
88 | LV_3004-1_4_5_line_88 |  | 80 | 81 | 0.096181 | 0.125 | 0.08 | 261 | 0 | 0.364 | 1 | 1 | cs | TRUE
89 | LV_3004-1_4_5_line_89 |  | 81 | 82 | 0.086244 | 0.125 | 0.08 | 261 | 0 | 0.364 | 1 | 1 | cs | TRUE
90 | LV_3004-1_4_5_line_90 |  | 82 | 83 | 0.0013936 | 0.125 | 0.08 | 261 | 0 | 0.364 | 1 | 1 | cs | TRUE
91 | LV_3004-1_4_5_line_91 |  | 83 | 84 | 0.020421 | 0.125 | 0.08 | 261 | 0 | 0.364 | 1 | 1 | cs | TRUE
92 | LV_3004-1_4_5_line_92 |  | 84 | 85 | 0.15656 | 0.125 | 0.08 | 261 | 0 | 0.364 | 1 | 1 | cs | TRUE
93 | LV_3004-1_4_5_line_93 |  | 85 | 94 | 0.15127 | 0.125 | 0.08 | 261 | 0 | 0.364 | 1 | 1 | cs | TRUE
94 | LV_3004-1_4_5_line_94 |  | 87 | 96 | 0.010058 | 0.125 | 0.08 | 261 | 0 | 0.364 | 1 | 4 | cs | TRUE
95 | LV_3004-1_4_5_line_95 |  | 88 | 89 | 0.060458 | 0.125 | 0.08 | 261 | 0 | 0.364 | 1 | 1 | cs | TRUE
96 | LV_3004-1_4_5_line_96 |  | 89 | 99 | 0.013393 | 0.125 | 0.08 | 261 | 0 | 0.364 | 1 | 1 | cs | TRUE
97 | LV_3004-1_4_5_line_97 |  | 90 | 91 | 0.048852 | 0.125 | 0.08 | 261 | 0 | 0.364 | 1 | 4 | cs | TRUE
98 | LV_3004-1_4_5_line_98 |  | 90 | 92 | 0.11242 | 0.125 | 0.08 | 261 | 0 | 0.364 | 1 | 4 | cs | TRUE
99 | LV_3004-1_4_5_line_99 |  | 91 | 93 | 0.003188 | 0.125 | 0.08 | 261 | 0 | 0.364 | 1 | 4 | cs | TRUE
100 | LV_3004-1_4_5_line_100 |  | 92 | 103 | 0.004377 | 0.125 | 0.08 | 261 | 0 | 0.364 | 1 | 4 | cs | TRUE
101 | LV_3004-1_4_5_line_101 |  | 92 | 102 | 0.018516 | 0.125 | 0.08 | 261 | 0 | 0.364 | 1 | 1 | cs | TRUE
102 | LV_3004-1_4_5_line_102 |  | 93 | 95 | 0.02002 | 0.125 | 0.08 | 261 | 0 | 0.364 | 1 | 4 | cs | TRUE
103 | LV_3004-1_4_5_line_103 |  | 94 | 104 | 0.073007 | 0.125 | 0.08 | 261 | 0 | 0.364 | 1 | 4 | cs | TRUE
104 | LV_3004-1_4_5_line_104 |  | 94 | 103 | 0.025183 | 0.125 | 0.08 | 261 | 0 | 0.364 | 1 | 4 | cs | TRUE
105 | LV_3004-1_4_5_line_105 |  | 95 | 143 | 0.011499 | 0.125 | 0.08 | 261 | 0 | 0.364 | 1 | 4 | cs | TRUE
106 | LV_3004-1_4_5_line_106 |  | 98 | 99 | 0.0040997 | 0.125 | 0.08 | 261 | 0 | 0.364 | 1 | 1 | cs | TRUE
107 | LV_3004-1_4_5_line_107 |  | 98 | 100 | 0.016285 | 0.125 | 0.08 | 261 | 0 | 0.364 | 1 | 1 | cs | TRUE
108 | LV_3004-1_4_5_line_108 |  | 100 | 101 | 0.016876 | 0.125 | 0.08 | 261 | 0 | 0.364 | 1 | 1 | cs | TRUE
109 | LV_3004-1_4_5_line_109 |  | 101 | 102 | 0.0065815 | 0.125 | 0.08 | 261 | 0 | 0.364 | 1 | 1 | cs | TRUE
110 | LV_3004-1_4_5_line_110 |  | 104 | 105 | 0.045941 | 0.125 | 0.08 | 261 | 0 | 0.364 | 1 | 4 | cs | TRUE
111 | LV_3004-1_4_5_line_111 |  | 104 | 106 | 0.015171 | 0.125 | 0.08 | 261 | 0 | 0.364 | 1 | 1 | cs | TRUE
112 | LV_3004-1_4_5_line_112 |  | 106 | 107 | 0.050279 | 0.125 | 0.08 | 261 | 0 | 0.364 | 1 | 1 | cs | TRUE
113 | LV_3004-1_4_5_line_113 |  | 107 | 110 | 0.014783 | 0.125 | 0.08 | 261 | 0 | 0.364 | 1 | 1 | cs | TRUE
114 | LV_3004-1_4_5_line_114 |  | 108 | 109 | 0.010137 | 0.125 | 0.08 | 261 | 0 | 0.364 | 1 | 1 | cs | TRUE
115 | LV_3004-1_4_5_line_115 |  | 111 | 112 | 0.027991 | 0.125 | 0.08 | 261 | 0 | 0.364 | 1 | 1 | cs | TRUE
116 | LV_3004-1_4_5_line_116 |  | 112 | 115 | 0.025359 | 0.125 | 0.08 | 261 | 0 | 0.364 | 1 | 1 | cs | TRUE
117 | LV_3004-1_4_5_line_117 |  | 113 | 114 | 0.013523 | 0.125 | 0.08 | 261 | 0 | 0.364 | 1 | 1 | cs | TRUE
118 | LV_3004-1_4_5_line_118 |  | 114 | 116 | 0.016444 | 0.125 | 0.08 | 261 | 0 | 0.364 | 1 | 1 | cs | TRUE
119 | LV_3004-1_4_5_line_119 |  | 116 | 117 | 0.011681 | 0.125 | 0.08 | 261 | 0 | 0.364 | 1 | 1 | cs | TRUE
120 | LV_3004-1_4_5_line_120 |  | 118 | 119 | 0.035929 | 0.125 | 0.08 | 261 | 0 | 0.364 | 1 | 1 | cs | TRUE
121 | LV_3004-1_4_5_line_121 |  | 119 | 120 | 0.036318 | 0.125 | 0.08 | 261 | 0 | 0.364 | 1 | 1 | cs | TRUE
122 | LV_3004-1_4_5_line_122 |  | 120 | 121 | 0.02069 | 0.125 | 0.08 | 261 | 0 | 0.364 | 1 | 4 | cs | TRUE
123 | LV_3004-1_4_5_line_123 |  | 121 | 122 | 0.029543 | 0.125 | 0.08 | 261 | 0 | 0.364 | 1 | 4 | cs | TRUE
124 | LV_3004-1_4_5_line_124 |  | 123 | 124 | 0.015955 | 0.125 | 0.08 | 261 | 0 | 0.364 | 1 | 1 | cs | TRUE
125 | LV_3004-1_4_5_line_125 |  | 123 | 125 | 0.0041522 | 0.125 | 0.08 | 261 | 0 | 0.364 | 1 | 1 | cs | TRUE
126 | LV_3004-1_4_5_line_126 |  | 124 | 126 | 0.0023158 | 0.125 | 0.08 | 261 | 0 | 0.364 | 1 | 1 | cs | TRUE
127 | LV_3004-1_4_5_line_127 |  | 126 | 127 | 0.025312 | 0.125 | 0.08 | 261 | 0 | 0.364 | 1 | 1 | cs | TRUE
128 | LV_3004-1_4_5_line_128 |  | 127 | 128 | 0.0041385 | 0.125 | 0.08 | 261 | 0 | 0.364 | 1 | 1 | cs | TRUE
129 | LV_3004-1_4_5_line_129 |  | 128 | 129 | 0.023258 | 0.125 | 0.08 | 261 | 0 | 0.364 | 1 | 1 | cs | TRUE
130 | LV_3004-1_4_5_line_130 |  | 129 | 130 | 0.00044741 | 0.125 | 0.08 | 261 | 0 | 0.364 | 1 | 1 | cs | TRUE
131 | LV_3004-1_4_5_line_131 |  | 130 | 131 | 0.022884 | 0.125 | 0.08 | 261 | 0 | 0.364 | 1 | 1 | cs | TRUE
132 | LV_3004-1_4_5_line_132 |  | 131 | 132 | 0.021451 | 0.125 | 0.08 | 261 | 0 | 0.364 | 1 | 1 | cs | TRUE
133 | LV_3004-1_4_5_line_133 |  | 132 | 133 | 0.019393 | 0.125 | 0.08 | 261 | 0 | 0.364 | 1 | 1 | cs | TRUE
134 | LV_3004-1_4_5_line_134 |  | 133 | 134 | 0.016151 | 0.125 | 0.08 | 261 | 0 | 0.364 | 1 | 1 | cs | TRUE
135 | LV_3004-1_4_5_line_135 |  | 133 | 135 | 0.0045309 | 0.125 | 0.08 | 261 | 0 | 0.364 | 1 | 1 | cs | TRUE
136 | LV_3004-1_4_5_line_136 |  | 134 | 136 | 0.027233 | 0.125 | 0.08 | 261 | 0 | 0.364 | 1 | 1 | cs | TRUE
137 | LV_3004-1_4_5_line_137 |  | 135 | 137 | 0.065997 | 0.125 | 0.08 | 261 | 0 | 0.364 | 1 | 1 | cs | TRUE
138 | LV_3004-1_4_5_line_138 |  | 136 | 138 | 0.012032 | 0.125 | 0.08 | 261 | 0 | 0.364 | 1 | 1 | cs | TRUE
139 | LV_3004-1_4_5_line_139 |  | 138 | 139 | 0.0080951 | 0.125 | 0.08 | 261 | 0 | 0.364 | 1 | 1 | cs | TRUE
140 | LV_3004-1_4_5_line_140 |  | 139 | 140 | 0.0092436 | 0.125 | 0.08 | 261 | 0 | 0.364 | 1 | 1 | cs | TRUE
141 | LV_3004-1_4_5_line_141 |  | 140 | 141 | 0.016329 | 0.125 | 0.08 | 261 | 0 | 0.364 | 1 | 1 | cs | TRUE
142 | LV_3004-1_4_5_line_142 |  | 141 | 142 | 0.0037798 | 0.125 | 0.08 | 261 | 0 | 0.364 | 1 | 1 | cs | TRUE
143 | LV_3004-1_4_5_line_143 |  | 143 | 144 | 0.016311 | 0.125 | 0.08 | 261 | 0 | 0.364 | 1 | 4 | cs | TRUE
144 | LV_3004-1_4_5_line_144 |  | 144 | 145 | 0.01953 | 0.125 | 0.08 | 261 | 0 | 0.364 | 1 | 4 | cs | TRUE
145 | LV_3004-1_4_5_line_145 |  | 145 | 146 | 0.0050515 | 0.125 | 0.08 | 261 | 0 | 0.364 | 1 | 4 | cs | TRUE
146 | LV_3004-1_4_5_line_146 |  | 146 | 147 | 0.0048921 | 0.125 | 0.08 | 261 | 0 | 0.364 | 1 | 4 | cs | TRUE
147 | LV_3004-1_4_5_line_147 |  | 147 | 148 | 0.0095493 | 0.125 | 0.08 | 261 | 0 | 0.364 | 1 | 1 | cs | TRUE
148 | LV_3004-1_4_5_line_148 |  | 147 | 149 | 0.02125 | 0.125 | 0.08 | 261 | 0 | 0.364 | 1 | 4 | cs | TRUE
149 | LV_3004-1_4_5_line_149 |  | 149 | 150 | 0.0039282 | 0.125 | 0.08 | 261 | 0 | 0.364 | 1 | 4 | cs | TRUE
150 | LV_3004-1_4_5_line_150 |  | 150 | 151 | 0.010947 | 0.125 | 0.08 | 261 | 0 | 0.364 | 1 | 4 | cs | TRUE
151 | LV_3004-1_4_5_line_151 |  | 151 | 153 | 0.013521 | 0.125 | 0.08 | 261 | 0 | 0.364 | 1 | 4 | cs | TRUE
152 | LV_3004-1_4_5_line_152 |  | 152 | 158 | 0.018139 | 0.125 | 0.08 | 261 | 0 | 0.364 | 1 | 1 | cs | TRUE
153 | LV_3004-1_4_5_line_153 |  | 153 | 154 | 0.045088 | 0.125 | 0.08 | 261 | 0 | 0.364 | 1 | 4 | cs | TRUE
154 | LV_3004-1_4_5_line_154 |  | 154 | 155 | 0.053091 | 0.125 | 0.08 | 261 | 0 | 0.364 | 1 | 4 | cs | TRUE
155 | LV_3004-1_4_5_line_155 |  | 155 | 156 | 0.017687 | 0.125 | 0.08 | 261 | 0 | 0.364 | 1 | 4 | cs | TRUE
156 | LV_3004-1_4_5_line_156 |  | 156 | 157 | 0.029065 | 0.125 | 0.08 | 261 | 0 | 0.364 | 1 | 2 | cs | TRUE
157 | LV_3004-1_4_5_line_157 |  | 157 | 158 | 0.008026 | 0.125 | 0.08 | 261 | 0 | 0.364 | 1 | 1 | cs | TRUE

## trafo
| name | std_type | hv_bus | lv_bus | sn_mva | vn_hv_kv | vn_lv_kv | vk_percent | vkr_percent | pfe_kw | i0_percent | shift_degree | tap_side | tap_neutral | tap_min | tap_max | tap_step_percent | tap_step_degree | tap_pos | tap_phase_shifter | parallel | df | in_service
0 | LV_3004-1_4_5_trafo_293 | 0.63 MVA 20/0.4 kV | 159 | 69 | 0.63 | 20 | 0.4 | 6 | 1.206 | 1.65 | 0.2619 | 150 | hv | 0 | -2 | 2 | 2.5 | 0 | 0 | FALSE | 1 | 1 | TRUE

## line_geodata
| x0 | y0 | x1 | y1 | x2 | y2 | x3 | y3 | x4 | y4 | x5 | y5 | x6 | y6 | x7 | y7 | x8 | y8 | x9 | y9 | x10 | y10 | x11 | y11 | x12 | y12 | x13 | y13 | x14 | y14 | x15 | y15 | x16 | y16 | x17 | y17
0 | 2736323.6752 | 1246285.2821 | 2736322.0924 | 1246276.8826 | 2736324.2236 | 1246272.283 | 2736350.0243 | 1246261.155 | 2736351.5717 | 1246255.3298 | 2736349.2463 | 1246250.6277 | 2736341.3777 | 1246249.0343 | 2736314.693 | 1246254.8928 | 2736286.6083 | 1246268.3928 | 2736280.5277 | 1246268.253 | 2736273.6702 | 1246258.1864 | 2736273.281 | 1246257.4983
1 | 2736577.3769 | 1246358.6736 | 2736548.7083 | 1246345.3571 | 2736529.242 | 1246334.4547 | 2736467.7868 | 1246296.6064 | 2736450.9645 | 1246288.69 | 2736431.9718 | 1246283.4595 | 2736412.7195 | 1246280.3139 | 2736394.0278 | 1246278.0931 | 2736375.857 | 1246278.1976 | 2736354.6717 | 1246279.2448 | 2736323.6752 | 1246285.2821
2 | 2736577.3769 | 1246358.6736 | 2736592.9475 | 1246363.1696
3 | 2736577.3769 | 1246358.6736 | 2736575.325 | 1246360.8061 | 2736566.5039 | 1246372.3467 | 2736565.9897 | 1246373.4421
4 | 2736592.9475 | 1246363.1696 | 2736637.9248 | 1246376.1617 | 2736644.8975 | 1246378.0961
5 | 2736592.9475 | 1246363.1696 | 2736599.2061 | 1246341.2205
6 | 2736565.9897 | 1246373.4421 | 2736558.5086 | 1246389.3779
7 | 2736682.4782 | 1246388.5217 | 2736675.7873 | 1246386.6658 | 2736644.8975 | 1246378.0961
8 | 2736605.9555 | 1246309.6656 | 2736601.4566 | 1246321.5615 | 2736599.7555 | 1246339.2938 | 2736599.2061 | 1246341.2205
9 | 2736552.1374 | 1246417.2673 | 2736558.5086 | 1246389.3779
10 | 2736682.4782 | 1246388.5217 | 2736698.286 | 1246392.5563
11 | 2736682.4782 | 1246388.5217 | 2736681.9667 | 1246381.5369 | 2736680.1409 | 1246371.5748 | 2736678.2249 | 1246365.4559
12 | 2736698.286 | 1246392.5563 | 2736698.4437 | 1246399.1547 | 2736700.8473 | 1246404.0647
13 | 2736698.286 | 1246392.5563 | 2736740.3725 | 1246403.0132
14 | 2736675.1018 | 1246355.4819 | 2736678.2249 | 1246365.4559
15 | 2736281.4391 | 1246625.8949 | 2736227.8208 | 1246611.4501 | 2736226.1472 | 1246613.6132
16 | 2736281.4391 | 1246625.8949 | 2736323.3407 | 1246635.8669 | 2736333.4321 | 1246637.7228 | 2736343.7835 | 1246637.1491 | 2736364.7335 | 1246633.7944 | 2736398.0528 | 1246630.5132 | 2736411.0167 | 1246631.023 | 2736423.9269 | 1246633.5333 | 2736431.1396 | 1246637.336 | 2736436.9031 | 1246640.071 | 2736445.1483 | 1246636.4463 | 2736451.1698 | 1246638.8092 | 2736458.3358 | 1246644.6349 | 2736463.2336 | 1246651.8207 | 2736464.5466 | 1246656.4996 | 2736464.6873 | 1246660.562 | 2736464.3662 | 1246661.0787
17 | 2736461.2185 | 1246666.1428 | 2736464.3662 | 1246661.0787
18 | 2736327.9565 | 1247068.1616 | 2736322.6528 | 1247063.1907 | 2736321.3968 | 1247062.223
19 | 2736327.9565 | 1247068.1616 | 2736335.5781 | 1247058.5888
20 | 2736327.9565 | 1247068.1616 | 2736327.2462 | 1247071.171
21 | 2736499.7884 | 1246894.3099 | 2736495.7363 | 1246902.1382 | 2736484.7576 | 1246915.5309 | 2736451.1798 | 1246938.9571 | 2736385.4954 | 1246983.3305 | 2736379.3442 | 1246988.5826 | 2736375.5513 | 1246993.1551 | 2736372.0985 | 1246998.714 | 2736366.7596 | 1247011.3582 | 2736357.7757 | 1247027.0768 | 2736346.2508 | 1247045.1837 | 2736335.5781 | 1247058.5888
22 | 2736321.634 | 1247100.9012 | 2736323.5876 | 1247093.8287 | 2736325.0428 | 1247080.5057 | 2736327.2462 | 1247071.171
23 | 2736471.4496 | 1246700.32 | 2736470.6748 | 1246690.6491 | 2736464.8694 | 1246681.5295 | 2736460.1596 | 1246674.715 | 2736461.2185 | 1246666.1428 | 2736461.2185 | 1246666.1428
24 | 2736504.2261 | 1246879.024 | 2736501.7549 | 1246890.5107 | 2736499.7884 | 1246894.3099
25 | 2736321.634 | 1247100.9012 | 2736332.3483 | 1247110.4339
26 | 2736321.634 | 1247100.9012 | 2736309.2947 | 1247100.5506 | 2736298.6357 | 1247101.3953 | 2736279.1529 | 1247113.3138 | 2736234.3001 | 1247144.7448 | 2736228.1895 | 1247147.4342
27 | 2736321.634 | 1247100.9012 | 2736307.0012 | 1247093.6038
28 | 2736425.0746 | 1246466.6818 | 2736416.6183 | 1246444.3561
29 | 2736416.6183 | 1246444.3561 | 2736407.4487 | 1246420.1472
30 | 2736449.1051 | 1246502.3489 | 2736455.8374 | 1246494.8651 | 2736457.5018 | 1246493.5334
31 | 2736465.4285 | 1246489.2474 | 2736461.35 | 1246490.4546 | 2736457.5018 | 1246493.5334
32 | 2736471.4496 | 1246700.32 | 2736481.3166 | 1246692.2287 | 2736488.2464 | 1246681.4007 | 2736489.4806 | 1246671.4535 | 2736478.8131 | 1246656.2276
33 | 2736467.2883 | 1246721.5322 | 2736471.2351 | 1246709.6346 | 2736471.4496 | 1246700.32
34 | 2736503.4677 | 1246874.836 | 2736498.9501 | 1246849.8874 | 2736496.3816 | 1246839.2829
35 | 2736504.2261 | 1246879.024 | 2736503.4677 | 1246874.836
36 | 2736496.3816 | 1246839.2829 | 2736490.0138 | 1246812.993 | 2736489.7399 | 1246810.7334
37 | 2736504.2261 | 1246879.024 | 2736509.9423 | 1246878.5551 | 2736509.9423 | 1246878.5551
38 | 2736500.8852 | 1246765.9459 | 2736490.7669 | 1246785.5523 | 2736488.2167 | 1246798.1716 | 2736489.7399 | 1246810.7334
39 | 2736509.9423 | 1246878.5551 | 2736512.3385 | 1246876.2304 | 2736510.8306 | 1246864.8551
40 | 2736511.5756 | 1246737.1433 | 2736502.5133 | 1246762.7911 | 2736500.8852 | 1246765.9459
41 | 2736511.5756 | 1246737.1433 | 2736524.7905 | 1246742.9085
42 | 2736525.0844 | 1246697.2628 | 2736520.2823 | 1246712.4993 | 2736511.5756 | 1246737.1433
43 | 2736327.0485 | 1246916.6321 | 2736344.9913 | 1246926.8594 | 2736360.9341 | 1246930.229 | 2736368.5999 | 1246931.0727 | 2736377.6795 | 1246927.9454 | 2736408.5084 | 1246908.6927 | 2736413.6232 | 1246904.1507 | 2736422.5313 | 1246894.0354 | 2736430.4751 | 1246884.7765 | 2736437.76 | 1246872.9556
44 | 2736444.495 | 1246856.1399 | 2736437.76 | 1246872.9556 | 2736437.76 | 1246872.9556
45 | 2736444.495 | 1246856.1399 | 2736444.495 | 1246856.1399 | 2736443.0145 | 1246833.1407 | 2736442.936 | 1246831.3169
46 | 2736467.2883 | 1246721.5322 | 2736457.7538 | 1246729.6312 | 2736449.6509 | 1246748.0836 | 2736443.0105 | 1246775.5555 | 2736441.7102 | 1246802.8168 | 2736442.936 | 1246831.3169
47 | 2736467.2883 | 1246721.5322 | 2736468.4872 | 1246727.5541 | 2736473.7507 | 1246731.0006
48 | 2736395.1483 | 1246387.6728 | 2736395.1483 | 1246387.6728 | 2736395.5903 | 1246384.5579
49 | 2736395.1483 | 1246387.6728 | 2736398.5707 | 1246396.7084
50 | 2736403.7001 | 1246374.2499 | 2736403.4825 | 1246374.2858 | 2736400.3545 | 1246376.5492 | 2736395.5903 | 1246384.5579 | 2736395.5903 | 1246384.5579
51 | 2736407.4487 | 1246420.1472 | 2736398.5707 | 1246396.7084
52 | 2736421.4029 | 1246373.8461 | 2736416.5763 | 1246372.1294 | 2736403.7001 | 1246374.2499
53 | 2736435.5727 | 1246380.7964 | 2736429.1472 | 1246376.6004 | 2736421.4029 | 1246373.8461
54 | 2736446.7848 | 1246392.971 | 2736435.5727 | 1246380.7964 | 2736435.5727 | 1246380.7964
55 | 2736525.0844 | 1246697.2628 | 2736510.9489 | 1246710.5494 | 2736493.564 | 1246726.1299 | 2736480.7291 | 1246732.4958 | 2736473.7507 | 1246731.0006
56 | 2736525.0844 | 1246697.2628 | 2736529.2975 | 1246682.0128 | 2736530.2071 | 1246671.7245 | 2736527.9626 | 1246653.0338 | 2736525.4393 | 1246632.3349 | 2736524.6973 | 1246618.9502
57 | 2736236.8718 | 1247081.8696 | 2736222.1185 | 1247082.6536
58 | 2736236.8718 | 1247081.8696 | 2736267.4278 | 1247079.3582 | 2736280.9553 | 1247080.6147 | 2736307.0012 | 1247093.6038
59 | 2736524.6973 | 1246618.9502 | 2736524.069 | 1246607.5143 | 2736523.6403 | 1246603.8102
60 | 2736524.6973 | 1246618.9502 | 2736537.8731 | 1246628.6289 | 2736542.4488 | 1246633.0604 | 2736571.7133 | 1246710.6262 | 2736571.4681 | 1246721.2635 | 2736567.2274 | 1246731.1525 | 2736562.2989 | 1246742.3602 | 2736560.1926 | 1246761.2843 | 2736564.183 | 1246776.3564 | 2736570.0829 | 1246795.7875 | 2736571.7775 | 1246809.1497 | 2736566.5937 | 1246816.6815 | 2736557.7544 | 1246823.7955 | 2736554.5719 | 1246831.3846 | 2736556.1988 | 1246840.7972 | 2736564.5285 | 1246848.2513 | 2736576.7086 | 1246855.8608 | 2736581.8273 | 1246862.5492
61 | 2736531.6298 | 1246772.4217 | 2736535.2929 | 1246765.5259 | 2736537.8048 | 1246753.2616 | 2736537.0915 | 1246748.7967 | 2736532.4872 | 1246746.2662 | 2736524.7905 | 1246742.9085
62 | 2736531.6298 | 1246772.4217 | 2736526.1767 | 1246782.687 | 2736525.3515 | 1246783.2979
63 | 2736520.5904 | 1246578.0967 | 2736520.8543 | 1246579.7598 | 2736521.6867 | 1246586.9299 | 2736523.6403 | 1246603.8102
64 | 2736581.8273 | 1246862.5492 | 2736583.0479 | 1246864.1442
65 | 2736507.1597 | 1246523.0492 | 2736513.8369 | 1246532.7116 | 2736517.6744 | 1246559.6797 | 2736518.5409 | 1246565.1526
66 | 2736507.1597 | 1246523.0492 | 2736506.841 | 1246502.1119 | 2736507.7528 | 1246494.7987
67 | 2736520.5904 | 1246578.0967 | 2736518.5409 | 1246565.1526
68 | 2736519.5463 | 1246473.512 | 2736513.5776 | 1246480.0027 | 2736508.5374 | 1246488.5054 | 2736507.7528 | 1246494.7987
69 | 2736525.3515 | 1246783.2979 | 2736520.6106 | 1246786.807 | 2736514.5959 | 1246802.8162
70 | 2736520.5904 | 1246578.0967 | 2736538.933 | 1246575.4166 | 2736551.2191 | 1246578.8136
71 | 2736591.6743 | 1246895.917 | 2736595.6703 | 1246887.9153 | 2736590.9695 | 1246874.4949 | 2736583.0479 | 1246864.1442
72 | 2736519.5463 | 1246473.512 | 2736532.2859 | 1246462.1781
73 | 2736519.5463 | 1246473.512 | 2736516.1795 | 1246469.4086 | 2736515.2789 | 1246464.8727 | 2736517.649 | 1246458.1101 | 2736527.8227 | 1246444.5988 | 2736531.0624 | 1246439.4576 | 2736531.6183 | 1246433.0424 | 2736529.1404 | 1246426.7687 | 2736522.2671 | 1246422.0062 | 2736521.4883 | 1246422.1497
74 | 2736820.9017 | 1246787.439 | 2736803.9699 | 1246770.5999 | 2736785.7824 | 1246748.2492 | 2736769.7181 | 1246729.5063 | 2736759.9753 | 1246710.9204 | 2736752.7341 | 1246691.0133 | 2736748.4124 | 1246682.784
75 | 2736748.4124 | 1246682.784 | 2736744.5685 | 1246675.4666 | 2736724.386 | 1246656.3618 | 2736667.9115 | 1246613.1213 | 2736657.067 | 1246606.5655 | 2736644.3174 | 1246601.1006
76 | 2736582.4617 | 1246625.9421 | 2736585.6336 | 1246627.6722 | 2736588.4209 | 1246626.0905 | 2736590.4657 | 1246620.655 | 2736593.7661 | 1246608.9427 | 2736595.9878 | 1246595.8376 | 2736598.0591 | 1246589.5797 | 2736605.5776 | 1246585.3602 | 2736615.7707 | 1246584.7722 | 2736626.4 | 1246588.8652 | 2736637.4609 | 1246598.1617 | 2736644.3174 | 1246601.1006
77 | 2737146.5749 | 1246659.6677 | 2737149.0528 | 1246663.4959 | 2737150.2118 | 1246666.7137
78 | 2737138.9504 | 1246647.8883 | 2737146.5749 | 1246659.6677
79 | 2736582.4617 | 1246625.9421 | 2736581.4049 | 1246617.3656 | 2736577.727 | 1246606.1152 | 2736572.6629 | 1246596.312 | 2736564.6427 | 1246586.563 | 2736559.9355 | 1246583.8124
80 | 2736583.6534 | 1246655.5517 | 2736583.2703 | 1246632.4999 | 2736582.4617 | 1246625.9421
81 | 2736756.6576 | 1246407.0594 | 2736760.3289 | 1246406.4769 | 2736763.6483 | 1246405.4192
82 | 2736756.6576 | 1246407.0594 | 2736740.3725 | 1246403.0132
83 | 2736763.6483 | 1246405.4192 | 2736768.2278 | 1246421.15 | 2736769.3814 | 1246430.1069 | 2736768.959 | 1246431.8059
84 | 2736763.6483 | 1246405.4192 | 2736768.2048 | 1246401.5207 | 2736769.3343 | 1246397.4431 | 2736770.0058 | 1246392.5764 | 2736768.7877 | 1246372.8567
85 | 2736767.5437 | 1246437.4988 | 2736768.959 | 1246431.8059
86 | 2736767.7996 | 1246355.827 | 2736767.9922 | 1246359.9785 | 2736768.7877 | 1246372.8567
87 | 2737231.1094 | 1246579.4829 | 2737225.7113 | 1246576.0904 | 2737197.661 | 1246564.898 | 2737185.7403 | 1246559.9087
88 | 2737129.9001 | 1246483.3141 | 2737138.6545 | 1246493.3577 | 2737147.8585 | 1246510.3748 | 2737156.073 | 1246527.3689 | 2737167.2567 | 1246544.0648 | 2737175.778 | 1246553.3481 | 2737185.2288 | 1246559.6946 | 2737185.7403 | 1246559.9087
89 | 2737129.9001 | 1246483.3141 | 2737126.4264 | 1246479.329 | 2737112.0293 | 1246468.5642 | 2737097.8858 | 1246462.8432 | 2737082.4723 | 1246459.0947 | 2737065.8104 | 1246457.0411 | 2737050.7751 | 1246455.9705
90 | 2737049.385 | 1246455.8715 | 2737050.7751 | 1246455.9705
91 | 2737049.385 | 1246455.8715 | 2737029.0546 | 1246453.9556
92 | 2736947.4245 | 1246329.4804 | 2736960.1038 | 1246346.911 | 2736972.3552 | 1246367.4791 | 2736982.7627 | 1246390.9851 | 2736989.2035 | 1246410.5181 | 2736994.4188 | 1246429.7781 | 2736999.7209 | 1246439.7207 | 2737006.4567 | 1246446.4935 | 2737013.9949 | 1246450.5935 | 2737022.6839 | 1246452.6406 | 2737029.0546 | 1246453.9556
93 | 2736801.7535 | 1246370.2502 | 2736947.4245 | 1246329.4804
94 | 2736559.9355 | 1246583.8124 | 2736551.5262 | 1246578.8985 | 2736551.2191 | 1246578.8136
95 | 2736828.3227 | 1246471.3035 | 2736796.8462 | 1246522.9209
96 | 2736828.3227 | 1246471.3035 | 2736822.5948 | 1246459.1972
97 | 2736921.3736 | 1246391.3012 | 2736923.9484 | 1246402.1926 | 2736932.9011 | 1246429.1347 | 2736936.2291 | 1246437.7862
98 | 2736809.205 | 1246398.7538 | 2736921.3736 | 1246391.3012
99 | 2736936.2291 | 1246437.7862 | 2736937.3737 | 1246440.7616
100 | 2736809.205 | 1246398.7538 | 2736808.4112 | 1246394.4494
101 | 2736809.205 | 1246398.7538 | 2736809.7444 | 1246401.6789 | 2736811.6273 | 1246417.1055
102 | 2736937.3737 | 1246440.7616 | 2736940.9641 | 1246450.0953 | 2736946.1935 | 1246458.6417
103 | 2736765.6708 | 1246309.9355 | 2736776.5267 | 1246316.0135 | 2736783.7423 | 1246323.2976 | 2736789.8233 | 1246337.1725 | 2736801.7535 | 1246370.2502
104 | 2736808.4112 | 1246394.4494 | 2736806.2451 | 1246382.7034 | 2736801.7535 | 1246370.2502
105 | 2736946.1935 | 1246458.6417 | 2736951.9459 | 1246468.0428 | 2736952.2244 | 1246468.431
106 | 2736820.899 | 1246455.4655 | 2736821.5133 | 1246456.9112 | 2736822.5948 | 1246459.1972
107 | 2736820.899 | 1246455.4655 | 2736816.1445 | 1246444.276 | 2736815.1894 | 1246440.2612
108 | 2736812.4247 | 1246423.6386 | 2736813.6783 | 1246433.9098 | 2736815.1894 | 1246440.2612
109 | 2736812.4247 | 1246423.6386 | 2736811.6273 | 1246417.1055
110 | 2736765.6708 | 1246309.9355 | 2736767.7996 | 1246355.827
111 | 2736765.6708 | 1246309.9355 | 2736765.4543 | 1246306.8722 | 2736753.3541 | 1246306.8932
112 | 2736753.3541 | 1246306.8932 | 2736739.3728 | 1246315.4007 | 2736719.5604 | 1246331.6252 | 2736723.9125 | 1246338.6979
113 | 2736731.6598 | 1246351.2885 | 2736723.9125 | 1246338.6979
114 | 2736672.0726 | 1246345.8078 | 2736675.1018 | 1246355.4819
115 | 2736718.6671 | 1246425.6006 | 2736715.635 | 1246421.1819 | 2736700.9986 | 1246404.3739 | 2736700.8473 | 1246404.0647
116 | 2736711.5053 | 1246448.8114 | 2736717.9097 | 1246438.2163 | 2736719.4195 | 1246430.7555 | 2736719.3493 | 1246426.5946 | 2736718.6671 | 1246425.6006
117 | 2736763.0674 | 1246450.235 | 2736766.6406 | 1246441.1314 | 2736767.5437 | 1246437.4988
118 | 2736763.0674 | 1246450.235 | 2736763.0674 | 1246450.235 | 2736754.6382 | 1246464.354
119 | 2736749.2992 | 1246474.7395 | 2736753.8461 | 1246465.6807 | 2736754.6382 | 1246464.354
120 | 2736582.537 | 1246419.4026 | 2736593.5527 | 1246410.0256 | 2736607.7249 | 1246426.1442
121 | 2736552.1374 | 1246417.2673 | 2736562.555 | 1246426.6267 | 2736575.2291 | 1246425.6288 | 2736582.537 | 1246419.4026
122 | 2736547.3056 | 1246437.3853 | 2736552.1374 | 1246417.2673
123 | 2736547.3056 | 1246437.3853 | 2736541.8562 | 1246451.8395 | 2736533.303 | 1246461.2733 | 2736532.2859 | 1246462.1781
124 | 2736481.914 | 1246603.2249 | 2736481.9312 | 1246596.6458 | 2736481.4448 | 1246587.2829
125 | 2736481.9032 | 1246607.377 | 2736481.914 | 1246603.2249
126 | 2736481.3247 | 1246584.9702 | 2736481.4448 | 1246587.2829
127 | 2736481.3247 | 1246584.9702 | 2736480.5333 | 1246569.7339 | 2736479.664 | 1246559.7166
128 | 2736479.664 | 1246559.7166 | 2736479.3063 | 1246555.5936
129 | 2736479.3063 | 1246555.5936 | 2736478.2281 | 1246543.1681 | 2736476.5892 | 1246532.5077
130 | 2736476.5212 | 1246532.0655 | 2736476.5892 | 1246532.5077
131 | 2736476.5212 | 1246532.0655 | 2736475.4347 | 1246524.9986 | 2736470.8345 | 1246509.9515
132 | 2736465.4285 | 1246489.2474 | 2736466.1931 | 1246494.7699 | 2736470.8345 | 1246509.9515
133 | 2736475.7889 | 1246472.871 | 2736467.9664 | 1246486.0251 | 2736465.4285 | 1246489.2474
134 | 2736475.7889 | 1246472.871 | 2736470.963 | 1246468.4671 | 2736470.9494 | 1246463.8071 | 2736471.9469 | 1246458.9512
135 | 2736475.7889 | 1246472.871 | 2736478.8865 | 1246469.5644
136 | 2736471.9469 | 1246458.9512 | 2736476.218 | 1246438.1609 | 2736476.107 | 1246432.1529 | 2736476.107 | 1246432.1529
137 | 2736478.8865 | 1246469.5644 | 2736487.9143 | 1246459.9273 | 2736496.3227 | 1246449.556 | 2736509.2014 | 1246427.2101 | 2736514.1158 | 1246423.5088 | 2736521.4883 | 1246422.1497
138 | 2736476.107 | 1246432.1529 | 2736473.9143 | 1246425.9635 | 2736471.3977 | 1246421.1118
139 | 2736471.3977 | 1246421.1118 | 2736470.4989 | 1246419.379 | 2736466.4589 | 1246414.7513
140 | 2736466.4589 | 1246414.7513 | 2736460.3798 | 1246407.7879
141 | 2736449.3453 | 1246395.7514 | 2736459.4615 | 1246406.7359 | 2736460.3798 | 1246407.7879
142 | 2736446.7848 | 1246392.971 | 2736449.3453 | 1246395.7514
143 | 2736952.2244 | 1246468.431 | 2736961.7333 | 1246481.6833
144 | 2736961.7333 | 1246481.6833 | 2736965.9592 | 1246487.5729 | 2736974.9362 | 1246495.9537
145 | 2736974.9362 | 1246495.9537 | 2736978.6286 | 1246499.401
146 | 2736982.2046 | 1246502.7395 | 2736978.6286 | 1246499.401
147 | 2736982.2046 | 1246502.7395 | 2736977.9099 | 1246511.2685
148 | 2736982.2046 | 1246502.7395 | 2736999.801 | 1246514.6536
149 | 2737003.0538 | 1246516.856 | 2737003.0538 | 1246516.856 | 2736999.801 | 1246514.6536
150 | 2737003.0538 | 1246516.856 | 2737012.8096 | 1246521.8228
151 | 2737012.8096 | 1246521.8228 | 2737019.9645 | 1246525.4655 | 2737025.1571 | 1246527.2548
152 | 2737129.0939 | 1246632.6605 | 2737138.9504 | 1246647.8883
153 | 2737025.1571 | 1246527.2548 | 2737041.5875 | 1246532.9163 | 2737056.3969 | 1246539.5756 | 2737065.7426 | 1246546.2282
154 | 2737065.7426 | 1246546.2282 | 2737069.735 | 1246549.0702 | 2737079.9212 | 1246557.9358 | 2737088.858 | 1246570.4982 | 2737099.3287 | 1246586.675
155 | 2737099.3287 | 1246586.675 | 2737108.9395 | 1246601.5231
156 | 2737108.9395 | 1246601.5231 | 2737124.7328 | 1246625.9228
157 | 2737124.7328 | 1246625.9228 | 2737129.0939 | 1246632.6605

## bus_geodata
| x | y | coords
0 | 2736273.281 | 1246257.4983
1 | 2736323.6752 | 1246285.2821
2 | 2736577.3769 | 1246358.6736
3 | 2736592.9475 | 1246363.1696
4 | 2736565.9897 | 1246373.4421
5 | 2736644.8975 | 1246378.0961
6 | 2736599.2061 | 1246341.2205
7 | 2736558.5086 | 1246389.3779
8 | 2736605.9555 | 1246309.6656
9 | 2736682.4782 | 1246388.5217
10 | 2736698.286 | 1246392.5563
11 | 2736678.2249 | 1246365.4559
12 | 2736226.1472 | 1246613.6132
13 | 2736281.4391 | 1246625.8949
14 | 2736464.3662 | 1246661.0787
15 | 2736321.3968 | 1247062.223
16 | 2736327.9565 | 1247068.1616
17 | 2736335.5781 | 1247058.5888
18 | 2736327.2462 | 1247071.171
19 | 2736461.2185 | 1246666.1428
20 | 2736499.7884 | 1246894.3099
21 | 2736321.634 | 1247100.9012
22 | 2736425.0746 | 1246466.6818
23 | 2736416.6183 | 1246444.3561
24 | 2736449.1051 | 1246502.3489
25 | 2736457.5018 | 1246493.5334
26 | 2736471.4496 | 1246700.32
27 | 2736503.4677 | 1246874.836
28 | 2736496.3816 | 1246839.2829
29 | 2736504.2261 | 1246879.024
30 | 2736489.7399 | 1246810.7334
31 | 2736509.9423 | 1246878.5551
32 | 2736500.8852 | 1246765.9459
33 | 2736510.8306 | 1246864.8551
34 | 2736511.5756 | 1246737.1433
35 | 2736327.0485 | 1246916.6321
36 | 2736437.76 | 1246872.9556
37 | 2736444.495 | 1246856.1399
38 | 2736442.936 | 1246831.3169
39 | 2736467.2883 | 1246721.5322
40 | 2736395.1483 | 1246387.6728
41 | 2736395.5903 | 1246384.5579
42 | 2736398.5707 | 1246396.7084
43 | 2736403.7001 | 1246374.2499
44 | 2736407.4487 | 1246420.1472
45 | 2736421.4029 | 1246373.8461
46 | 2736435.5727 | 1246380.7964
47 | 2736473.7507 | 1246731.0006
48 | 2736478.8131 | 1246656.2276
49 | 2736525.0844 | 1246697.2628
50 | 2736228.1895 | 1247147.4342
51 | 2736236.8718 | 1247081.8696
52 | 2736222.1185 | 1247082.6536
53 | 2736307.0012 | 1247093.6038
54 | 2736332.3483 | 1247110.4339
55 | 2736524.6973 | 1246618.9502
56 | 2736524.7905 | 1246742.9085
57 | 2736531.6298 | 1246772.4217
58 | 2736523.6403 | 1246603.8102
59 | 2736581.8273 | 1246862.5492
60 | 2736507.1597 | 1246523.0492
61 | 2736518.5409 | 1246565.1526
62 | 2736507.7528 | 1246494.7987
63 | 2736525.3515 | 1246783.2979
64 | 2736520.5904 | 1246578.0967
65 | 2736583.0479 | 1246864.1442
66 | 2736519.5463 | 1246473.512
67 | 2736748.4124 | 1246682.784
68 | 2736820.9017 | 1246787.439
69 | 2736644.3174 | 1246601.1006
70 | 2737150.2118 | 1246666.7137
71 | 2737146.5749 | 1246659.6677
72 | 2736582.4617 | 1246625.9421
73 | 2736756.6576 | 1246407.0594
74 | 2736763.6484 | 1246405.4192
75 | 2736740.3725 | 1246403.0132
76 | 2736768.959 | 1246431.8059
77 | 2736768.7877 | 1246372.8567
78 | 2736514.5959 | 1246802.8162
79 | 2737231.1094 | 1246579.4829
80 | 2737185.7403 | 1246559.9087
81 | 2737129.9001 | 1246483.3141
82 | 2737050.7751 | 1246455.9705
83 | 2737049.385 | 1246455.8715
84 | 2737029.0546 | 1246453.9556
85 | 2736947.4245 | 1246329.4804
86 | 2736591.6743 | 1246895.917
87 | 2736551.2191 | 1246578.8136
88 | 2736796.8462 | 1246522.9209
89 | 2736828.3227 | 1246471.3035
90 | 2736921.3736 | 1246391.3012
91 | 2736936.2291 | 1246437.7862
92 | 2736809.205 | 1246398.7538
93 | 2736937.3737 | 1246440.7616
94 | 2736801.7535 | 1246370.2502
95 | 2736946.1935 | 1246458.6417
96 | 2736559.9355 | 1246583.8124
97 | 2736583.6534 | 1246655.5517
98 | 2736820.899 | 1246455.4655
99 | 2736822.5948 | 1246459.1972
100 | 2736815.1894 | 1246440.2612
101 | 2736812.4247 | 1246423.6386
102 | 2736811.6273 | 1246417.1055
103 | 2736808.4112 | 1246394.4494
104 | 2736765.6708 | 1246309.9355
105 | 2736767.7996 | 1246355.827
106 | 2736753.3541 | 1246306.8932
107 | 2736723.9125 | 1246338.6979
108 | 2736672.0726 | 1246345.8078
109 | 2736675.1018 | 1246355.4819
110 | 2736731.6598 | 1246351.2885
111 | 2736700.8473 | 1246404.0647
112 | 2736718.6671 | 1246425.6006
113 | 2736767.5437 | 1246437.4988
114 | 2736763.0674 | 1246450.235
115 | 2736711.5053 | 1246448.8114
116 | 2736754.6382 | 1246464.354
117 | 2736749.2992 | 1246474.7395
118 | 2736607.7249 | 1246426.1442
119 | 2736582.537 | 1246419.4026
120 | 2736552.1374 | 1246417.2673
121 | 2736547.3056 | 1246437.3853
122 | 2736532.2859 | 1246462.1781
123 | 2736481.914 | 1246603.2249
124 | 2736481.4448 | 1246587.2829
125 | 2736481.9032 | 1246607.377
126 | 2736481.3247 | 1246584.9702
127 | 2736479.664 | 1246559.7166
128 | 2736479.3063 | 1246555.5936
129 | 2736476.5892 | 1246532.5077
130 | 2736476.5212 | 1246532.0655
131 | 2736470.8345 | 1246509.9515
132 | 2736465.4285 | 1246489.2474
133 | 2736475.7889 | 1246472.871
134 | 2736471.9469 | 1246458.9512
135 | 2736478.8865 | 1246469.5644
136 | 2736476.107 | 1246432.1529
137 | 2736521.4883 | 1246422.1497
138 | 2736471.3977 | 1246421.1118
139 | 2736466.4589 | 1246414.7513
140 | 2736460.3798 | 1246407.7879
141 | 2736449.3453 | 1246395.7514
142 | 2736446.7848 | 1246392.971
143 | 2736952.2244 | 1246468.431
144 | 2736961.7333 | 1246481.6833
145 | 2736974.9362 | 1246495.9537
146 | 2736978.6286 | 1246499.401
147 | 2736982.2046 | 1246502.7395
148 | 2736977.9099 | 1246511.2685
149 | 2736999.801 | 1246514.6536
150 | 2737003.0538 | 1246516.856
151 | 2737012.8096 | 1246521.8228
152 | 2737138.9504 | 1246647.8883
153 | 2737025.1571 | 1246527.2548
154 | 2737065.7426 | 1246546.2282
155 | 2737099.3287 | 1246586.675
156 | 2737108.9395 | 1246601.5231
157 | 2737124.7328 | 1246625.9228
158 | 2737129.0939 | 1246632.6605
159 | 2736582.4617 | 1246625.9421

## line_std_types
| c_nf_per_km | r_ohm_per_km | x_ohm_per_km | max_i_ka | type | q_mm2 | alpha | voltage_rating
NAYY 4x50 SE | 210 | 0.642 | 0.083 | 0.142 | cs | 50 | 0.00403 | LV
NAYY 4x120 SE | 264 | 0.225 | 0.08 | 0.242 | cs | 120 | 0.00403 | LV
NAYY 4x150 SE | 261 | 0.208 | 0.08 | 0.27 | cs | 150 | 0.00403 | LV
NA2XS2Y 1x95 RM/25 12/20 kV | 216 | 0.313 | 0.132 | 0.252 | cs | 95 | 0.00403 | MV
NA2XS2Y 1x185 RM/25 12/20 kV | 273 | 0.161 | 0.117 | 0.362 | cs | 185 | 0.00403 | MV
NA2XS2Y 1x240 RM/25 12/20 kV | 304 | 0.122 | 0.112 | 0.421 | cs | 240 | 0.00403 | MV
NA2XS2Y 1x95 RM/25 6/10 kV | 315 | 0.313 | 0.123 | 0.249 | cs | 95 | 0.00403 | MV
NA2XS2Y 1x185 RM/25 6/10 kV | 406 | 0.161 | 0.11 | 0.358 | cs | 185 | 0.00403 | MV
NA2XS2Y 1x240 RM/25 6/10 kV | 456 | 0.122 | 0.105 | 0.416 | cs | 240 | 0.00403 | MV
NA2XS2Y 1x150 RM/25 12/20 kV | 250 | 0.206 | 0.116 | 0.319 | cs | 150 | 0.00403 | MV
NA2XS2Y 1x120 RM/25 12/20 kV | 230 | 0.253 | 0.119 | 0.283 | cs | 120 | 0.00403 | MV
NA2XS2Y 1x70 RM/25 12/20 kV | 190 | 0.443 | 0.132 | 0.22 | cs | 70 | 0.00403 | MV
NA2XS2Y 1x150 RM/25 6/10 kV | 360 | 0.206 | 0.11 | 0.315 | cs | 150 | 0.00403 | MV
NA2XS2Y 1x120 RM/25 6/10 kV | 340 | 0.253 | 0.113 | 0.28 | cs | 120 | 0.00403 | MV
NA2XS2Y 1x70 RM/25 6/10 kV | 280 | 0.443 | 0.123 | 0.217 | cs | 70 | 0.00403 | MV
N2XS(FL)2Y 1x120 RM/35 64/110 kV | 112 | 0.153 | 0.166 | 0.366 | cs | 120 | 0.00393 | HV
N2XS(FL)2Y 1x185 RM/35 64/110 kV | 125 | 0.099 | 0.156 | 0.457 | cs | 185 | 0.00393 | HV
N2XS(FL)2Y 1x240 RM/35 64/110 kV | 135 | 0.075 | 0.149 | 0.526 | cs | 240 | 0.00393 | HV
N2XS(FL)2Y 1x300 RM/35 64/110 kV | 144 | 0.06 | 0.144 | 0.588 | cs | 300 | 0.00393 | HV
15-AL1/3-ST1A 0.4 | 11 | 1.8769 | 0.35 | 0.105 | ol | 16 | 0.00403 | LV
24-AL1/4-ST1A 0.4 | 11.25 | 1.2012 | 0.335 | 0.14 | ol | 24 | 0.00403 | LV
48-AL1/8-ST1A 0.4 | 12.2 | 0.5939 | 0.3 | 0.21 | ol | 48 | 0.00403 | LV
94-AL1/15-ST1A 0.4 | 13.2 | 0.306 | 0.29 | 0.35 | ol | 94 | 0.00403 | LV
34-AL1/6-ST1A 10.0 | 9.7 | 0.8342 | 0.36 | 0.17 | ol | 34 | 0.00403 | MV
48-AL1/8-ST1A 10.0 | 10.1 | 0.5939 | 0.35 | 0.21 | ol | 48 | 0.00403 | MV
70-AL1/11-ST1A 10.0 | 10.4 | 0.4132 | 0.339 | 0.29 | ol | 70 | 0.00403 | MV
94-AL1/15-ST1A 10.0 | 10.75 | 0.306 | 0.33 | 0.35 | ol | 94 | 0.00403 | MV
122-AL1/20-ST1A 10.0 | 11.1 | 0.2376 | 0.323 | 0.41 | ol | 122 | 0.00403 | MV
149-AL1/24-ST1A 10.0 | 11.25 | 0.194 | 0.315 | 0.47 | ol | 149 | 0.00403 | MV
34-AL1/6-ST1A 20.0 | 9.15 | 0.8342 | 0.382 | 0.17 | ol | 34 | 0.00403 | MV
48-AL1/8-ST1A 20.0 | 9.5 | 0.5939 | 0.372 | 0.21 | ol | 48 | 0.00403 | MV
70-AL1/11-ST1A 20.0 | 9.7 | 0.4132 | 0.36 | 0.29 | ol | 70 | 0.00403 | MV
94-AL1/15-ST1A 20.0 | 10 | 0.306 | 0.35 | 0.35 | ol | 94 | 0.00403 | MV
122-AL1/20-ST1A 20.0 | 10.3 | 0.2376 | 0.344 | 0.41 | ol | 122 | 0.00403 | MV
149-AL1/24-ST1A 20.0 | 10.5 | 0.194 | 0.337 | 0.47 | ol | 149 | 0.00403 | MV
184-AL1/30-ST1A 20.0 | 10.75 | 0.1571 | 0.33 | 0.535 | ol | 184 | 0.00403 | MV
243-AL1/39-ST1A 20.0 | 11 | 0.1188 | 0.32 | 0.645 | ol | 243 | 0.00403 | MV
48-AL1/8-ST1A 110.0 | 8 | 0.5939 | 0.46 | 0.21 | ol | 48 | 0.00403 | HV
70-AL1/11-ST1A 110.0 | 8.4 | 0.4132 | 0.45 | 0.29 | ol | 70 | 0.00403 | HV
94-AL1/15-ST1A 110.0 | 8.65 | 0.306 | 0.44 | 0.35 | ol | 94 | 0.00403 | HV
122-AL1/20-ST1A 110.0 | 8.5 | 0.2376 | 0.43 | 0.41 | ol | 122 | 0.00403 | HV
149-AL1/24-ST1A 110.0 | 8.75 | 0.194 | 0.41 | 0.47 | ol | 149 | 0.00403 | HV
184-AL1/30-ST1A 110.0 | 8.8 | 0.1571 | 0.4 | 0.535 | ol | 184 | 0.00403 | HV
243-AL1/39-ST1A 110.0 | 9 | 0.1188 | 0.39 | 0.645 | ol | 243 | 0.00403 | HV
305-AL1/39-ST1A 110.0 | 9.2 | 0.0949 | 0.38 | 0.74 | ol | 305 | 0.00403 | HV
490-AL1/64-ST1A 110.0 | 9.75 | 0.059 | 0.37 | 0.96 | ol | 490 | 0.00403 | HV
679-AL1/86-ST1A 110.0 | 9.95 | 0.042 | 0.36 | 1.15 | ol | 679 | 0.00403 | HV
490-AL1/64-ST1A 220.0 | 10 | 0.059 | 0.285 | 0.96 | ol | 490 | 0.00403 | HV
679-AL1/86-ST1A 220.0 | 11.7 | 0.042 | 0.275 | 1.15 | ol | 679 | 0.00403 | HV
490-AL1/64-ST1A 380.0 | 11 | 0.059 | 0.253 | 0.96 | ol | 490 | 0.00403 | HV
679-AL1/86-ST1A 380.0 | 14.6 | 0.042 | 0.25 | 1.15 | ol | 679 | 0.00403 | HV

## trafo_std_types
| i0_percent | pfe_kw | vkr_percent | sn_mva | vn_lv_kv | vn_hv_kv | vk_percent | shift_degree | vector_group | tap_side | tap_neutral | tap_min | tap_max | tap_step_degree | tap_step_percent | tap_phase_shifter
160 MVA 380/110 kV | 0.06 | 60 | 0.25 | 160 | 110 | 380 | 12.2 | 0 | Yy0 | hv | 0 | -9 | 9 | 0 | 1.5 | FALSE
100 MVA 220/110 kV | 0.06 | 55 | 0.26 | 100 | 110 | 220 | 12 | 0 | Yy0 | hv | 0 | -9 | 9 | 0 | 1.5 | FALSE
63 MVA 110/20 kV | 0.04 | 22 | 0.32 | 63 | 20 | 110 | 18 | 150 | YNd5 | hv | 0 | -9 | 9 | 0 | 1.5 | FALSE
40 MVA 110/20 kV | 0.05 | 18 | 0.34 | 40 | 20 | 110 | 16.2 | 150 | YNd5 | hv | 0 | -9 | 9 | 0 | 1.5 | FALSE
25 MVA 110/20 kV | 0.07 | 14 | 0.41 | 25 | 20 | 110 | 12 | 150 | YNd5 | hv | 0 | -9 | 9 | 0 | 1.5 | FALSE
63 MVA 110/10 kV | 0.04 | 22 | 0.32 | 63 | 10 | 110 | 18 | 150 | YNd5 | hv | 0 | -9 | 9 | 0 | 1.5 | FALSE
40 MVA 110/10 kV | 0.05 | 18 | 0.34 | 40 | 10 | 110 | 16.2 | 150 | YNd5 | hv | 0 | -9 | 9 | 0 | 1.5 | FALSE
25 MVA 110/10 kV | 0.07 | 14 | 0.41 | 25 | 10 | 110 | 12 | 150 | YNd5 | hv | 0 | -9 | 9 | 0 | 1.5 | FALSE
0.25 MVA 20/0.4 kV | 0.32 | 0.8 | 1.44 | 0.25 | 0.4 | 20 | 6 | 150 | Yzn5 | hv | 0 | -2 | 2 | 0 | 2.5 | FALSE
0.4 MVA 20/0.4 kV | 0.3375 | 1.35 | 1.425 | 0.4 | 0.4 | 20 | 6 | 150 | Dyn5 | hv | 0 | -2 | 2 | 0 | 2.5 | FALSE
0.63 MVA 20/0.4 kV | 0.2619 | 1.65 | 1.206 | 0.63 | 0.4 | 20 | 6 | 150 | Dyn5 | hv | 0 | -2 | 2 | 0 | 2.5 | FALSE
0.25 MVA 10/0.4 kV | 0.24 | 0.6 | 1.2 | 0.25 | 0.4 | 10 | 4 | 150 | Dyn5 | hv | 0 | -2 | 2 | 0 | 2.5 | FALSE
0.4 MVA 10/0.4 kV | 0.2375 | 0.95 | 1.325 | 0.4 | 0.4 | 10 | 4 | 150 | Dyn5 | hv | 0 | -2 | 2 | 0 | 2.5 | FALSE
0.63 MVA 10/0.4 kV | 0.1873 | 1.18 | 1.0794 | 0.63 | 0.4 | 10 | 4 | 150 | Dyn5 | hv | 0 | -2 | 2 | 0 | 2.5 | FALSE

## trafo3w_std_types
| sn_hv_mva | sn_mv_mva | sn_lv_mva | vn_hv_kv | vn_mv_kv | vn_lv_kv | vk_hv_percent | vk_mv_percent | vk_lv_percent | vkr_hv_percent | vkr_mv_percent | vkr_lv_percent | pfe_kw | i0_percent | shift_mv_degree | shift_lv_degree | vector_group | tap_side | tap_neutral | tap_min | tap_max | tap_step_percent
63/25/38 MVA 110/20/10 kV | 63 | 25 | 38 | 110 | 20 | 10 | 10.4 | 10.4 | 10.4 | 0.28 | 0.32 | 0.35 | 35 | 0.89 | 0 | 0 | YN0yn0yn0 | hv | 0 | -10 | 10 | 1.2
63/25/38 MVA 110/10/10 kV | 63 | 25 | 38 | 110 | 10 | 10 | 10.4 | 10.4 | 10.4 | 0.28 | 0.32 | 0.35 | 35 | 0.89 | 0 | 0 | YN0yn0yn0 | hv | 0 | -10 | 10 | 1.2

## fuse_std_types
| fuse_type | i_rated_a | t_avg | t_min | t_total | x_avg | x_min | x_total
HV 100A | HV 100A | 100 | 0 | [10.0, 3.64, 0.854, 0.281, 0.1, 0.0531, 0.022, 0.01] | [10.0, 4.267, 1.21, 0.403, 0.1, 0.058, 0.022, 0.01] | 0 | [300.0, 350.0, 450.0, 550.0, 700.0, 850.0, 1200.0, 1752.0] | [600.0, 700.0, 900.0, 1150.0, 1665.0, 2000.0, 3000.0, 4313.0]
HV 10A | HV 10A | 10 | 0 | [10.0, 1675.0, 0.344, 0.156, 0.1, 0.0417, 0.0171, 0.01] | [10.0, 1.3, 0.3, 0.155, 0.1, 0.0555, 0.023, 0.01] | 0 | [30.0, 32.0, 35.0, 37.0, 39.0, 50.0, 70.0, 88.0] | [60.0, 70.0, 80.0, 87.0, 94.0, 110.0, 150.0, 216.0]
HV 125A | HV 125A | 125 | 0 | [10.0, 1.82, 0.344, 0.1, 0.0467, 0.0269, 0.01] | [10.0, 2.478, 0.426, 0.1, 0.0427, 0.0211, 0.01] | 0 | [375.0, 500.0, 700.0, 925.0, 1200.0, 1500.0, 2341.0] | [750.0, 1000.0, 1500.0, 2200.0, 3000.0, 4000.0, 5765.0]
HV 160A | HV 160A | 160 | 0 | [10.0, 4.15, 1.03, 0.198, 0.1, 0.051, 0.0172, 0.01] | [10.0, 2.3, 0.734, 0.274, 0.1, 0.046, 0.0177, 0.01] | 0 | [480.0, 550.0, 700.0, 1000.0, 1260.0, 1600.0, 2500.0, 3227.0] | [960.0, 1300.0, 1700.0, 2200.0, 2996.0, 4000.0, 6000.0, 7946.0]
HV 16A | HV 16A | 16 | 0 | [10.0, 0.352, 0.164, 0.1, 0.0649, 0.0342, 0.01] | [10.0, 2.34, 0.722, 0.181, 0.1, 0.055, 0.0296, 0.01] | 0 | [48.0, 60.0, 65.0, 71.0, 80.0, 100.0, 162.0] | [96.0, 110.0, 125.0, 150.0, 168.0, 200.0, 250.0, 398.0]
HV 200A | HV 200A | 200 | 0 | [10.0, 4.267, 1.21, 0.403, 0.1, 0.058, 0.022, 0.01] | [10.0, 3.73, 1.654, 0.328, 0.1, 0.0531, 0.019, 0.01] | 0 | [600.0, 700.0, 900.0, 1150.0, 1665.0, 2000.0, 3000.0, 4313.0] | [1200.0, 1500.0, 1800.0, 2700.0, 3960.0, 5000.0, 7500.0, 10620.0]
HV 20A | HV 20A | 20 | 0 | [10.0, 1.3, 0.3, 0.155, 0.1, 0.0555, 0.023, 0.01] | [10.0, 1.3, 0.161, 0.1, 0.0611, 0.0399, 0.0141, 0.01] | 0 | [60.0, 70.0, 80.0, 87.0, 94.0, 110.0, 150.0, 216.0] | [120.0, 150.0, 200.0, 223.0, 260.0, 300.0, 450.0, 532.0]
HV 25A | HV 25A | 25 | 0 | [10.0, 2.512, 0.833, 0.299, 0.1, 0.0372, 0.0223, 0.01] | [10.0, 3.125, 0.597, 0.198, 0.1, 0.0378, 0.022, 0.01] | 0 | [75.0, 82.0, 90.0, 100.0, 124.0, 170.0, 200.0, 289.0] | [150.0, 170.0, 210.0, 250.0, 294.0, 400.0, 500.0, 711.0]
HV 31.5A | HV 31.5A | 31.5 | 0 | [10.0, 2.34, 0.722, 0.181, 0.1, 0.055, 0.0296, 0.01] | [10.0, 2.84, 0.368, 0.164, 0.1, 0.0621, 0.0378, 0.0195, 0.01] | 0 | [95.0, 110.0, 125.0, 150.0, 165.0, 200.0, 250.0, 390.0] | [189.0, 220.0, 300.0, 350.0, 393.0, 450.0, 530.0, 700.0, 960.0]
HV 40A | HV 40A | 40 | 0 | [10.0, 1.3, 0.161, 0.1, 0.0611, 0.0399, 0.0141, 0.01] | [10.0, 2.05, 0.369, 0.198, 0.1, 0.051, 0.0298, 0.01] | 0 | [120.0, 150.0, 200.0, 223.0, 260.0, 300.0, 450.0, 532.0] | [240.0, 300.0, 400.0, 450.0, 530.0, 650.0, 800.0, 1311.0]
HV 50A | HV 50A | 50 | 0 | [10.0, 3.215, 0.597, 0.198, 0.1, 0.0378, 0.022, 0.01] | [10.0, 3.64, 0.854, 0.281, 0.1, 0.0531, 0.022, 0.01] | 0 | [150.0, 170.0, 210.0, 250.0, 294.0, 400.0, 500.0, 711.0] | [300.0, 350.0, 450.0, 550.0, 700.0, 850.0, 1200.0, 1752.0]
HV 6.3A | HV 6.3A | 6.3 | 0 | [10.0, 1.39, 0.344, 0.168, 0.1, 0.056, 0.0263, 0.01] | [10.0, 1.711, 0.516, 0.198, 0.1, 0.0634, 0.0303, 0.01] | 0 | [19.0, 19.5, 20.4, 20.8, 22.0, 25.0, 32.0, 48.0] | [38.0, 40.0, 43.0, 48.0, 53.0, 60.0, 75.0, 118.0]
HV 63A | HV 63A | 63 | 0 | [10.0, 2.84, 0.368, 0.164, 0.1, 0.0621, 0.0378, 0.0195, 0.01] | [10.0, 1.82, 0.344, 0.1, 0.0467, 0.0269, 0.01] | 0 | [189.0, 220.0, 300.0, 350.0, 393.0, 450.0, 530.0, 700.0, 961.0] | [378.0, 500.0, 700.0, 934.0, 1200.0, 1500.0, 2366.0]
HV 80A | HV 80A | 80 | 0 | [10.0, 2.05, 0.369, 0.198, 0.1, 0.051, 0.0298, 0.01] | [10.0, 4.15, 1.03, 0.198, 0.1, 0.051, 0.0172, 0.01] | 0 | [240.0, 300.0, 400.0, 450.0, 530.0, 650.0, 800.0, 1311.0] | [480.0, 550.0, 700.0, 1000.0, 1260.0, 1600.0, 2500.0, 3227.0]
Siemens NH-1-100 | Siemens NH-1-100 | 100 | [5400.0, 2000.0, 400.0, 20.0, 1.0, 0.2, 0.012, 0.004] | 0 | 0 | [150.0, 190.0, 250.0, 430.0, 900.0, 1250.0, 2700.0, 3600.0] | 0 | 0
Siemens NH-1-125 | Siemens NH-1-125 | 125 | [4800.0, 120.0, 7.0, 0.1, 0.004] | 0 | 0 | [180.0, 400.0, 740.0, 2000.0, 4250.0] | 0 | 0
Siemens NH-1-16 | Siemens NH-1-16 | 16 | [4000.0, 400.0, 2.0, 0.1, 0.04, 0.01] | 0 | 0 | [26.0, 35.0, 75.0, 150.0, 200.0, 300.0] | 0 | 0
Siemens NH-1-160 | Siemens NH-1-160 | 160 | [4800.0, 120.0, 7.0, 0.1, 0.004] | 0 | 0 | [210.0, 500.0, 900.0, 2300.0, 5000.0] | 0 | 0
Siemens NH-1-25 | Siemens NH-1-25 | 25 | [4000.0, 1000.0, 10.0, 0.2, 0.02, 0.01] | 0 | 0 | [40.0, 50.0, 100.0, 210.0, 400.0, 500.0] | 0 | 0
Siemens NH-1-50 | Siemens NH-1-50 | 50 | [4000.0, 40.0, 4.0, 1.0, 0.02, 0.01] | 0 | 0 | [86.0, 200.0, 300.0, 400.0, 1000.0, 1280.0] | 0 | 0
Siemens NH-1-63 | Siemens NH-1-63 | 63 | [4000.0, 100.0, 10.0, 2.0, 0.04, 0.01] | 0 | 0 | [100.0, 200.0, 300.0, 400.0, 1000.0, 1500.0] | 0 | 0
Siemens NH-1-80 | Siemens NH-1-80 | 80 | [4800.0, 120.0, 7.0, 0.1, 0.01] | 0 | 0 | [150.58, 250.0, 450.0, 1150.0, 2470.0] | 0 | 0
Siemens NH-2-1000 | Siemens NH-2-1000 | 1000 | [4800.0, 120.0, 7.0, 0.1, 0.004] | 0 | 0 | [1900.0, 3500.0, 8400.0, 24000.0, 52000.0] | 0 | 0
Siemens NH-2-200 | Siemens NH-2-200 | 200 | [4800.0, 120.0, 7.0, 0.1, 0.004] | 0 | 0 | [280.0, 650.0, 1200.0, 3000.0, 7000.0] | 0 | 0
Siemens NH-2-224 | Siemens NH-2-224 | 224 | [4800.0, 120.0, 7.0, 0.2, 0.04, 0.004] | 0 | 0 | [400.0, 750.0, 1453.0, 3025.0, 4315.0, 7600.0] | 0 | 0
Siemens NH-2-250 | Siemens NH-2-250 | 250 | [4800.0, 120.0, 7.0, 0.1, 0.004] | 0 | 0 | [450.0, 800.0, 1650.0, 4000.0, 8500.0] | 0 | 0
Siemens NH-2-315 | Siemens NH-2-315 | 315 | [4800.0, 120.0, 7.0, 0.1, 0.004] | 0 | 0 | [550.0, 920.0, 1900.0, 5000.0, 11000.0] | 0 | 0
Siemens NH-2-355 | Siemens NH-2-355 | 355 | [4800.0, 120.0, 6.0, 0.1, 0.004] | 0 | 0 | [650.0, 1116.27, 2350.0, 5840.0, 12790.0] | 0 | 0
Siemens NH-2-400 | Siemens NH-2-400 | 400 | [4800.0, 120.0, 7.0, 0.1, 0.004] | 0 | 0 | [720.0, 1350.0, 2800.0, 6500.0, 15000.0] | 0 | 0
Siemens NH-2-425 | Siemens NH-2-425 | 425 | [4800.0, 120.0, 7.0, 0.1, 0.004] | 0 | 0 | [850.0, 1500.0, 3050.0, 7500.0, 16500.0] | 0 | 0
Siemens NH-2-630 | Siemens NH-2-630 | 630 | [4800.0, 120.0, 7.0, 0.1, 0.004] | 0 | 0 | [1200.0, 2000.0, 4800.0, 12000.0, 26000.0] | 0 | 0

## dtypes
| element | column | dtype
0 | bus | name | object
1 | bus | vn_kv | float64
2 | bus | type | object
3 | bus | zone | object
4 | bus | in_service | bool
5 | load | name | object
6 | load | bus | uint32
7 | load | p_mw | float64
8 | load | q_mvar | float64
9 | load | const_z_percent | float64
10 | load | const_i_percent | float64
11 | load | sn_mva | float64
12 | load | scaling | float64
13 | load | in_service | bool
14 | load | type | object
15 | ext_grid | name | object
16 | ext_grid | bus | uint32
17 | ext_grid | vm_pu | float64
18 | ext_grid | va_degree | float64
19 | ext_grid | slack_weight | float64
20 | ext_grid | in_service | bool
21 | line | name | object
22 | line | std_type | object
23 | line | from_bus | uint32
24 | line | to_bus | uint32
25 | line | length_km | float64
26 | line | r_ohm_per_km | float64
27 | line | x_ohm_per_km | float64
28 | line | c_nf_per_km | float64
29 | line | g_us_per_km | float64
30 | line | max_i_ka | float64
31 | line | df | float64
32 | line | parallel | uint32
33 | line | type | object
34 | line | in_service | bool
35 | trafo | name | object
36 | trafo | std_type | object
37 | trafo | hv_bus | uint32
38 | trafo | lv_bus | uint32
39 | trafo | sn_mva | float64
40 | trafo | vn_hv_kv | float64
41 | trafo | vn_lv_kv | float64
42 | trafo | vk_percent | float64
43 | trafo | vkr_percent | float64
44 | trafo | pfe_kw | float64
45 | trafo | i0_percent | float64
46 | trafo | shift_degree | float64
47 | trafo | tap_side | object
48 | trafo | tap_neutral | int32
49 | trafo | tap_min | int32
50 | trafo | tap_max | int32
51 | trafo | tap_step_percent | float64
52 | trafo | tap_step_degree | float64
53 | trafo | tap_pos | int32
54 | trafo | tap_phase_shifter | bool
55 | trafo | parallel | uint32
56 | trafo | df | float64
57 | trafo | in_service | bool
58 | line_geodata | coords | object
59 | bus_geodata | x | float64
60 | bus_geodata | y | float64
61 | bus_geodata | coords | object

## parameters
| version | format_version | converged | OPF_converged | name | f_hz | sn_mva
0 | 2.14.6 | 2.14.0 | FALSE | FALSE |  | 50 | 1