## bus
| name | vn_kv | type | zone | in_service
0 | bus_LV_3024-8_0_6_node_0 | 0.4 | n |  | TRUE
1 | bus_LV_3024-8_0_6_node_1 | 0.4 | n |  | TRUE
2 | bus_LV_3024-8_0_6_node_2 | 0.4 | n |  | TRUE
3 | bus_LV_3024-8_0_6_node_3 | 0.4 | n |  | TRUE
4 | bus_LV_3024-8_0_6_node_5 | 0.4 | n |  | TRUE
5 | bus_LV_3024-8_0_6_node_7 | 0.4 | n |  | TRUE
6 | bus_LV_3024-8_0_6_node_4 | 0.4 | n |  | TRUE
7 | bus_LV_3024-8_0_6_node_16 | 0.4 | n |  | TRUE
8 | bus_LV_3024-8_0_6_node_15 | 0.4 | n |  | TRUE
9 | bus_LV_3024-8_0_6_node_6 | 0.4 | n |  | TRUE
10 | bus_LV_3024-8_0_6_node_119 | 0.4 | n |  | TRUE
11 | bus_LV_3024-8_0_6_node_77 | 0.4 | n |  | TRUE
12 | bus_LV_3024-8_0_6_node_116 | 0.4 | n |  | TRUE
13 | bus_LV_3024-8_0_6_node_148 | 0.4 | n |  | TRUE
14 | bus_LV_3024-8_0_6_node_10 | 0.4 | n |  | TRUE
15 | bus_LV_3024-8_0_6_node_14 | 0.4 | n |  | TRUE
16 | bus_LV_3024-8_0_6_node_104 | 0.4 | n |  | TRUE
17 | bus_LV_3024-8_0_6_node_76 | 0.4 | n |  | TRUE
18 | bus_LV_3024-8_0_6_node_8 | 0.4 | n |  | TRUE
19 | bus_LV_3024-8_0_6_node_67 | 0.4 | n |  | TRUE
20 | bus_LV_3024-8_0_6_node_69 | 0.4 | n |  | TRUE
21 | bus_LV_3024-8_0_6_node_13 | 0.4 | n |  | TRUE
22 | bus_LV_3024-8_0_6_node_9 | 0.4 | n |  | TRUE
23 | bus_LV_3024-8_0_6_node_11 | 0.4 | n |  | TRUE
24 | bus_LV_3024-8_0_6_node_12 | 0.4 | n |  | TRUE
25 | bus_LV_3024-8_0_6_node_98 | 0.4 | n |  | TRUE
26 | bus_LV_3024-8_0_6_node_100 | 0.4 | n |  | TRUE
27 | bus_LV_3024-8_0_6_node_96 | 0.4 | n |  | TRUE
28 | bus_LV_3024-8_0_6_node_63 | 0.4 | n |  | TRUE
29 | bus_LV_3024-8_0_6_node_66 | 0.4 | n |  | TRUE
30 | bus_LV_3024-8_0_6_node_99 | 0.4 | n |  | TRUE
31 | bus_LV_3024-8_0_6_node_113 | 0.4 | n |  | TRUE
32 | bus_LV_3024-8_0_6_node_97 | 0.4 | n |  | TRUE
33 | bus_LV_3024-8_0_6_node_60 | 0.4 | n |  | TRUE
34 | bus_LV_3024-8_0_6_node_17 | 0.4 | n |  | TRUE
35 | bus_LV_3024-8_0_6_node_18 | 0.4 | n |  | TRUE
36 | bus_LV_3024-8_0_6_node_19 | 0.4 | n |  | TRUE
37 | bus_LV_3024-8_0_6_node_21 | 0.4 | n |  | TRUE
38 | bus_LV_3024-8_0_6_node_22 | 0.4 | n |  | TRUE
39 | bus_LV_3024-8_0_6_node_50 | 0.4 | n |  | TRUE
40 | bus_LV_3024-8_0_6_node_51 | 0.4 | n |  | TRUE
41 | bus_LV_3024-8_0_6_node_23 | 0.4 | n |  | TRUE
42 | bus_LV_3024-8_0_6_node_24 | 0.4 | n |  | TRUE
43 | bus_LV_3024-8_0_6_node_26 | 0.4 | n |  | TRUE
44 | bus_LV_3024-8_0_6_node_42 | 0.4 | n |  | TRUE
45 | bus_LV_3024-8_0_6_node_29 | 0.4 | n |  | TRUE
46 | bus_LV_3024-8_0_6_node_43 | 0.4 | n |  | TRUE
47 | bus_LV_3024-8_0_6_node_25 | 0.4 | n |  | TRUE
48 | bus_LV_3024-8_0_6_node_27 | 0.4 | n |  | TRUE
49 | bus_LV_3024-8_0_6_node_28 | 0.4 | n |  | TRUE
50 | bus_LV_3024-8_0_6_node_34 | 0.4 | n |  | TRUE
51 | bus_LV_3024-8_0_6_node_32 | 0.4 | n |  | TRUE
52 | bus_LV_3024-8_0_6_node_36 | 0.4 | n |  | TRUE
53 | bus_LV_3024-8_0_6_node_30 | 0.4 | n |  | TRUE
54 | bus_LV_3024-8_0_6_node_151 | 0.4 | n |  | TRUE
55 | bus_LV_3024-8_0_6_node_44 | 0.4 | n |  | TRUE
56 | bus_LV_3024-8_0_6_node_135 | 0.4 | n |  | TRUE
57 | bus_LV_3024-8_0_6_node_52 | 0.4 | n |  | TRUE
58 | bus_LV_3024-8_0_6_node_31 | 0.4 | n |  | TRUE
59 | bus_LV_3024-8_0_6_node_33 | 0.4 | n |  | TRUE
60 | bus_LV_3024-8_0_6_node_35 | 0.4 | n |  | TRUE
61 | bus_LV_3024-8_0_6_node_37 | 0.4 | n |  | TRUE
62 | bus_LV_3024-8_0_6_node_38 | 0.4 | n |  | TRUE
63 | bus_LV_3024-8_0_6_node_39 | 0.4 | n |  | TRUE
64 | bus_LV_3024-8_0_6_node_40 | 0.4 | n |  | TRUE
65 | bus_LV_3024-8_0_6_node_41 | 0.4 | n |  | TRUE
66 | bus_LV_3024-8_0_6_node_165 | 0.4 | n |  | TRUE
67 | bus_LV_3024-8_0_6_node_136 | 0.4 | n |  | TRUE
68 | bus_LV_3024-8_0_6_node_91 | 0.4 | n |  | TRUE
69 | bus_LV_3024-8_0_6_node_102 | 0.4 | n |  | TRUE
70 | bus_LV_3024-8_0_6_node_45 | 0.4 | n |  | TRUE
71 | bus_LV_3024-8_0_6_node_46 | 0.4 | n |  | TRUE
72 | bus_LV_3024-8_0_6_node_47 | 0.4 | n |  | TRUE
73 | bus_LV_3024-8_0_6_node_48 | 0.4 | n |  | TRUE
74 | bus_LV_3024-8_0_6_node_49 | 0.4 | n |  | TRUE
75 | bus_LV_3024-8_0_6_node_65 | 0.4 | n |  | TRUE
76 | bus_LV_3024-8_0_6_node_64 | 0.4 | n |  | TRUE
77 | bus_LV_3024-8_0_6_node_53 | 0.4 | n |  | TRUE
78 | bus_LV_3024-8_0_6_node_101 | 0.4 | n |  | TRUE
79 | bus_LV_3024-8_0_6_node_54 | 0.4 | n |  | TRUE
80 | bus_LV_3024-8_0_6_node_55 | 0.4 | n |  | TRUE
81 | bus_LV_3024-8_0_6_node_56 | 0.4 | n |  | TRUE
82 | bus_LV_3024-8_0_6_node_57 | 0.4 | n |  | TRUE
83 | bus_LV_3024-8_0_6_node_58 | 0.4 | n |  | TRUE
84 | bus_LV_3024-8_0_6_node_62 | 0.4 | n |  | TRUE
85 | bus_LV_3024-8_0_6_node_150 | 0.4 | n |  | TRUE
86 | bus_LV_3024-8_0_6_node_115 | 0.4 | n |  | TRUE
87 | bus_LV_3024-8_0_6_node_114 | 0.4 | n |  | TRUE
88 | bus_LV_3024-8_0_6_node_149 | 0.4 | n |  | TRUE
89 | bus_LV_3024-8_0_6_node_110 | 0.4 | n |  | TRUE
90 | bus_LV_3024-8_0_6_node_68 | 0.4 | n |  | TRUE
91 | bus_LV_3024-8_0_6_node_70 | 0.4 | n |  | TRUE
92 | bus_LV_3024-8_0_6_node_71 | 0.4 | n |  | TRUE
93 | bus_LV_3024-8_0_6_node_72 | 0.4 | n |  | TRUE
94 | bus_LV_3024-8_0_6_node_73 | 0.4 | n |  | TRUE
95 | bus_LV_3024-8_0_6_node_74 | 0.4 | n |  | TRUE
96 | bus_LV_3024-8_0_6_node_75 | 0.4 | n |  | TRUE
97 | bus_LV_3024-8_0_6_node_93 | 0.4 | n |  | TRUE
98 | bus_LV_3024-8_0_6_node_159 | 0.4 | n |  | TRUE
99 | bus_LV_3024-8_0_6_node_153 | 0.4 | n |  | TRUE
100 | bus_LV_3024-8_0_6_node_94 | 0.4 | n |  | TRUE
101 | bus_LV_3024-8_0_6_node_164 | 0.4 | n |  | TRUE
102 | bus_LV_3024-8_0_6_node_166 | 0.4 | n |  | TRUE
103 | bus_LV_3024-8_0_6_node_152 | 0.4 | n |  | TRUE
104 | bus_LV_3024-8_0_6_node_78 | 0.4 | n |  | TRUE
105 | bus_LV_3024-8_0_6_node_79 | 0.4 | n |  | TRUE
106 | bus_LV_3024-8_0_6_node_80 | 0.4 | n |  | TRUE
107 | bus_LV_3024-8_0_6_node_81 | 0.4 | n |  | TRUE
108 | bus_LV_3024-8_0_6_node_82 | 0.4 | n |  | TRUE
109 | bus_LV_3024-8_0_6_node_125 | 0.4 | n |  | TRUE
110 | bus_LV_3024-8_0_6_node_126 | 0.4 | n |  | TRUE
111 | bus_LV_3024-8_0_6_node_83 | 0.4 | n |  | TRUE
112 | bus_LV_3024-8_0_6_node_84 | 0.4 | n |  | TRUE
113 | bus_LV_3024-8_0_6_node_85 | 0.4 | n |  | TRUE
114 | bus_LV_3024-8_0_6_node_86 | 0.4 | n |  | TRUE
115 | bus_LV_3024-8_0_6_node_87 | 0.4 | n |  | TRUE
116 | bus_LV_3024-8_0_6_node_111 | 0.4 | n |  | TRUE
117 | bus_LV_3024-8_0_6_node_143 | 0.4 | n |  | TRUE
118 | bus_LV_3024-8_0_6_node_144 | 0.4 | n |  | TRUE
119 | bus_LV_3024-8_0_6_node_142 | 0.4 | n |  | TRUE
120 | bus_LV_3024-8_0_6_node_88 | 0.4 | n |  | TRUE
121 | bus_LV_3024-8_0_6_node_89 | 0.4 | n |  | TRUE
122 | bus_LV_3024-8_0_6_node_90 | 0.4 | n |  | TRUE
123 | bus_LV_3024-8_0_6_node_92 | 0.4 | n |  | TRUE
124 | bus_LV_3024-8_0_6_node_133 | 0.4 | n |  | TRUE
125 | bus_LV_3024-8_0_6_node_137 | 0.4 | n |  | TRUE
126 | bus_LV_3024-8_0_6_node_123 | 0.4 | n |  | TRUE
127 | bus_LV_3024-8_0_6_node_95 | 0.4 | n |  | TRUE
128 | bus_LV_3024-8_0_6_node_145 | 0.4 | n |  | TRUE
129 | bus_LV_3024-8_0_6_node_160 | 0.4 | n |  | TRUE
130 | bus_LV_3024-8_0_6_node_112 | 0.4 | n |  | TRUE
131 | bus_LV_3024-8_0_6_node_103 | 0.4 | n |  | TRUE
132 | bus_LV_3024-8_0_6_node_105 | 0.4 | n |  | TRUE
133 | bus_LV_3024-8_0_6_node_147 | 0.4 | n |  | TRUE
134 | bus_LV_3024-8_0_6_node_146 | 0.4 | n |  | TRUE
135 | bus_LV_3024-8_0_6_node_106 | 0.4 | n |  | TRUE
136 | bus_LV_3024-8_0_6_node_107 | 0.4 | n |  | TRUE
137 | bus_LV_3024-8_0_6_node_108 | 0.4 | n |  | TRUE
138 | bus_LV_3024-8_0_6_node_109 | 0.4 | n |  | TRUE
139 | bus_LV_3024-8_0_6_node_132 | 0.4 | n |  | TRUE
140 | bus_LV_3024-8_0_6_node_117 | 0.4 | n |  | TRUE
141 | bus_LV_3024-8_0_6_node_118 | 0.4 | n |  | TRUE
142 | bus_LV_3024-8_0_6_node_120 | 0.4 | n |  | TRUE
143 | bus_LV_3024-8_0_6_node_121 | 0.4 | n |  | TRUE
144 | bus_LV_3024-8_0_6_node_122 | 0.4 | n |  | TRUE
145 | bus_LV_3024-8_0_6_node_124 | 0.4 | n |  | TRUE
146 | bus_LV_3024-8_0_6_node_134 | 0.4 | n |  | TRUE
147 | bus_LV_3024-8_0_6_node_139 | 0.4 | n |  | TRUE
148 | bus_LV_3024-8_0_6_node_156 | 0.4 | n |  | TRUE
149 | bus_LV_3024-8_0_6_node_138 | 0.4 | n |  | TRUE
150 | bus_LV_3024-8_0_6_node_127 | 0.4 | n |  | TRUE
151 | bus_LV_3024-8_0_6_node_131 | 0.4 | n |  | TRUE
152 | bus_LV_3024-8_0_6_node_129 | 0.4 | n |  | TRUE
153 | bus_LV_3024-8_0_6_node_128 | 0.4 | n |  | TRUE
154 | bus_LV_3024-8_0_6_node_130 | 0.4 | n |  | TRUE
155 | bus_LV_3024-8_0_6_node_157 | 0.4 | n |  | TRUE
156 | bus_LV_3024-8_0_6_node_140 | 0.4 | n |  | TRUE
157 | bus_LV_3024-8_0_6_node_141 | 0.4 | n |  | TRUE
158 | bus_LV_3024-8_0_6_node_161 | 0.4 | n |  | TRUE
159 | bus_LV_3024-8_0_6_node_162 | 0.4 | n |  | TRUE
160 | bus_LV_3024-8_0_6_node_154 | 0.4 | n |  | TRUE
161 | bus_LV_3024-8_0_6_node_155 | 0.4 | n |  | TRUE
162 | bus_LV_3024-8_0_6_node_158 | 0.4 | n |  | TRUE
163 | bus_LV_3024-8_0_6_node_163 | 0.4 | n |  | TRUE
164 | bus_MV_40_0_node_35 | 20 | n |  | TRUE

## load
| name | bus | p_mw | q_mvar | const_z_percent | const_i_percent | sn_mva | scaling | in_service | type
0 | LV_3024-8_0_6_load_0 | 0 | 0.0028144 | 0.00070535 | 0 | 0 |  | 1 | TRUE | wye
1 | LV_3024-8_0_6_load_1 | 1 | 0.0019885 | 0.00049835 | 0 | 0 |  | 1 | TRUE | wye
2 | LV_3024-8_0_6_load_2 | 2 | 0.0015078 | 0.00037789 | 0 | 0 |  | 1 | TRUE | wye
3 | LV_3024-8_0_6_load_5 | 4 | 0.005211 | 0.001306 | 0 | 0 |  | 1 | TRUE | wye
4 | LV_3024-8_0_6_load_15 | 8 | 0.015609 | 0.0039119 | 0 | 0 |  | 1 | TRUE | wye
5 | LV_3024-8_0_6_load_77 | 11 | 0.00288 | 0.00072181 | 0 | 0 |  | 1 | TRUE | wye
6 | LV_3024-8_0_6_load_116 | 12 | 0.0036655 | 0.00091867 | 0 | 0 |  | 1 | TRUE | wye
7 | LV_3024-8_0_6_load_148 | 13 | 0.003458 | 0.00086666 | 0 | 0 |  | 1 | TRUE | wye
8 | LV_3024-8_0_6_load_10 | 14 | 0.0065077 | 0.001631 | 0 | 0 |  | 1 | TRUE | wye
9 | LV_3024-8_0_6_load_14 | 15 | 0.0090824 | 0.0022763 | 0 | 0 |  | 1 | TRUE | wye
10 | LV_3024-8_0_6_load_104 | 16 | 0.0029638 | 0.00074281 | 0 | 0 |  | 1 | TRUE | wye
11 | LV_3024-8_0_6_load_76 | 17 | 0.0034754 | 0.00087102 | 0 | 0 |  | 1 | TRUE | wye
12 | LV_3024-8_0_6_load_8 | 18 | 0.0016127 | 0.00040418 | 0 | 0 |  | 1 | TRUE | wye
13 | LV_3024-8_0_6_load_67 | 19 | 0.0090382 | 0.0022652 | 0 | 0 |  | 1 | TRUE | wye
14 | LV_3024-8_0_6_load_69 | 20 | 0.00090676 | 0.00022726 | 0 | 0 |  | 1 | TRUE | wye
15 | LV_3024-8_0_6_load_13 | 21 | 0.010827 | 0.0027134 | 0 | 0 |  | 1 | TRUE | wye
16 | LV_3024-8_0_6_load_9 | 22 | 0.0014445 | 0.00036201 | 0 | 0 |  | 1 | TRUE | wye
17 | LV_3024-8_0_6_load_98 | 25 | 0.0020476 | 0.00051318 | 0 | 0 |  | 1 | TRUE | wye
18 | LV_3024-8_0_6_load_100 | 26 | 0.002138 | 0.00053584 | 0 | 0 |  | 1 | TRUE | wye
19 | LV_3024-8_0_6_load_96 | 27 | 0.0021956 | 0.00055028 | 0 | 0 |  | 1 | TRUE | wye
20 | LV_3024-8_0_6_load_63 | 28 | 0.0010507 | 0.00026333 | 0 | 0 |  | 1 | TRUE | wye
21 | LV_3024-8_0_6_load_66 | 29 | 0.0035942 | 0.00090078 | 0 | 0 |  | 1 | TRUE | wye
22 | LV_3024-8_0_6_load_99 | 30 | 0.0099544 | 0.0024948 | 0 | 0 |  | 1 | TRUE | wye
23 | LV_3024-8_0_6_load_113 | 31 | 0.0026016 | 0.00065203 | 0 | 0 |  | 1 | TRUE | wye
24 | LV_3024-8_0_6_load_97 | 32 | 0.0049108 | 0.0012308 | 0 | 0 |  | 1 | TRUE | wye
25 | LV_3024-8_0_6_load_60 | 33 | 0.0016201 | 0.00040604 | 0 | 0 |  | 1 | TRUE | wye
26 | LV_3024-8_0_6_load_17 | 34 | 0.0057866 | 0.0014503 | 0 | 0 |  | 1 | TRUE | wye
27 | LV_3024-8_0_6_load_19 | 36 | 0.015674 | 0.0039282 | 0 | 0 |  | 1 | TRUE | wye
28 | LV_3024-8_0_6_load_21 | 37 | 0.015952 | 0.003998 | 0 | 0 |  | 1 | TRUE | wye
29 | LV_3024-8_0_6_load_50 | 39 | 0.0037156 | 0.00093122 | 0 | 0 |  | 1 | TRUE | wye
30 | LV_3024-8_0_6_load_24 | 42 | 0.0067379 | 0.0016887 | 0 | 0 |  | 1 | TRUE | wye
31 | LV_3024-8_0_6_load_26 | 43 | 0.0015739 | 0.00039447 | 0 | 0 |  | 1 | TRUE | wye
32 | LV_3024-8_0_6_load_42 | 44 | 0.0099274 | 0.002488 | 0 | 0 |  | 1 | TRUE | wye
33 | LV_3024-8_0_6_load_25 | 47 | 0.013241 | 0.0033185 | 0 | 0 |  | 1 | TRUE | wye
34 | LV_3024-8_0_6_load_27 | 48 | 0.0024992 | 0.00062637 | 0 | 0 |  | 1 | TRUE | wye
35 | LV_3024-8_0_6_load_34 | 50 | 0.0010057 | 0.00025206 | 0 | 0 |  | 1 | TRUE | wye
36 | LV_3024-8_0_6_load_32 | 51 | 0.0048115 | 0.0012059 | 0 | 0 |  | 1 | TRUE | wye
37 | LV_3024-8_0_6_load_36 | 52 | 0.0014978 | 0.00037539 | 0 | 0 |  | 1 | TRUE | wye
38 | LV_3024-8_0_6_load_30 | 53 | 0.0028436 | 0.00071267 | 0 | 0 |  | 1 | TRUE | wye
39 | LV_3024-8_0_6_load_151 | 54 | 0.0080526 | 0.0020182 | 0 | 0 |  | 1 | TRUE | wye
40 | LV_3024-8_0_6_load_135 | 56 | 0.0039341 | 0.00098597 | 0 | 0 |  | 1 | TRUE | wye
41 | LV_3024-8_0_6_load_52 | 57 | 0.0071223 | 0.001785 | 0 | 0 |  | 1 | TRUE | wye
42 | LV_3024-8_0_6_load_31 | 58 | 0.0023052 | 0.00057774 | 0 | 0 |  | 1 | TRUE | wye
43 | LV_3024-8_0_6_load_33 | 59 | 0.0049867 | 0.0012498 | 0 | 0 |  | 1 | TRUE | wye
44 | LV_3024-8_0_6_load_35 | 60 | 0.00090158 | 0.00022596 | 0 | 0 |  | 1 | TRUE | wye
45 | LV_3024-8_0_6_load_37 | 61 | 0.0029514 | 0.00073969 | 0 | 0 |  | 1 | TRUE | wye
46 | LV_3024-8_0_6_load_38 | 62 | 0.0029799 | 0.00074684 | 0 | 0 |  | 1 | TRUE | wye
47 | LV_3024-8_0_6_load_40 | 64 | 0.0016007 | 0.00040117 | 0 | 0 |  | 1 | TRUE | wye
48 | LV_3024-8_0_6_load_165 | 66 | 0.006545 | 0.0016403 | 0 | 0 |  | 1 | TRUE | wye
49 | LV_3024-8_0_6_load_136 | 67 | 0.0034663 | 0.00086874 | 0 | 0 |  | 1 | TRUE | wye
50 | LV_3024-8_0_6_load_91 | 68 | 0.0032565 | 0.00081615 | 0 | 0 |  | 1 | TRUE | wye
51 | LV_3024-8_0_6_load_102 | 69 | 0.0031927 | 0.00080016 | 0 | 0 |  | 1 | TRUE | wye
52 | LV_3024-8_0_6_load_45 | 70 | 0.0021727 | 0.00054453 | 0 | 0 |  | 1 | TRUE | wye
53 | LV_3024-8_0_6_load_46 | 71 | 0.0042499 | 0.0010651 | 0 | 0 |  | 1 | TRUE | wye
54 | LV_3024-8_0_6_load_47 | 72 | 0.0062507 | 0.0015666 | 0 | 0 |  | 1 | TRUE | wye
55 | LV_3024-8_0_6_load_49 | 74 | 0.0048851 | 0.0012243 | 0 | 0 |  | 1 | TRUE | wye
56 | LV_3024-8_0_6_load_65 | 75 | 0.0027886 | 0.00069888 | 0 | 0 |  | 1 | TRUE | wye
57 | LV_3024-8_0_6_load_64 | 76 | 0.0075828 | 0.0019004 | 0 | 0 |  | 1 | TRUE | wye
58 | LV_3024-8_0_6_load_53 | 77 | 0.0032551 | 0.0008158 | 0 | 0 |  | 1 | TRUE | wye
59 | LV_3024-8_0_6_load_101 | 78 | 0.011629 | 0.0029144 | 0 | 0 |  | 1 | TRUE | wye
60 | LV_3024-8_0_6_load_54 | 79 | 0.0036876 | 0.0009242 | 0 | 0 |  | 1 | TRUE | wye
61 | LV_3024-8_0_6_load_55 | 80 | 0.0012825 | 0.00032141 | 0 | 0 |  | 1 | TRUE | wye
62 | LV_3024-8_0_6_load_57 | 82 | 0.0010142 | 0.00025417 | 0 | 0 |  | 1 | TRUE | wye
63 | LV_3024-8_0_6_load_58 | 83 | 0.0036116 | 0.00090516 | 0 | 0 |  | 1 | TRUE | wye
64 | LV_3024-8_0_6_load_150 | 85 | 0.0026785 | 0.00067131 | 0 | 0 |  | 1 | TRUE | wye
65 | LV_3024-8_0_6_load_115 | 86 | 0.0050725 | 0.0012713 | 0 | 0 |  | 1 | TRUE | wye
66 | LV_3024-8_0_6_load_114 | 87 | 0.0049323 | 0.0012362 | 0 | 0 |  | 1 | TRUE | wye
67 | LV_3024-8_0_6_load_149 | 88 | 0.0076002 | 0.0019048 | 0 | 0 |  | 1 | TRUE | wye
68 | LV_3024-8_0_6_load_110 | 89 | 0.0026819 | 0.00067215 | 0 | 0 |  | 1 | TRUE | wye
69 | LV_3024-8_0_6_load_68 | 90 | 0.0048333 | 0.0012113 | 0 | 0 |  | 1 | TRUE | wye
70 | LV_3024-8_0_6_load_70 | 91 | 0.012396 | 0.0031066 | 0 | 0 |  | 1 | TRUE | wye
71 | LV_3024-8_0_6_load_71 | 92 | 0.0014949 | 0.00037467 | 0 | 0 |  | 1 | TRUE | wye
72 | LV_3024-8_0_6_load_72 | 93 | 0.0014591 | 0.00036568 | 0 | 0 |  | 1 | TRUE | wye
73 | LV_3024-8_0_6_load_74 | 95 | 0.00073965 | 0.00018537 | 0 | 0 |  | 1 | TRUE | wye
74 | LV_3024-8_0_6_load_93 | 97 | 0.0014544 | 0.00036451 | 0 | 0 |  | 1 | TRUE | wye
75 | LV_3024-8_0_6_load_153 | 99 | 0.00032926 | 8.2521e-05 | 0 | 0 |  | 1 | TRUE | wye
76 | LV_3024-8_0_6_load_94 | 100 | 0.0021024 | 0.00052692 | 0 | 0 |  | 1 | TRUE | wye
77 | LV_3024-8_0_6_load_166 | 102 | 0.003153 | 0.00079021 | 0 | 0 |  | 1 | TRUE | wye
78 | LV_3024-8_0_6_load_152 | 103 | 0.00039155 | 9.8132e-05 | 0 | 0 |  | 1 | TRUE | wye
79 | LV_3024-8_0_6_load_78 | 104 | 0.0050989 | 0.0012779 | 0 | 0 |  | 1 | TRUE | wye
80 | LV_3024-8_0_6_load_79 | 105 | 0.0022268 | 0.00055808 | 0 | 0 |  | 1 | TRUE | wye
81 | LV_3024-8_0_6_load_80 | 106 | 0.0031102 | 0.00077949 | 0 | 0 |  | 1 | TRUE | wye
82 | LV_3024-8_0_6_load_81 | 107 | 0.008468 | 0.0021223 | 0 | 0 |  | 1 | TRUE | wye
83 | LV_3024-8_0_6_load_82 | 108 | 0.0030406 | 0.00076205 | 0 | 0 |  | 1 | TRUE | wye
84 | LV_3024-8_0_6_load_125 | 109 | 0.0052514 | 0.0013161 | 0 | 0 |  | 1 | TRUE | wye
85 | LV_3024-8_0_6_load_126 | 110 | 0.0040847 | 0.0010237 | 0 | 0 |  | 1 | TRUE | wye
86 | LV_3024-8_0_6_load_83 | 111 | 0.0020191 | 0.00050603 | 0 | 0 |  | 1 | TRUE | wye
87 | LV_3024-8_0_6_load_84 | 112 | 0.0031226 | 0.0007826 | 0 | 0 |  | 1 | TRUE | wye
88 | LV_3024-8_0_6_load_85 | 113 | 0.0040204 | 0.0010076 | 0 | 0 |  | 1 | TRUE | wye
89 | LV_3024-8_0_6_load_86 | 114 | 0.002339 | 0.00058622 | 0 | 0 |  | 1 | TRUE | wye
90 | LV_3024-8_0_6_load_87 | 115 | 0.0022763 | 0.00057049 | 0 | 0 |  | 1 | TRUE | wye
91 | LV_3024-8_0_6_load_111 | 116 | 0.0019976 | 0.00050064 | 0 | 0 |  | 1 | TRUE | wye
92 | LV_3024-8_0_6_load_143 | 117 | 0.0063318 | 0.0015869 | 0 | 0 |  | 1 | TRUE | wye
93 | LV_3024-8_0_6_load_144 | 118 | 0.001918 | 0.00048069 | 0 | 0 |  | 1 | TRUE | wye
94 | LV_3024-8_0_6_load_142 | 119 | 0.0052134 | 0.0013066 | 0 | 0 |  | 1 | TRUE | wye
95 | LV_3024-8_0_6_load_88 | 120 | 0.0034531 | 0.00086543 | 0 | 0 |  | 1 | TRUE | wye
96 | LV_3024-8_0_6_load_89 | 121 | 0.0053284 | 0.0013354 | 0 | 0 |  | 1 | TRUE | wye
97 | LV_3024-8_0_6_load_90 | 122 | 0.0050648 | 0.0012693 | 0 | 0 |  | 1 | TRUE | wye
98 | LV_3024-8_0_6_load_92 | 123 | 0.0035339 | 0.00088568 | 0 | 0 |  | 1 | TRUE | wye
99 | LV_3024-8_0_6_load_137 | 125 | 0.0051035 | 0.0012791 | 0 | 0 |  | 1 | TRUE | wye
100 | LV_3024-8_0_6_load_95 | 127 | 0.0017908 | 0.00044881 | 0 | 0 |  | 1 | TRUE | wye
101 | LV_3024-8_0_6_load_145 | 128 | 0.0037173 | 0.00093164 | 0 | 0 |  | 1 | TRUE | wye
102 | LV_3024-8_0_6_load_112 | 130 | 0.0026056 | 0.00065304 | 0 | 0 |  | 1 | TRUE | wye
103 | LV_3024-8_0_6_load_105 | 132 | 0.0048874 | 0.0012249 | 0 | 0 |  | 1 | TRUE | wye
104 | LV_3024-8_0_6_load_147 | 133 | 0.0033957 | 0.00085104 | 0 | 0 |  | 1 | TRUE | wye
105 | LV_3024-8_0_6_load_106 | 135 | 0.0028652 | 0.00071807 | 0 | 0 |  | 1 | TRUE | wye
106 | LV_3024-8_0_6_load_107 | 136 | 0.0064838 | 0.001625 | 0 | 0 |  | 1 | TRUE | wye
107 | LV_3024-8_0_6_load_108 | 137 | 0.0065841 | 0.0016501 | 0 | 0 |  | 1 | TRUE | wye
108 | LV_3024-8_0_6_load_109 | 138 | 0.004492 | 0.0011258 | 0 | 0 |  | 1 | TRUE | wye
109 | LV_3024-8_0_6_load_132 | 139 | 0.0052788 | 0.001323 | 0 | 0 |  | 1 | TRUE | wye
110 | LV_3024-8_0_6_load_117 | 140 | 0.0019138 | 0.00047965 | 0 | 0 |  | 1 | TRUE | wye
111 | LV_3024-8_0_6_load_118 | 141 | 0.0039449 | 0.00098868 | 0 | 0 |  | 1 | TRUE | wye
112 | LV_3024-8_0_6_load_120 | 142 | 0.0023 | 0.00057645 | 0 | 0 |  | 1 | TRUE | wye
113 | LV_3024-8_0_6_load_121 | 143 | 0.0021518 | 0.0005393 | 0 | 0 |  | 1 | TRUE | wye
114 | LV_3024-8_0_6_load_122 | 144 | 0.0048423 | 0.0012136 | 0 | 0 |  | 1 | TRUE | wye
115 | LV_3024-8_0_6_load_124 | 145 | 0.0031485 | 0.00078908 | 0 | 0 |  | 1 | TRUE | wye
116 | LV_3024-8_0_6_load_134 | 146 | 0.0052585 | 0.0013179 | 0 | 0 |  | 1 | TRUE | wye
117 | LV_3024-8_0_6_load_139 | 147 | 0.0017485 | 0.00043822 | 0 | 0 |  | 1 | TRUE | wye
118 | LV_3024-8_0_6_load_156 | 148 | 0.0029225 | 0.00073244 | 0 | 0 |  | 1 | TRUE | wye
119 | LV_3024-8_0_6_load_138 | 149 | 0.0024419 | 0.000612 | 0 | 0 |  | 1 | TRUE | wye
120 | LV_3024-8_0_6_load_127 | 150 | 0.0050071 | 0.0012549 | 0 | 0 |  | 1 | TRUE | wye
121 | LV_3024-8_0_6_load_131 | 151 | 0.0040367 | 0.0010117 | 0 | 0 |  | 1 | TRUE | wye
122 | LV_3024-8_0_6_load_129 | 152 | 0.0042315 | 0.0010605 | 0 | 0 |  | 1 | TRUE | wye
123 | LV_3024-8_0_6_load_128 | 153 | 0.0094093 | 0.0023582 | 0 | 0 |  | 1 | TRUE | wye
124 | LV_3024-8_0_6_load_130 | 154 | 0.0061028 | 0.0015295 | 0 | 0 |  | 1 | TRUE | wye
125 | LV_3024-8_0_6_load_157 | 155 | 0.0020221 | 0.00050679 | 0 | 0 |  | 1 | TRUE | wye
126 | LV_3024-8_0_6_load_140 | 156 | 0.0048439 | 0.001214 | 0 | 0 |  | 1 | TRUE | wye
127 | LV_3024-8_0_6_load_141 | 157 | 0.0027823 | 0.00069731 | 0 | 0 |  | 1 | TRUE | wye
128 | LV_3024-8_0_6_load_161 | 158 | 0.0035376 | 0.00088661 | 0 | 0 |  | 1 | TRUE | wye
129 | LV_3024-8_0_6_load_162 | 159 | 0.0064465 | 0.0016156 | 0 | 0 |  | 1 | TRUE | wye
130 | LV_3024-8_0_6_load_154 | 160 | 0.002779 | 0.00069648 | 0 | 0 |  | 1 | TRUE | wye
131 | LV_3024-8_0_6_load_155 | 161 | 0.0032057 | 0.00080341 | 0 | 0 |  | 1 | TRUE | wye
132 | LV_3024-8_0_6_load_158 | 162 | 0.0021231 | 0.00053211 | 0 | 0 |  | 1 | TRUE | wye
133 | LV_3024-8_0_6_load_163 | 163 | 0.00056346 | 0.00014122 | 0 | 0 |  | 1 | TRUE | wye

## ext_grid
| name | bus | vm_pu | va_degree | slack_weight | in_service
0 |  | 132 | 1 | 0 | 1 | TRUE

## line
| name | std_type | from_bus | to_bus | length_km | r_ohm_per_km | x_ohm_per_km | c_nf_per_km | g_us_per_km | max_i_ka | df | parallel | type | in_service
0 | LV_3024-8_0_6_line_0 |  | 0 | 1 | 0.015384 | 0.125 | 0.08 | 261 | 0 | 0.364 | 1 | 1 | cs | TRUE
1 | LV_3024-8_0_6_line_1 |  | 0 | 2 | 0.017269 | 0.125 | 0.08 | 261 | 0 | 0.364 | 1 | 1 | cs | TRUE
2 | LV_3024-8_0_6_line_2 |  | 1 | 3 | 0.026575 | 0.125 | 0.08 | 261 | 0 | 0.364 | 1 | 1 | cs | TRUE
3 | LV_3024-8_0_6_line_3 |  | 3 | 4 | 0.026199 | 0.125 | 0.08 | 261 | 0 | 0.364 | 1 | 1 | cs | TRUE
4 | LV_3024-8_0_6_line_4 |  | 3 | 5 | 0.004347 | 0.125 | 0.08 | 261 | 0 | 0.364 | 1 | 1 | cs | TRUE
5 | LV_3024-8_0_6_line_5 |  | 5 | 10 | 0.0429 | 0.125 | 0.08 | 261 | 0 | 0.364 | 1 | 1 | cs | TRUE
6 | LV_3024-8_0_6_line_6 |  | 5 | 13 | 0.064737 | 0.125 | 0.08 | 261 | 0 | 0.364 | 1 | 1 | cs | TRUE
7 | LV_3024-8_0_6_line_7 |  | 6 | 7 | 0.004819 | 0.125 | 0.08 | 261 | 0 | 0.364 | 1 | 1 | cs | TRUE
8 | LV_3024-8_0_6_line_8 |  | 6 | 8 | 0.018151 | 0.125 | 0.08 | 261 | 0 | 0.364 | 1 | 1 | cs | TRUE
9 | LV_3024-8_0_6_line_9 |  | 7 | 13 | 0.069654 | 0.125 | 0.08 | 261 | 0 | 0.364 | 1 | 1 | cs | TRUE
10 | LV_3024-8_0_6_line_10 |  | 7 | 14 | 0.12394 | 0.125 | 0.08 | 261 | 0 | 0.364 | 1 | 1 | cs | TRUE
11 | LV_3024-8_0_6_line_11 |  | 8 | 15 | 0.014295 | 0.125 | 0.08 | 261 | 0 | 0.364 | 1 | 1 | cs | TRUE
12 | LV_3024-8_0_6_line_12 |  | 9 | 10 | 0.00479 | 0.125 | 0.08 | 261 | 0 | 0.364 | 1 | 1 | cs | TRUE
13 | LV_3024-8_0_6_line_13 |  | 9 | 11 | 0.030491 | 0.125 | 0.08 | 261 | 0 | 0.364 | 1 | 1 | cs | TRUE
14 | LV_3024-8_0_6_line_14 |  | 9 | 12 | 0.014759 | 0.125 | 0.08 | 261 | 0 | 0.364 | 1 | 1 | cs | TRUE
15 | LV_3024-8_0_6_line_15 |  | 10 | 16 | 0.033703 | 0.125 | 0.08 | 261 | 0 | 0.364 | 1 | 1 | cs | TRUE
16 | LV_3024-8_0_6_line_16 |  | 11 | 17 | 0.0081377 | 0.125 | 0.08 | 261 | 0 | 0.364 | 1 | 1 | cs | TRUE
17 | LV_3024-8_0_6_line_17 |  | 14 | 22 | 0.042844 | 0.125 | 0.08 | 261 | 0 | 0.364 | 1 | 1 | cs | TRUE
18 | LV_3024-8_0_6_line_18 |  | 15 | 21 | 0.00047626 | 0.125 | 0.08 | 261 | 0 | 0.364 | 1 | 1 | cs | TRUE
19 | LV_3024-8_0_6_line_19 |  | 16 | 131 | 0.04433 | 0.125 | 0.08 | 261 | 0 | 0.364 | 1 | 1 | cs | TRUE
20 | LV_3024-8_0_6_line_20 |  | 17 | 91 | 0.026692 | 0.125 | 0.08 | 261 | 0 | 0.364 | 1 | 1 | cs | TRUE
21 | LV_3024-8_0_6_line_21 |  | 18 | 19 | 0.10988 | 0.125 | 0.08 | 261 | 0 | 0.364 | 1 | 1 | cs | TRUE
22 | LV_3024-8_0_6_line_22 |  | 19 | 20 | 0.06413 | 0.125 | 0.08 | 261 | 0 | 0.364 | 1 | 1 | cs | TRUE
23 | LV_3024-8_0_6_line_23 |  | 20 | 91 | 0.042828 | 0.125 | 0.08 | 261 | 0 | 0.364 | 1 | 1 | cs | TRUE
24 | LV_3024-8_0_6_line_24 |  | 20 | 90 | 0.059818 | 0.125 | 0.08 | 261 | 0 | 0.364 | 1 | 1 | cs | TRUE
25 | LV_3024-8_0_6_line_25 |  | 22 | 23 | 0.08879 | 0.125 | 0.08 | 261 | 0 | 0.364 | 1 | 1 | cs | TRUE
26 | LV_3024-8_0_6_line_26 |  | 23 | 24 | 0.079932 | 0.125 | 0.08 | 261 | 0 | 0.364 | 1 | 1 | cs | TRUE
27 | LV_3024-8_0_6_line_27 |  | 24 | 28 | 0.07909 | 0.125 | 0.08 | 261 | 0 | 0.364 | 1 | 1 | cs | TRUE
28 | LV_3024-8_0_6_line_28 |  | 24 | 29 | 0.0071731 | 0.125 | 0.08 | 261 | 0 | 0.364 | 1 | 1 | cs | TRUE
29 | LV_3024-8_0_6_line_29 |  | 25 | 26 | 0.018402 | 0.125 | 0.08 | 261 | 0 | 0.364 | 1 | 1 | cs | TRUE
30 | LV_3024-8_0_6_line_30 |  | 25 | 27 | 0.015842 | 0.125 | 0.08 | 261 | 0 | 0.364 | 1 | 1 | cs | TRUE
31 | LV_3024-8_0_6_line_31 |  | 26 | 107 | 0.008546 | 0.125 | 0.08 | 261 | 0 | 0.364 | 1 | 1 | cs | TRUE
32 | LV_3024-8_0_6_line_32 |  | 27 | 32 | 0.053051 | 0.125 | 0.08 | 261 | 0 | 0.364 | 1 | 1 | cs | TRUE
33 | LV_3024-8_0_6_line_33 |  | 28 | 33 | 0.061728 | 0.125 | 0.08 | 261 | 0 | 0.364 | 1 | 1 | cs | TRUE
34 | LV_3024-8_0_6_line_34 |  | 30 | 31 | 0.017028 | 0.125 | 0.08 | 261 | 0 | 0.364 | 1 | 1 | cs | TRUE
35 | LV_3024-8_0_6_line_35 |  | 30 | 32 | 0.034893 | 0.125 | 0.08 | 261 | 0 | 0.364 | 1 | 1 | cs | TRUE
36 | LV_3024-8_0_6_line_36 |  | 31 | 130 | 0.0066448 | 0.125 | 0.08 | 261 | 0 | 0.364 | 1 | 1 | cs | TRUE
37 | LV_3024-8_0_6_line_37 |  | 33 | 83 | 0.052012 | 0.125 | 0.08 | 261 | 0 | 0.364 | 1 | 1 | cs | TRUE
38 | LV_3024-8_0_6_line_38 |  | 34 | 35 | 0.020414 | 0.125 | 0.08 | 261 | 0 | 0.364 | 1 | 1 | cs | TRUE
39 | LV_3024-8_0_6_line_39 |  | 35 | 36 | 0.038608 | 0.125 | 0.08 | 261 | 0 | 0.364 | 1 | 1 | cs | TRUE
40 | LV_3024-8_0_6_line_40 |  | 36 | 37 | 0.030996 | 0.125 | 0.08 | 261 | 0 | 0.364 | 1 | 1 | cs | TRUE
41 | LV_3024-8_0_6_line_41 |  | 37 | 38 | 0.042421 | 0.125 | 0.08 | 261 | 0 | 0.364 | 1 | 1 | cs | TRUE
42 | LV_3024-8_0_6_line_42 |  | 38 | 41 | 0.043952 | 0.125 | 0.08 | 261 | 0 | 0.364 | 1 | 1 | cs | TRUE
43 | LV_3024-8_0_6_line_43 |  | 38 | 42 | 0.018448 | 0.125 | 0.08 | 261 | 0 | 0.364 | 1 | 1 | cs | TRUE
44 | LV_3024-8_0_6_line_44 |  | 39 | 40 | 0.04412 | 0.125 | 0.08 | 261 | 0 | 0.364 | 1 | 1 | cs | TRUE
45 | LV_3024-8_0_6_line_45 |  | 40 | 57 | 0.05067 | 0.125 | 0.08 | 261 | 0 | 0.364 | 1 | 1 | cs | TRUE
46 | LV_3024-8_0_6_line_46 |  | 40 | 73 | 0.012265 | 0.125 | 0.08 | 261 | 0 | 0.364 | 1 | 1 | cs | TRUE
47 | LV_3024-8_0_6_line_47 |  | 41 | 43 | 0.011164 | 0.125 | 0.08 | 261 | 0 | 0.364 | 1 | 1 | cs | TRUE
48 | LV_3024-8_0_6_line_48 |  | 42 | 44 | 0.033069 | 0.125 | 0.08 | 261 | 0 | 0.364 | 1 | 1 | cs | TRUE
49 | LV_3024-8_0_6_line_49 |  | 43 | 47 | 0.016158 | 0.125 | 0.08 | 261 | 0 | 0.364 | 1 | 1 | cs | TRUE
50 | LV_3024-8_0_6_line_50 |  | 44 | 45 | 0.029936 | 0.125 | 0.08 | 261 | 0 | 0.364 | 1 | 1 | cs | TRUE
51 | LV_3024-8_0_6_line_51 |  | 45 | 46 | 0.004533 | 0.125 | 0.08 | 261 | 0 | 0.364 | 1 | 1 | cs | TRUE
52 | LV_3024-8_0_6_line_52 |  | 46 | 54 | 0.029569 | 0.125 | 0.08 | 261 | 0 | 0.364 | 1 | 1 | cs | TRUE
53 | LV_3024-8_0_6_line_53 |  | 46 | 55 | 0.004665 | 0.125 | 0.08 | 261 | 0 | 0.364 | 1 | 2 | cs | TRUE
54 | LV_3024-8_0_6_line_54 |  | 46 | 56 | 0.015985 | 0.125 | 0.08 | 261 | 0 | 0.364 | 1 | 2 | cs | TRUE
55 | LV_3024-8_0_6_line_55 |  | 47 | 48 | 0.0049656 | 0.125 | 0.08 | 261 | 0 | 0.364 | 1 | 1 | cs | TRUE
56 | LV_3024-8_0_6_line_56 |  | 48 | 49 | 0.027139 | 0.125 | 0.08 | 261 | 0 | 0.364 | 1 | 1 | cs | TRUE
57 | LV_3024-8_0_6_line_57 |  | 49 | 50 | 0.014047 | 0.125 | 0.08 | 261 | 0 | 0.364 | 1 | 1 | cs | TRUE
58 | LV_3024-8_0_6_line_58 |  | 49 | 51 | 0.0046373 | 0.125 | 0.08 | 261 | 0 | 0.364 | 1 | 1 | cs | TRUE
59 | LV_3024-8_0_6_line_59 |  | 50 | 52 | 0.0099464 | 0.125 | 0.08 | 261 | 0 | 0.364 | 1 | 1 | cs | TRUE
60 | LV_3024-8_0_6_line_60 |  | 51 | 53 | 0.020066 | 0.125 | 0.08 | 261 | 0 | 0.364 | 1 | 1 | cs | TRUE
61 | LV_3024-8_0_6_line_61 |  | 52 | 60 | 0.0045564 | 0.125 | 0.08 | 261 | 0 | 0.364 | 1 | 1 | cs | TRUE
62 | LV_3024-8_0_6_line_62 |  | 53 | 58 | 0.002959 | 0.125 | 0.08 | 261 | 0 | 0.364 | 1 | 1 | cs | TRUE
63 | LV_3024-8_0_6_line_63 |  | 54 | 67 | 0.021912 | 0.125 | 0.08 | 261 | 0 | 0.364 | 1 | 1 | cs | TRUE
64 | LV_3024-8_0_6_line_64 |  | 55 | 57 | 0.003962 | 0.125 | 0.08 | 261 | 0 | 0.364 | 1 | 3 | cs | TRUE
65 | LV_3024-8_0_6_line_65 |  | 56 | 68 | 0.016847 | 0.125 | 0.08 | 261 | 0 | 0.364 | 1 | 1 | cs | TRUE
66 | LV_3024-8_0_6_line_66 |  | 57 | 69 | 0.020453 | 0.125 | 0.08 | 261 | 0 | 0.364 | 1 | 3 | cs | TRUE
67 | LV_3024-8_0_6_line_67 |  | 58 | 59 | 0.026625 | 0.125 | 0.08 | 261 | 0 | 0.364 | 1 | 1 | cs | TRUE
68 | LV_3024-8_0_6_line_68 |  | 60 | 61 | 0.014333 | 0.125 | 0.08 | 261 | 0 | 0.364 | 1 | 1 | cs | TRUE
69 | LV_3024-8_0_6_line_69 |  | 61 | 62 | 0.000811 | 0.125 | 0.08 | 261 | 0 | 0.364 | 1 | 1 | cs | TRUE
70 | LV_3024-8_0_6_line_70 |  | 62 | 63 | 0.056464 | 0.125 | 0.08 | 261 | 0 | 0.364 | 1 | 1 | cs | TRUE
71 | LV_3024-8_0_6_line_71 |  | 63 | 64 | 0.017512 | 0.125 | 0.08 | 261 | 0 | 0.364 | 1 | 1 | cs | TRUE
72 | LV_3024-8_0_6_line_72 |  | 63 | 65 | 0.070498 | 0.125 | 0.08 | 261 | 0 | 0.364 | 1 | 1 | cs | TRUE
73 | LV_3024-8_0_6_line_73 |  | 65 | 66 | 0.076387 | 0.125 | 0.08 | 261 | 0 | 0.364 | 1 | 1 | cs | TRUE
74 | LV_3024-8_0_6_line_74 |  | 67 | 141 | 0.029375 | 0.125 | 0.08 | 261 | 0 | 0.364 | 1 | 1 | cs | TRUE
75 | LV_3024-8_0_6_line_75 |  | 68 | 121 | 0.021323 | 0.125 | 0.08 | 261 | 0 | 0.364 | 1 | 1 | cs | TRUE
76 | LV_3024-8_0_6_line_76 |  | 69 | 78 | 0.022366 | 0.125 | 0.08 | 261 | 0 | 0.364 | 1 | 3 | cs | TRUE
77 | LV_3024-8_0_6_line_77 |  | 70 | 71 | 0.0062365 | 0.125 | 0.08 | 261 | 0 | 0.364 | 1 | 1 | cs | TRUE
78 | LV_3024-8_0_6_line_78 |  | 70 | 72 | 0.028802 | 0.125 | 0.08 | 261 | 0 | 0.364 | 1 | 1 | cs | TRUE
79 | LV_3024-8_0_6_line_79 |  | 71 | 73 | 0.030962 | 0.125 | 0.08 | 261 | 0 | 0.364 | 1 | 1 | cs | TRUE
80 | LV_3024-8_0_6_line_80 |  | 72 | 74 | 0.0075055 | 0.125 | 0.08 | 261 | 0 | 0.364 | 1 | 1 | cs | TRUE
81 | LV_3024-8_0_6_line_81 |  | 74 | 77 | 0.031455 | 0.125 | 0.08 | 261 | 0 | 0.364 | 1 | 1 | cs | TRUE
82 | LV_3024-8_0_6_line_82 |  | 75 | 76 | 0.010312 | 0.125 | 0.08 | 261 | 0 | 0.364 | 1 | 1 | cs | TRUE
83 | LV_3024-8_0_6_line_83 |  | 76 | 88 | 0.11015 | 0.125 | 0.08 | 261 | 0 | 0.364 | 1 | 1 | cs | TRUE
84 | LV_3024-8_0_6_line_84 |  | 78 | 131 | 0.03905 | 0.125 | 0.08 | 261 | 0 | 0.364 | 1 | 3 | cs | TRUE
85 | LV_3024-8_0_6_line_85 |  | 79 | 80 | 0.009445 | 0.125 | 0.08 | 261 | 0 | 0.364 | 1 | 1 | cs | TRUE
86 | LV_3024-8_0_6_line_86 |  | 80 | 81 | 0.01006 | 0.125 | 0.08 | 261 | 0 | 0.364 | 1 | 1 | cs | TRUE
87 | LV_3024-8_0_6_line_87 |  | 81 | 84 | 0.023333 | 0.125 | 0.08 | 261 | 0 | 0.364 | 1 | 1 | cs | TRUE
88 | LV_3024-8_0_6_line_88 |  | 82 | 83 | 0.0056724 | 0.125 | 0.08 | 261 | 0 | 0.364 | 1 | 1 | cs | TRUE
89 | LV_3024-8_0_6_line_89 |  | 84 | 85 | 0.053422 | 0.125 | 0.08 | 261 | 0 | 0.364 | 1 | 1 | cs | TRUE
90 | LV_3024-8_0_6_line_90 |  | 85 | 86 | 0.035537 | 0.125 | 0.08 | 261 | 0 | 0.364 | 1 | 1 | cs | TRUE
91 | LV_3024-8_0_6_line_91 |  | 86 | 87 | 0.013726 | 0.125 | 0.08 | 261 | 0 | 0.364 | 1 | 1 | cs | TRUE
92 | LV_3024-8_0_6_line_92 |  | 87 | 130 | 0.0088092 | 0.125 | 0.08 | 261 | 0 | 0.364 | 1 | 1 | cs | TRUE
93 | LV_3024-8_0_6_line_93 |  | 88 | 89 | 6.1085e-05 | 0.125 | 0.08 | 261 | 0 | 0.364 | 1 | 1 | cs | TRUE
94 | LV_3024-8_0_6_line_94 |  | 89 | 137 | 0.012263 | 0.125 | 0.08 | 261 | 0 | 0.364 | 1 | 1 | cs | TRUE
95 | LV_3024-8_0_6_line_95 |  | 92 | 93 | 0.01943 | 0.125 | 0.08 | 261 | 0 | 0.364 | 1 | 1 | cs | TRUE
96 | LV_3024-8_0_6_line_96 |  | 92 | 94 | 0.039966 | 0.125 | 0.08 | 261 | 0 | 0.364 | 1 | 1 | cs | TRUE
97 | LV_3024-8_0_6_line_97 |  | 93 | 95 | 0.019668 | 0.125 | 0.08 | 261 | 0 | 0.364 | 1 | 1 | cs | TRUE
98 | LV_3024-8_0_6_line_98 |  | 94 | 96 | 0.029576 | 0.125 | 0.08 | 261 | 0 | 0.364 | 1 | 1 | cs | TRUE
99 | LV_3024-8_0_6_line_99 |  | 95 | 97 | 0.017295 | 0.125 | 0.08 | 261 | 0 | 0.364 | 1 | 1 | cs | TRUE
100 | LV_3024-8_0_6_line_100 |  | 96 | 98 | 0.046862 | 0.125 | 0.08 | 261 | 0 | 0.364 | 1 | 1 | cs | TRUE
101 | LV_3024-8_0_6_line_101 |  | 96 | 99 | 0.048933 | 0.125 | 0.08 | 261 | 0 | 0.364 | 1 | 1 | cs | TRUE
102 | LV_3024-8_0_6_line_102 |  | 97 | 100 | 0.017862 | 0.125 | 0.08 | 261 | 0 | 0.364 | 1 | 1 | cs | TRUE
103 | LV_3024-8_0_6_line_103 |  | 98 | 101 | 0.045653 | 0.125 | 0.08 | 261 | 0 | 0.364 | 1 | 1 | cs | TRUE
104 | LV_3024-8_0_6_line_104 |  | 98 | 102 | 0.090254 | 0.125 | 0.08 | 261 | 0 | 0.364 | 1 | 1 | cs | TRUE
105 | LV_3024-8_0_6_line_105 |  | 99 | 103 | 0.027601 | 0.125 | 0.08 | 261 | 0 | 0.364 | 1 | 1 | cs | TRUE
106 | LV_3024-8_0_6_line_106 |  | 100 | 127 | 0.02554 | 0.125 | 0.08 | 261 | 0 | 0.364 | 1 | 1 | cs | TRUE
107 | LV_3024-8_0_6_line_107 |  | 101 | 163 | 0.032601 | 0.125 | 0.08 | 261 | 0 | 0.364 | 1 | 1 | cs | TRUE
108 | LV_3024-8_0_6_line_108 |  | 103 | 160 | 0.0225 | 0.125 | 0.08 | 261 | 0 | 0.364 | 1 | 1 | cs | TRUE
109 | LV_3024-8_0_6_line_109 |  | 104 | 105 | 0.01172 | 0.125 | 0.08 | 261 | 0 | 0.364 | 1 | 1 | cs | TRUE
110 | LV_3024-8_0_6_line_110 |  | 104 | 106 | 0.0053457 | 0.125 | 0.08 | 261 | 0 | 0.364 | 1 | 1 | cs | TRUE
111 | LV_3024-8_0_6_line_111 |  | 105 | 107 | 0.0070427 | 0.125 | 0.08 | 261 | 0 | 0.364 | 1 | 1 | cs | TRUE
112 | LV_3024-8_0_6_line_112 |  | 106 | 108 | 0.00025258 | 0.125 | 0.08 | 261 | 0 | 0.364 | 1 | 1 | cs | TRUE
113 | LV_3024-8_0_6_line_113 |  | 108 | 109 | 0.013741 | 0.125 | 0.08 | 261 | 0 | 0.364 | 1 | 1 | cs | TRUE
114 | LV_3024-8_0_6_line_114 |  | 109 | 110 | 0.010429 | 0.125 | 0.08 | 261 | 0 | 0.364 | 1 | 1 | cs | TRUE
115 | LV_3024-8_0_6_line_115 |  | 110 | 150 | 0.004621 | 0.125 | 0.08 | 261 | 0 | 0.364 | 1 | 1 | cs | TRUE
116 | LV_3024-8_0_6_line_116 |  | 111 | 112 | 0.013078 | 0.125 | 0.08 | 261 | 0 | 0.364 | 1 | 1 | cs | TRUE
117 | LV_3024-8_0_6_line_117 |  | 111 | 113 | 0.012853 | 0.125 | 0.08 | 261 | 0 | 0.364 | 1 | 1 | cs | TRUE
118 | LV_3024-8_0_6_line_118 |  | 112 | 114 | 0.0066785 | 0.125 | 0.08 | 261 | 0 | 0.364 | 1 | 1 | cs | TRUE
119 | LV_3024-8_0_6_line_119 |  | 113 | 115 | 0.0057895 | 0.125 | 0.08 | 261 | 0 | 0.364 | 1 | 1 | cs | TRUE
120 | LV_3024-8_0_6_line_120 |  | 114 | 116 | 0.01851 | 0.125 | 0.08 | 261 | 0 | 0.364 | 1 | 1 | cs | TRUE
121 | LV_3024-8_0_6_line_121 |  | 115 | 117 | 0.021241 | 0.125 | 0.08 | 261 | 0 | 0.364 | 1 | 1 | cs | TRUE
122 | LV_3024-8_0_6_line_122 |  | 116 | 118 | 0.00077931 | 0.125 | 0.08 | 261 | 0 | 0.364 | 1 | 1 | cs | TRUE
123 | LV_3024-8_0_6_line_123 |  | 117 | 119 | 0.026102 | 0.125 | 0.08 | 261 | 0 | 0.364 | 1 | 1 | cs | TRUE
124 | LV_3024-8_0_6_line_124 |  | 119 | 125 | 0.010887 | 0.125 | 0.08 | 261 | 0 | 0.364 | 1 | 1 | cs | TRUE
125 | LV_3024-8_0_6_line_125 |  | 120 | 121 | 0.0067599 | 0.125 | 0.08 | 261 | 0 | 0.364 | 1 | 1 | cs | TRUE
126 | LV_3024-8_0_6_line_126 |  | 120 | 122 | 0.0037572 | 0.125 | 0.08 | 261 | 0 | 0.364 | 1 | 1 | cs | TRUE
127 | LV_3024-8_0_6_line_127 |  | 122 | 123 | 0.0096702 | 0.125 | 0.08 | 261 | 0 | 0.364 | 1 | 1 | cs | TRUE
128 | LV_3024-8_0_6_line_128 |  | 123 | 124 | 0.01701 | 0.125 | 0.08 | 261 | 0 | 0.364 | 1 | 1 | cs | TRUE
129 | LV_3024-8_0_6_line_129 |  | 124 | 125 | 0.021872 | 0.125 | 0.08 | 261 | 0 | 0.364 | 1 | 1 | cs | TRUE
130 | LV_3024-8_0_6_line_130 |  | 124 | 126 | 0.010086 | 0.125 | 0.08 | 261 | 0 | 0.364 | 1 | 1 | cs | TRUE
131 | LV_3024-8_0_6_line_131 |  | 126 | 146 | 0.023156 | 0.125 | 0.08 | 261 | 0 | 0.364 | 1 | 1 | cs | TRUE
132 | LV_3024-8_0_6_line_132 |  | 126 | 143 | 0.0028648 | 0.125 | 0.08 | 261 | 0 | 0.364 | 1 | 1 | cs | TRUE
133 | LV_3024-8_0_6_line_133 |  | 127 | 128 | 0.0032616 | 0.125 | 0.08 | 261 | 0 | 0.364 | 1 | 1 | cs | TRUE
134 | LV_3024-8_0_6_line_134 |  | 128 | 129 | 0.011457 | 0.125 | 0.08 | 261 | 0 | 0.364 | 1 | 1 | cs | TRUE
135 | LV_3024-8_0_6_line_135 |  | 129 | 159 | 0.046016 | 0.125 | 0.08 | 261 | 0 | 0.364 | 1 | 1 | cs | TRUE
136 | LV_3024-8_0_6_line_136 |  | 129 | 158 | 0.022739 | 0.125 | 0.08 | 261 | 0 | 0.364 | 1 | 1 | cs | TRUE
137 | LV_3024-8_0_6_line_137 |  | 131 | 132 | 0.023588 | 0.125 | 0.08 | 261 | 0 | 0.364 | 1 | 3 | cs | TRUE
138 | LV_3024-8_0_6_line_138 |  | 132 | 133 | 0.013344 | 0.125 | 0.08 | 261 | 0 | 0.364 | 1 | 3 | cs | TRUE
139 | LV_3024-8_0_6_line_139 |  | 133 | 134 | 0.039184 | 0.125 | 0.08 | 261 | 0 | 0.364 | 1 | 2 | cs | TRUE
140 | LV_3024-8_0_6_line_140 |  | 134 | 139 | 0.024241 | 0.125 | 0.08 | 261 | 0 | 0.364 | 1 | 1 | cs | TRUE
141 | LV_3024-8_0_6_line_141 |  | 134 | 138 | 0.040648 | 0.125 | 0.08 | 261 | 0 | 0.364 | 1 | 1 | cs | TRUE
142 | LV_3024-8_0_6_line_142 |  | 135 | 136 | 0.0074294 | 0.125 | 0.08 | 261 | 0 | 0.364 | 1 | 1 | cs | TRUE
143 | LV_3024-8_0_6_line_143 |  | 135 | 137 | 0.010481 | 0.125 | 0.08 | 261 | 0 | 0.364 | 1 | 1 | cs | TRUE
144 | LV_3024-8_0_6_line_144 |  | 136 | 138 | 0.010326 | 0.125 | 0.08 | 261 | 0 | 0.364 | 1 | 1 | cs | TRUE
145 | LV_3024-8_0_6_line_145 |  | 139 | 154 | 0.018487 | 0.125 | 0.08 | 261 | 0 | 0.364 | 1 | 1 | cs | TRUE
146 | LV_3024-8_0_6_line_146 |  | 140 | 141 | 0.012032 | 0.125 | 0.08 | 261 | 0 | 0.364 | 1 | 1 | cs | TRUE
147 | LV_3024-8_0_6_line_147 |  | 142 | 143 | 0.023191 | 0.125 | 0.08 | 261 | 0 | 0.364 | 1 | 1 | cs | TRUE
148 | LV_3024-8_0_6_line_148 |  | 142 | 144 | 0.018808 | 0.125 | 0.08 | 261 | 0 | 0.364 | 1 | 1 | cs | TRUE
149 | LV_3024-8_0_6_line_149 |  | 144 | 145 | 0.0040014 | 0.125 | 0.08 | 261 | 0 | 0.364 | 1 | 1 | cs | TRUE
150 | LV_3024-8_0_6_line_150 |  | 145 | 147 | 0.0070084 | 0.125 | 0.08 | 261 | 0 | 0.364 | 1 | 1 | cs | TRUE
151 | LV_3024-8_0_6_line_151 |  | 146 | 148 | 0.011916 | 0.125 | 0.08 | 261 | 0 | 0.364 | 1 | 1 | cs | TRUE
152 | LV_3024-8_0_6_line_152 |  | 147 | 149 | 0.016578 | 0.125 | 0.08 | 261 | 0 | 0.364 | 1 | 1 | cs | TRUE
153 | LV_3024-8_0_6_line_153 |  | 148 | 155 | 0.024726 | 0.125 | 0.08 | 261 | 0 | 0.364 | 1 | 1 | cs | TRUE
154 | LV_3024-8_0_6_line_154 |  | 149 | 156 | 0.00019985 | 0.125 | 0.08 | 261 | 0 | 0.364 | 1 | 1 | cs | TRUE
155 | LV_3024-8_0_6_line_155 |  | 150 | 151 | 0.0041719 | 0.125 | 0.08 | 261 | 0 | 0.364 | 1 | 1 | cs | TRUE
156 | LV_3024-8_0_6_line_156 |  | 151 | 152 | 0.019495 | 0.125 | 0.08 | 261 | 0 | 0.364 | 1 | 1 | cs | TRUE
157 | LV_3024-8_0_6_line_157 |  | 152 | 153 | 0.0020582 | 0.125 | 0.08 | 261 | 0 | 0.364 | 1 | 1 | cs | TRUE
158 | LV_3024-8_0_6_line_158 |  | 153 | 154 | 0.012356 | 0.125 | 0.08 | 261 | 0 | 0.364 | 1 | 1 | cs | TRUE
159 | LV_3024-8_0_6_line_159 |  | 155 | 162 | 0.038795 | 0.125 | 0.08 | 261 | 0 | 0.364 | 1 | 1 | cs | TRUE
160 | LV_3024-8_0_6_line_160 |  | 156 | 157 | 0.029304 | 0.125 | 0.08 | 261 | 0 | 0.364 | 1 | 1 | cs | TRUE
161 | LV_3024-8_0_6_line_161 |  | 157 | 158 | 0.015563 | 0.125 | 0.08 | 261 | 0 | 0.364 | 1 | 1 | cs | TRUE
162 | LV_3024-8_0_6_line_162 |  | 160 | 161 | 0.057433 | 0.125 | 0.08 | 261 | 0 | 0.364 | 1 | 1 | cs | TRUE

## trafo
| name | std_type | hv_bus | lv_bus | sn_mva | vn_hv_kv | vn_lv_kv | vk_percent | vkr_percent | pfe_kw | i0_percent | shift_degree | tap_side | tap_neutral | tap_min | tap_max | tap_step_percent | tap_step_degree | tap_pos | tap_phase_shifter | parallel | df | in_service
0 | LV_3024-8_0_6_trafo_105 | 0.63 MVA 20/0.4 kV | 164 | 132 | 0.63 | 20 | 0.4 | 6 | 1.206 | 1.65 | 0.2619 | 150 | hv | 0 | -2 | 2 | 2.5 | 0 | 0 | FALSE | 1 | 1 | TRUE

## line_geodata
| x0 | y0 | x1 | y1 | x2 | y2 | x3 | y3 | x4 | y4 | x5 | y5 | x6 | y6 | x7 | y7 | x8 | y8
0 | 2745916.1349 | 1250670.4469 | 2745926.457 | 1250659.0399
1 | 2745916.1349 | 1250670.4469 | 2745909.3113 | 1250677.9877 | 2745904.3105 | 1250683.0261
2 | 2745944.2883 | 1250639.3345 | 2745926.457 | 1250659.0399
3 | 2745944.2883 | 1250639.3345 | 2745928.9624 | 1250621.3178 | 2745927.2195 | 1250619.463
4 | 2745947.1067 | 1250642.6515 | 2745944.2883 | 1250639.3345
5 | 2745978.3282 | 1250613.2814 | 2745967.2715 | 1250622.1509 | 2745954.7688 | 1250633.9208 | 2745947.1067 | 1250642.6515
6 | 2745947.1067 | 1250642.6515 | 2745912.7282 | 1250681.8422 | 2745903.9545 | 1250690.8924
7 | 2745849.5613 | 1250733.8589 | 2745846.0711 | 1250730.5254
8 | 2745846.0711 | 1250730.5254 | 2745832.9539 | 1250717.9799
9 | 2745849.5613 | 1250733.8589 | 2745859.6299 | 1250727.99 | 2745867.9586 | 1250722.8457 | 2745875.2809 | 1250717.4763 | 2745886.5354 | 1250707.9221 | 2745896.617 | 1250698.4613 | 2745903.9545 | 1250690.8924
10 | 2745849.5613 | 1250733.8589 | 2745902.2831 | 1250846.031
11 | 2745832.9539 | 1250717.9799 | 2745832.9297 | 1250717.9568 | 2745824.2444 | 1250717.9542 | 2745819.0697 | 1250720.0309
12 | 2745978.3282 | 1250613.2814 | 2745975.6084 | 1250609.3329
13 | 2745975.6084 | 1250609.3329 | 2745958.2918 | 1250584.2363
14 | 2745975.6084 | 1250609.3329 | 2745987.8932 | 1250601.1529
15 | 2745978.3282 | 1250613.2814 | 2746000.3732 | 1250598.3214 | 2746006.7002 | 1250595.1854
16 | 2745958.2918 | 1250584.2363 | 2745953.6702 | 1250577.5383
17 | 2745927.4745 | 1250880.6809 | 2745911.4213 | 1250858.0771 | 2745902.2831 | 1250846.031
18 | 2745818.6277 | 1250720.2083 | 2745819.0697 | 1250720.0309
19 | 2746047.2054 | 1250577.2664 | 2746025.4678 | 1250585.8834 | 2746006.7002 | 1250595.1854
20 | 2745934.0329 | 1250560.5362 | 2745946.7315 | 1250567.4821 | 2745953.6702 | 1250577.5383
21 | 2745833.4383 | 1250534.2734 | 2745755.918 | 1250612.1447
22 | 2745891.5996 | 1250561.2895 | 2745833.4383 | 1250534.2734
23 | 2745934.0329 | 1250560.5362 | 2745933.3174 | 1250560.1449 | 2745919.0774 | 1250558.4371 | 2745894.9778 | 1250561.4578 | 2745891.5996 | 1250561.2895
24 | 2745891.5996 | 1250561.2895 | 2745895.32 | 1250501.5872
25 | 2745969.8028 | 1250958.4767 | 2745961.6717 | 1250941.2156 | 2745947.5142 | 1250911.0716 | 2745930.6835 | 1250885.1993 | 2745927.4745 | 1250880.6809
26 | 2746000.4485 | 1251032.335 | 2745969.8028 | 1250958.4767
27 | 2746000.4485 | 1251032.335 | 2746038.3468 | 1251055.2238 | 2746064.885 | 1251077.7607
28 | 2746000.4485 | 1251032.335 | 2746003.1391 | 1251038.9843
29 | 2746026.5418 | 1250777.381 | 2746022.8789 | 1250773.8534 | 2746015.045 | 1250763.0843
30 | 2746037.9528 | 1250788.37 | 2746026.5418 | 1250777.381
31 | 2746010.0178 | 1250756.1734 | 2746015.045 | 1250763.0843
32 | 2746037.9528 | 1250788.37 | 2746042.2809 | 1250792.5381 | 2746062.6072 | 1250798.2444 | 2746071.3296 | 1250802.8638 | 2746078.9075 | 1250812.8489 | 2746079.0604 | 1250816.3703
33 | 2746114.0844 | 1251114.3323 | 2746111.6348 | 1251112.6515 | 2746104.6499 | 1251110.1769 | 2746096.4805 | 1251104.5924 | 2746064.885 | 1251077.7607
34 | 2746090.7286 | 1250846.1497 | 2746090.7286 | 1250846.1497 | 2746107.7561 | 1250846.2818
35 | 2746090.7286 | 1250846.1497 | 2746082.8139 | 1250841.5502 | 2746079.8033 | 1250833.4795 | 2746079.0604 | 1250816.3703
36 | 2746114.4007 | 1250846.3334 | 2746107.7561 | 1250846.2818
37 | 2746114.0844 | 1251114.3323 | 2746132.9704 | 1251127.2914 | 2746139.7711 | 1251133.2537 | 2746147.8828 | 1251151.6035
38 | 2746296.0439 | 1250469.0674 | 2746303.6483 | 1250470.3452 | 2746315.9793 | 1250473.3948
39 | 2746296.0439 | 1250469.0674 | 2746280.545 | 1250469.6965 | 2746264.5648 | 1250471.1591 | 2746257.9437 | 1250473.5774
40 | 2746257.9437 | 1250473.5774 | 2746247.3095 | 1250477.4615 | 2746230.7961 | 1250486.4515 | 2746230.1005 | 1250486.9784
41 | 2746196.8184 | 1250513.272 | 2746216.5647 | 1250497.2328 | 2746230.1005 | 1250486.9784
42 | 2746177.5297 | 1250474.3705 | 2746182.6362 | 1250480.4578 | 2746183.9979 | 1250485.8743 | 2746187.5947 | 1250497.1292 | 2746191.4753 | 1250505.1436 | 2746196.8184 | 1250513.272
43 | 2746196.8184 | 1250513.272 | 2746182.0658 | 1250524.3483
44 | 2746172.7906 | 1250535.089 | 2746179.901 | 1250530.9827 | 2746191.8272 | 1250523.6254 | 2746196.5511 | 1250519.8161 | 2746199.214 | 1250517.8021 | 2746208.8633 | 1250509.8736
45 | 2746172.7906 | 1250535.089 | 2746156.6904 | 1250542.955 | 2746140.7851 | 1250548.1232 | 2746125.3715 | 1250552.9589
46 | 2746172.7906 | 1250535.089 | 2746175.4441 | 1250540.8043 | 2746176.2722 | 1250542.1371 | 2746178.5968 | 1250545.8758
47 | 2746177.5297 | 1250474.3705 | 2746182.472 | 1250464.3606
48 | 2746152.6062 | 1250539.0625 | 2746162.6891 | 1250535.2289 | 2746177.8876 | 1250527.4853 | 2746182.0658 | 1250524.3483
49 | 2746185.055 | 1250448.565 | 2746183.7469 | 1250461.7786 | 2746182.472 | 1250464.3606
50 | 2746123.8746 | 1250544.4472 | 2746127.4854 | 1250542.59 | 2746137.6958 | 1250543.5427 | 2746144.3679 | 1250542.1948 | 2746152.6062 | 1250539.0625
51 | 2746120.0092 | 1250546.832 | 2746123.8746 | 1250544.4472
52 | 2746120.0092 | 1250546.832 | 2746108.9533 | 1250552.2868 | 2746092.6743 | 1250557.9628
53 | 2746124.0209 | 1250549.2331 | 2746120.0092 | 1250546.832
54 | 2746120.0092 | 1250546.832 | 2746104.4519 | 1250543.1576
55 | 2746185.055 | 1250448.565 | 2746185.055 | 1250448.565 | 2746182.7122 | 1250444.1867
56 | 2746170.9831 | 1250420.7582 | 2746170.8379 | 1250426.638 | 2746178.9398 | 1250437.1366 | 2746182.7122 | 1250444.1867
57 | 2746170.9831 | 1250420.7582 | 2746157.1443 | 1250423.1651
58 | 2746170.9831 | 1250420.7582 | 2746175.4969 | 1250419.6954
59 | 2746147.6962 | 1250422.4503 | 2746151.2154 | 1250424.1962 | 2746157.1443 | 1250423.1651
60 | 2746195.0292 | 1250415.0964 | 2746175.4969 | 1250419.6954
61 | 2746143.5927 | 1250420.4805 | 2746143.9254 | 1250420.5797 | 2746147.6962 | 1250422.4503
62 | 2746195.0292 | 1250415.0964 | 2746197.9094 | 1250414.4183
63 | 2746071.8687 | 1250564.8319 | 2746084.0493 | 1250560.97 | 2746092.6743 | 1250557.9628
64 | 2746124.0209 | 1250549.2331 | 2746125.3715 | 1250552.9589
65 | 2746088.1725 | 1250538.8282 | 2746100.4483 | 1250542.212 | 2746104.4519 | 1250543.1576
66 | 2746125.3715 | 1250552.9589 | 2746105.7801 | 1250558.8311
67 | 2746224.1407 | 1250412.5678 | 2746210.5714 | 1250411.4369 | 2746197.9094 | 1250414.4183
68 | 2746130.5359 | 1250414.728 | 2746138.5571 | 1250418.9791 | 2746143.5927 | 1250420.4805
69 | 2746130.5359 | 1250414.728 | 2746129.8194 | 1250414.3482 | 2746129.8194 | 1250414.3482
70 | 2746105.4265 | 1250366.1678 | 2746108.2494 | 1250371.1421 | 2746110.971 | 1250380.5292 | 2746115.0435 | 1250394.8543 | 2746117.2986 | 1250403.2512 | 2746121.0741 | 1250409.7171 | 2746129.8194 | 1250414.3482
71 | 2746105.4265 | 1250366.1678 | 2746110.8794 | 1250364.345 | 2746122.6895 | 1250364.1471
72 | 2746061.2988 | 1250318.2237 | 2746083.196 | 1250329.8188 | 2746085.1852 | 1250348.9971 | 2746105.4265 | 1250366.1678
73 | 2746061.2988 | 1250318.2237 | 2746054.3823 | 1250322.1236 | 2746051.3536 | 1250328.2437 | 2746032.0548 | 1250324.2978 | 2746019.4518 | 1250320.1945 | 2746006.6565 | 1250320.2126 | 2746004.6597 | 1250319.4071 | 2746003.5399 | 1250315.1978 | 2745995.674 | 1250310.1214
74 | 2746071.8687 | 1250564.8319 | 2746051.7962 | 1250571.196 | 2746043.9628 | 1250573.9941
75 | 2746088.1725 | 1250538.8282 | 2746080.9063 | 1250536.8252 | 2746072.3126 | 1250533.0988 | 2746068.4282 | 1250530.992
76 | 2746105.7801 | 1250558.8311 | 2746088.4146 | 1250564.0361 | 2746084.3706 | 1250565.3023
77 | 2746215.1177 | 1250541.7407 | 2746208.8973 | 1250541.2936
78 | 2746215.1177 | 1250541.7407 | 2746227.347 | 1250542.6197 | 2746243.6965 | 1250545.1282
79 | 2746178.5968 | 1250545.8758 | 2746199.768 | 1250540.6374 | 2746208.8973 | 1250541.2936
80 | 2746243.6965 | 1250545.1282 | 2746251.1152 | 1250546.2665
81 | 2746251.1152 | 1250546.2665 | 2746275.5548 | 1250550.0163 | 2746281.9052 | 1250552.2443
82 | 2746209.6206 | 1250656.1011 | 2746199.5815 | 1250658.4583
83 | 2746089.4398 | 1250659.9301 | 2746199.5815 | 1250658.4583
84 | 2746047.2054 | 1250577.2664 | 2746053.0516 | 1250575.1084 | 2746084.3706 | 1250565.3023
85 | 2746240.5477 | 1250878.0808 | 2746237.773 | 1250877.9508 | 2746232.8214 | 1250873.4862
86 | 2746225.2767 | 1250866.8319 | 2746230.9245 | 1250871.776 | 2746232.8214 | 1250873.4862
87 | 2746225.2767 | 1250866.8319 | 2746206.3339 | 1250853.1293
88 | 2746150.7751 | 1251156.4718 | 2746148.3256 | 1251152.6053 | 2746147.8828 | 1251151.6035
89 | 2746206.3339 | 1250853.1293 | 2746194.8166 | 1250844.8707 | 2746166.9898 | 1250829.4252 | 2746160.3407 | 1250830.4622 | 2746160.1135 | 1250831.1178
90 | 2746135.8923 | 1250851.9335 | 2746145.7886 | 1250850.9117 | 2746155.8034 | 1250843.5517 | 2746160.1135 | 1250831.1178
91 | 2746122.7189 | 1250849.2331 | 2746131.7053 | 1250852.3658 | 2746135.8923 | 1250851.9335
92 | 2746122.7189 | 1250849.2331 | 2746114.4007 | 1250846.3334 | 2746114.4007 | 1250846.3334
93 | 2746089.4398 | 1250659.9301 | 2746089.3819 | 1250659.9108
94 | 2746077.6119 | 1250656.5882 | 2746081.0799 | 1250657.1436 | 2746089.3819 | 1250659.9108
95 | 2745889.049 | 1250348.446 | 2745871.6909 | 1250339.7159
96 | 2745835.5346 | 1250322.7021 | 2745860.2576 | 1250333.9655 | 2745871.6909 | 1250339.7159
97 | 2745906.6195 | 1250357.283 | 2745889.049 | 1250348.446
98 | 2745835.5346 | 1250322.7021 | 2745817.1228 | 1250314.3189 | 2745808.3233 | 1250310.9548
99 | 2745906.6195 | 1250357.283 | 2745922.0701 | 1250365.0538
100 | 2745764.3146 | 1250294.8905 | 2745790.2357 | 1250303.8254 | 2745795.9621 | 1250305.9238 | 2745808.3233 | 1250310.9548
101 | 2745808.3233 | 1250310.9548 | 2745822.0361 | 1250305.576 | 2745828.7033 | 1250305.6623 | 2745855.9767 | 1250309.4517
102 | 2745922.0701 | 1250365.0538 | 2745938.0271 | 1250373.0793
103 | 2745719.961 | 1250283.6225 | 2745740.282 | 1250288.0931 | 2745764.3146 | 1250294.8905
104 | 2745764.3146 | 1250294.8905 | 2745765.8813 | 1250289.2348 | 2745768.0774 | 1250277.3442 | 2745770.4016 | 1250269.1492 | 2745774.6721 | 1250264.1161 | 2745780.1023 | 1250261.6807 | 2745791.5925 | 1250258.8384 | 2745823.9118 | 1250255.1744 | 2745830.7387 | 1250255.8471
105 | 2745855.9767 | 1250309.4517 | 2745857.4048 | 1250309.6501 | 2745879.8429 | 1250308.5012 | 2745883.4814 | 1250307.8745
106 | 2745961.0753 | 1250384.082 | 2745939.3614 | 1250373.7504 | 2745938.0271 | 1250373.0793
107 | 2745719.961 | 1250283.6225 | 2745720.7533 | 1250279.9719 | 2745721.0186 | 1250279.0109 | 2745721.9697 | 1250275.9647 | 2745723.7011 | 1250272.8265 | 2745725.887 | 1250270.2445 | 2745731.1339 | 1250266.9704 | 2745741.6991 | 1250262.3637
108 | 2745905.3422 | 1250308.5198 | 2745896.3939 | 1250305.6503 | 2745883.4814 | 1250307.8745
109 | 2746000.9226 | 1250739.9782 | 2746003.4699 | 1250747.1722 | 2746005.8749 | 1250750.4782
110 | 2746000.9226 | 1250739.9782 | 2745999.1382 | 1250734.939
111 | 2746005.8749 | 1250750.4782 | 2746010.0178 | 1250756.1734
112 | 2745999.1382 | 1250734.939 | 2745999.0539 | 1250734.7009
113 | 2745994.4674 | 1250721.7485 | 2745999.0539 | 1250734.7009
114 | 2745994.4674 | 1250721.7485 | 2745994.4674 | 1250721.7485 | 2745994.0702 | 1250711.3267
115 | 2745994.0702 | 1250711.3267 | 2745993.8942 | 1250706.709
116 | 2745964.106 | 1250461.3506 | 2745952.0527 | 1250456.2753
117 | 2745975.952 | 1250466.3386 | 2745964.106 | 1250461.3506
118 | 2745952.0527 | 1250456.2753 | 2745945.8977 | 1250453.6836
119 | 2745981.2877 | 1250468.5854 | 2745975.952 | 1250466.3386
120 | 2745945.8977 | 1250453.6836 | 2745928.838 | 1250446.5002
121 | 2745981.2877 | 1250468.5854 | 2745987.8769 | 1250471.3599 | 2745999.736 | 1250478.9703
122 | 2745928.1197 | 1250446.1978 | 2745928.838 | 1250446.5002
123 | 2746014.2206 | 1250500.4809 | 2746014.2206 | 1250500.4809 | 2746008.6517 | 1250489.5556 | 2745999.736 | 1250478.9703 | 2745999.736 | 1250478.9703
124 | 2746014.2206 | 1250500.4809 | 2746022.8561 | 1250507.111
125 | 2746062.6861 | 1250527.4801 | 2746063.913 | 1250528.543 | 2746068.4282 | 1250530.992
126 | 2746062.6861 | 1250527.4801 | 2746059.8464 | 1250525.0199
127 | 2746053.0968 | 1250518.1333 | 2746056.4739 | 1250522.098 | 2746059.8464 | 1250525.0199
128 | 2746043.9473 | 1250503.8943 | 2746049.1777 | 1250513.5323 | 2746053.0968 | 1250518.1333
129 | 2746043.9473 | 1250503.8943 | 2746040.0158 | 1250505.5879 | 2746033.3039 | 1250507.9359 | 2746022.8561 | 1250507.111 | 2746022.8561 | 1250507.111
130 | 2746040.5029 | 1250494.4116 | 2746043.9473 | 1250503.8943
131 | 2746040.5029 | 1250494.4116 | 2746045.9046 | 1250492.8209 | 2746057.0504 | 1250489.8483 | 2746062.8874 | 1250491.1929
132 | 2746040.5029 | 1250494.4116 | 2746040.0512 | 1250491.5826
133 | 2745961.0753 | 1250384.082 | 2745964.0206 | 1250385.4833
134 | 2745974.3666 | 1250390.406 | 2745964.0206 | 1250385.4833
135 | 2745974.3666 | 1250390.406 | 2745988.7471 | 1250371.7314 | 2745991.612 | 1250368.877 | 2745996.007 | 1250368.6072 | 2746001.6325 | 1250369.8915 | 2746009.3112 | 1250373.0614
136 | 2745974.3666 | 1250390.406 | 2745995.1758 | 1250399.5739
137 | 2746047.2054 | 1250577.2664 | 2746049.4688 | 1250583.1833 | 2746053.082 | 1250592.2476 | 2746053.7802 | 1250599.7096
138 | 2746046.8569 | 1250610.6895 | 2746051.4346 | 1250606.0646 | 2746053.8351 | 1250600.296 | 2746053.7802 | 1250599.7096
139 | 2746015.7961 | 1250633.835 | 2746022.8786 | 1250625.3348 | 2746034.0369 | 1250617.8582 | 2746046.8569 | 1250610.6895 | 2746046.8569 | 1250610.6895
140 | 2746015.7961 | 1250633.835 | 2746009.2631 | 1250643.3275 | 2746008.6384 | 1250656.0301
141 | 2746015.7961 | 1250633.835 | 2746029.6282 | 1250647.1773 | 2746040.6862 | 1250652.9553 | 2746049.6374 | 1250653.152
142 | 2746059.927 | 1250653.7556 | 2746067.263 | 1250654.9306
143 | 2746077.6119 | 1250656.5882 | 2746067.263 | 1250654.9306
144 | 2746059.927 | 1250653.7556 | 2746057.1948 | 1250653.318 | 2746049.6374 | 1250653.152
145 | 2746012.3524 | 1250673.9438 | 2746012.3524 | 1250673.9438 | 2746008.4148 | 1250660.5785 | 2746008.6384 | 1250656.0301
146 | 2746032.6319 | 1250578.0416 | 2746043.9628 | 1250573.9941
147 | 2746037.4381 | 1250468.5529 | 2746038.743 | 1250483.3911 | 2746040.0512 | 1250491.5826
148 | 2746035.7904 | 1250449.8171 | 2746037.4381 | 1250468.5529
149 | 2746035.7904 | 1250449.8171 | 2746035.4399 | 1250445.831
150 | 2746034.8259 | 1250438.8496 | 2746035.4399 | 1250445.831
151 | 2746062.8874 | 1250491.1929 | 2746074.4997 | 1250493.8679
152 | 2746034.8259 | 1250438.8496 | 2746033.7705 | 1250426.8483 | 2746032.1246 | 1250422.6276
153 | 2746098.5951 | 1250499.4184 | 2746074.4997 | 1250493.8679
154 | 2746032.052 | 1250422.4414 | 2746032.1246 | 1250422.6276
155 | 2745995.6568 | 1250702.9278 | 2745993.8942 | 1250706.709 | 2745993.8942 | 1250706.709
156 | 2745995.6568 | 1250702.9278 | 2745997.682 | 1250698.5835 | 2746003.4397 | 1250692.0413 | 2746006.8284 | 1250687.1062
157 | 2746007.9934 | 1250685.4095 | 2746006.8284 | 1250687.1062
158 | 2746012.3524 | 1250673.9438 | 2746009.4248 | 1250683.325 | 2746007.9934 | 1250685.4095
159 | 2746128.4189 | 1250483.0344 | 2746123.1125 | 1250493.0019 | 2746117.2995 | 1250498.7084 | 2746112.995 | 1250500.8265 | 2746104.6871 | 1250500.8217 | 2746098.5951 | 1250499.4184
160 | 2746032.052 | 1250422.4414 | 2746030.2542 | 1250417.8309 | 2746024.9055 | 1250412.672 | 2746009.4181 | 1250405.8487
161 | 2746009.4181 | 1250405.8487 | 2745995.1758 | 1250399.5739
162 | 2745905.3422 | 1250308.5198 | 2745924.5331 | 1250314.6738 | 2745937.5804 | 1250322.5136 | 2745955.6217 | 1250335.2055

## bus_geodata
| x | y | coords
0 | 2745916.1349 | 1250670.4469
1 | 2745926.457 | 1250659.0399
2 | 2745904.3105 | 1250683.0261
3 | 2745944.2883 | 1250639.3345
4 | 2745927.2195 | 1250619.463
5 | 2745947.1067 | 1250642.6515
6 | 2745846.0711 | 1250730.5254
7 | 2745849.5613 | 1250733.8589
8 | 2745832.9539 | 1250717.9799
9 | 2745975.6084 | 1250609.3329
10 | 2745978.3282 | 1250613.2814
11 | 2745958.2918 | 1250584.2363
12 | 2745987.8932 | 1250601.1529
13 | 2745903.9545 | 1250690.8924
14 | 2745902.2831 | 1250846.031
15 | 2745819.0697 | 1250720.0309
16 | 2746006.7002 | 1250595.1854
17 | 2745953.6702 | 1250577.5383
18 | 2745755.918 | 1250612.1447
19 | 2745833.4383 | 1250534.2734
20 | 2745891.5996 | 1250561.2895
21 | 2745818.6277 | 1250720.2083
22 | 2745927.4745 | 1250880.6809
23 | 2745969.8028 | 1250958.4767
24 | 2746000.4485 | 1251032.335
25 | 2746026.5418 | 1250777.381
26 | 2746015.045 | 1250763.0843
27 | 2746037.9528 | 1250788.37
28 | 2746064.885 | 1251077.7607
29 | 2746003.1391 | 1251038.9843
30 | 2746090.7286 | 1250846.1497
31 | 2746107.7561 | 1250846.2818
32 | 2746079.0604 | 1250816.3703
33 | 2746114.0844 | 1251114.3323
34 | 2746315.9793 | 1250473.3948
35 | 2746296.0439 | 1250469.0674
36 | 2746257.9437 | 1250473.5774
37 | 2746230.1005 | 1250486.9784
38 | 2746196.8184 | 1250513.272
39 | 2746208.8633 | 1250509.8736
40 | 2746172.7906 | 1250535.089
41 | 2746177.5297 | 1250474.3705
42 | 2746182.0658 | 1250524.3483
43 | 2746182.472 | 1250464.3606
44 | 2746152.6062 | 1250539.0625
45 | 2746123.8746 | 1250544.4472
46 | 2746120.0092 | 1250546.832
47 | 2746185.055 | 1250448.565
48 | 2746182.7122 | 1250444.1867
49 | 2746170.9831 | 1250420.7582
50 | 2746157.1443 | 1250423.1651
51 | 2746175.4969 | 1250419.6954
52 | 2746147.6962 | 1250422.4503
53 | 2746195.0292 | 1250415.0964
54 | 2746092.6743 | 1250557.9628
55 | 2746124.0209 | 1250549.2331
56 | 2746104.4519 | 1250543.1576
57 | 2746125.3715 | 1250552.9589
58 | 2746197.9094 | 1250414.4183
59 | 2746224.1407 | 1250412.5678
60 | 2746143.5927 | 1250420.4805
61 | 2746130.5359 | 1250414.728
62 | 2746129.8194 | 1250414.3482
63 | 2746105.4265 | 1250366.1678
64 | 2746122.6895 | 1250364.1471
65 | 2746061.2988 | 1250318.2237
66 | 2745995.674 | 1250310.1214
67 | 2746071.8687 | 1250564.8319
68 | 2746088.1725 | 1250538.8282
69 | 2746105.7801 | 1250558.8311
70 | 2746215.1177 | 1250541.7407
71 | 2746208.8973 | 1250541.2936
72 | 2746243.6965 | 1250545.1282
73 | 2746178.5968 | 1250545.8758
74 | 2746251.1152 | 1250546.2665
75 | 2746209.6206 | 1250656.1011
76 | 2746199.5815 | 1250658.4583
77 | 2746281.9052 | 1250552.2443
78 | 2746084.3706 | 1250565.3023
79 | 2746240.5477 | 1250878.0808
80 | 2746232.8214 | 1250873.4862
81 | 2746225.2767 | 1250866.8319
82 | 2746150.7751 | 1251156.4718
83 | 2746147.8828 | 1251151.6035
84 | 2746206.3339 | 1250853.1293
85 | 2746160.1135 | 1250831.1178
86 | 2746135.8923 | 1250851.9335
87 | 2746122.7189 | 1250849.2331
88 | 2746089.4398 | 1250659.9301
89 | 2746089.3819 | 1250659.9108
90 | 2745895.32 | 1250501.5872
91 | 2745934.0329 | 1250560.5362
92 | 2745871.6909 | 1250339.7159
93 | 2745889.049 | 1250348.446
94 | 2745835.5346 | 1250322.7021
95 | 2745906.6195 | 1250357.283
96 | 2745808.3233 | 1250310.9548
97 | 2745922.0701 | 1250365.0538
98 | 2745764.3146 | 1250294.8905
99 | 2745855.9767 | 1250309.4517
100 | 2745938.0271 | 1250373.0793
101 | 2745719.961 | 1250283.6225
102 | 2745830.7387 | 1250255.8471
103 | 2745883.4814 | 1250307.8745
104 | 2746000.9226 | 1250739.9782
105 | 2746005.8749 | 1250750.4782
106 | 2745999.1382 | 1250734.939
107 | 2746010.0178 | 1250756.1734
108 | 2745999.0539 | 1250734.7009
109 | 2745994.4674 | 1250721.7485
110 | 2745994.0702 | 1250711.3267
111 | 2745964.106 | 1250461.3506
112 | 2745952.0527 | 1250456.2753
113 | 2745975.952 | 1250466.3386
114 | 2745945.8977 | 1250453.6836
115 | 2745981.2877 | 1250468.5854
116 | 2745928.838 | 1250446.5002
117 | 2745999.736 | 1250478.9703
118 | 2745928.1197 | 1250446.1978
119 | 2746014.2206 | 1250500.4809
120 | 2746062.6861 | 1250527.4801
121 | 2746068.4282 | 1250530.992
122 | 2746059.8464 | 1250525.0199
123 | 2746053.0968 | 1250518.1333
124 | 2746043.9472 | 1250503.8943
125 | 2746022.8561 | 1250507.111
126 | 2746040.5029 | 1250494.4116
127 | 2745961.0753 | 1250384.082
128 | 2745964.0206 | 1250385.4833
129 | 2745974.3666 | 1250390.406
130 | 2746114.4007 | 1250846.3334
131 | 2746047.2054 | 1250577.2664
132 | 2746053.7802 | 1250599.7096
133 | 2746046.8569 | 1250610.6895
134 | 2746015.7961 | 1250633.835
135 | 2746067.263 | 1250654.9306
136 | 2746059.927 | 1250653.7556
137 | 2746077.6119 | 1250656.5882
138 | 2746049.6374 | 1250653.152
139 | 2746008.6384 | 1250656.0301
140 | 2746032.6319 | 1250578.0416
141 | 2746043.9628 | 1250573.9941
142 | 2746037.4381 | 1250468.5529
143 | 2746040.0512 | 1250491.5826
144 | 2746035.7904 | 1250449.8171
145 | 2746035.4399 | 1250445.831
146 | 2746062.8874 | 1250491.1929
147 | 2746034.8259 | 1250438.8496
148 | 2746074.4997 | 1250493.8679
149 | 2746032.1246 | 1250422.6276
150 | 2745993.8942 | 1250706.709
151 | 2745995.6568 | 1250702.9278
152 | 2746006.8284 | 1250687.1062
153 | 2746007.9934 | 1250685.4095
154 | 2746012.3524 | 1250673.9438
155 | 2746098.5951 | 1250499.4184
156 | 2746032.052 | 1250422.4414
157 | 2746009.4181 | 1250405.8487
158 | 2745995.1758 | 1250399.5739
159 | 2746009.3112 | 1250373.0614
160 | 2745905.3422 | 1250308.5198
161 | 2745955.6217 | 1250335.2055
162 | 2746128.4189 | 1250483.0344
163 | 2745741.6991 | 1250262.3637
164 | 2746047.2054 | 1250577.2664

## line_std_types
| c_nf_per_km | r_ohm_per_km | x_ohm_per_km | max_i_ka | type | q_mm2 | alpha | voltage_rating
NAYY 4x50 SE | 210 | 0.642 | 0.083 | 0.142 | cs | 50 | 0.00403 | LV
NAYY 4x120 SE | 264 | 0.225 | 0.08 | 0.242 | cs | 120 | 0.00403 | LV
NAYY 4x150 SE | 261 | 0.208 | 0.08 | 0.27 | cs | 150 | 0.00403 | LV
NA2XS2Y 1x95 RM/25 12/20 kV | 216 | 0.313 | 0.132 | 0.252 | cs | 95 | 0.00403 | MV
NA2XS2Y 1x185 RM/25 12/20 kV | 273 | 0.161 | 0.117 | 0.362 | cs | 185 | 0.00403 | MV
NA2XS2Y 1x240 RM/25 12/20 kV | 304 | 0.122 | 0.112 | 0.421 | cs | 240 | 0.00403 | MV
NA2XS2Y 1x95 RM/25 6/10 kV | 315 | 0.313 | 0.123 | 0.249 | cs | 95 | 0.00403 | MV
NA2XS2Y 1x185 RM/25 6/10 kV | 406 | 0.161 | 0.11 | 0.358 | cs | 185 | 0.00403 | MV
NA2XS2Y 1x240 RM/25 6/10 kV | 456 | 0.122 | 0.105 | 0.416 | cs | 240 | 0.00403 | MV
NA2XS2Y 1x150 RM/25 12/20 kV | 250 | 0.206 | 0.116 | 0.319 | cs | 150 | 0.00403 | MV
NA2XS2Y 1x120 RM/25 12/20 kV | 230 | 0.253 | 0.119 | 0.283 | cs | 120 | 0.00403 | MV
NA2XS2Y 1x70 RM/25 12/20 kV | 190 | 0.443 | 0.132 | 0.22 | cs | 70 | 0.00403 | MV
NA2XS2Y 1x150 RM/25 6/10 kV | 360 | 0.206 | 0.11 | 0.315 | cs | 150 | 0.00403 | MV
NA2XS2Y 1x120 RM/25 6/10 kV | 340 | 0.253 | 0.113 | 0.28 | cs | 120 | 0.00403 | MV
NA2XS2Y 1x70 RM/25 6/10 kV | 280 | 0.443 | 0.123 | 0.217 | cs | 70 | 0.00403 | MV
N2XS(FL)2Y 1x120 RM/35 64/110 kV | 112 | 0.153 | 0.166 | 0.366 | cs | 120 | 0.00393 | HV
N2XS(FL)2Y 1x185 RM/35 64/110 kV | 125 | 0.099 | 0.156 | 0.457 | cs | 185 | 0.00393 | HV
N2XS(FL)2Y 1x240 RM/35 64/110 kV | 135 | 0.075 | 0.149 | 0.526 | cs | 240 | 0.00393 | HV
N2XS(FL)2Y 1x300 RM/35 64/110 kV | 144 | 0.06 | 0.144 | 0.588 | cs | 300 | 0.00393 | HV
15-AL1/3-ST1A 0.4 | 11 | 1.8769 | 0.35 | 0.105 | ol | 16 | 0.00403 | LV
24-AL1/4-ST1A 0.4 | 11.25 | 1.2012 | 0.335 | 0.14 | ol | 24 | 0.00403 | LV
48-AL1/8-ST1A 0.4 | 12.2 | 0.5939 | 0.3 | 0.21 | ol | 48 | 0.00403 | LV
94-AL1/15-ST1A 0.4 | 13.2 | 0.306 | 0.29 | 0.35 | ol | 94 | 0.00403 | LV
34-AL1/6-ST1A 10.0 | 9.7 | 0.8342 | 0.36 | 0.17 | ol | 34 | 0.00403 | MV
48-AL1/8-ST1A 10.0 | 10.1 | 0.5939 | 0.35 | 0.21 | ol | 48 | 0.00403 | MV
70-AL1/11-ST1A 10.0 | 10.4 | 0.4132 | 0.339 | 0.29 | ol | 70 | 0.00403 | MV
94-AL1/15-ST1A 10.0 | 10.75 | 0.306 | 0.33 | 0.35 | ol | 94 | 0.00403 | MV
122-AL1/20-ST1A 10.0 | 11.1 | 0.2376 | 0.323 | 0.41 | ol | 122 | 0.00403 | MV
149-AL1/24-ST1A 10.0 | 11.25 | 0.194 | 0.315 | 0.47 | ol | 149 | 0.00403 | MV
34-AL1/6-ST1A 20.0 | 9.15 | 0.8342 | 0.382 | 0.17 | ol | 34 | 0.00403 | MV
48-AL1/8-ST1A 20.0 | 9.5 | 0.5939 | 0.372 | 0.21 | ol | 48 | 0.00403 | MV
70-AL1/11-ST1A 20.0 | 9.7 | 0.4132 | 0.36 | 0.29 | ol | 70 | 0.00403 | MV
94-AL1/15-ST1A 20.0 | 10 | 0.306 | 0.35 | 0.35 | ol | 94 | 0.00403 | MV
122-AL1/20-ST1A 20.0 | 10.3 | 0.2376 | 0.344 | 0.41 | ol | 122 | 0.00403 | MV
149-AL1/24-ST1A 20.0 | 10.5 | 0.194 | 0.337 | 0.47 | ol | 149 | 0.00403 | MV
184-AL1/30-ST1A 20.0 | 10.75 | 0.1571 | 0.33 | 0.535 | ol | 184 | 0.00403 | MV
243-AL1/39-ST1A 20.0 | 11 | 0.1188 | 0.32 | 0.645 | ol | 243 | 0.00403 | MV
48-AL1/8-ST1A 110.0 | 8 | 0.5939 | 0.46 | 0.21 | ol | 48 | 0.00403 | HV
70-AL1/11-ST1A 110.0 | 8.4 | 0.4132 | 0.45 | 0.29 | ol | 70 | 0.00403 | HV
94-AL1/15-ST1A 110.0 | 8.65 | 0.306 | 0.44 | 0.35 | ol | 94 | 0.00403 | HV
122-AL1/20-ST1A 110.0 | 8.5 | 0.2376 | 0.43 | 0.41 | ol | 122 | 0.00403 | HV
149-AL1/24-ST1A 110.0 | 8.75 | 0.194 | 0.41 | 0.47 | ol | 149 | 0.00403 | HV
184-AL1/30-ST1A 110.0 | 8.8 | 0.1571 | 0.4 | 0.535 | ol | 184 | 0.00403 | HV
243-AL1/39-ST1A 110.0 | 9 | 0.1188 | 0.39 | 0.645 | ol | 243 | 0.00403 | HV
305-AL1/39-ST1A 110.0 | 9.2 | 0.0949 | 0.38 | 0.74 | ol | 305 | 0.00403 | HV
490-AL1/64-ST1A 110.0 | 9.75 | 0.059 | 0.37 | 0.96 | ol | 490 | 0.00403 | HV
679-AL1/86-ST1A 110.0 | 9.95 | 0.042 | 0.36 | 1.15 | ol | 679 | 0.00403 | HV
490-AL1/64-ST1A 220.0 | 10 | 0.059 | 0.285 | 0.96 | ol | 490 | 0.00403 | HV
679-AL1/86-ST1A 220.0 | 11.7 | 0.042 | 0.275 | 1.15 | ol | 679 | 0.00403 | HV
490-AL1/64-ST1A 380.0 | 11 | 0.059 | 0.253 | 0.96 | ol | 490 | 0.00403 | HV
679-AL1/86-ST1A 380.0 | 14.6 | 0.042 | 0.25 | 1.15 | ol | 679 | 0.00403 | HV

## trafo_std_types
| i0_percent | pfe_kw | vkr_percent | sn_mva | vn_lv_kv | vn_hv_kv | vk_percent | shift_degree | vector_group | tap_side | tap_neutral | tap_min | tap_max | tap_step_degree | tap_step_percent | tap_phase_shifter
160 MVA 380/110 kV | 0.06 | 60 | 0.25 | 160 | 110 | 380 | 12.2 | 0 | Yy0 | hv | 0 | -9 | 9 | 0 | 1.5 | FALSE
100 MVA 220/110 kV | 0.06 | 55 | 0.26 | 100 | 110 | 220 | 12 | 0 | Yy0 | hv | 0 | -9 | 9 | 0 | 1.5 | FALSE
63 MVA 110/20 kV | 0.04 | 22 | 0.32 | 63 | 20 | 110 | 18 | 150 | YNd5 | hv | 0 | -9 | 9 | 0 | 1.5 | FALSE
40 MVA 110/20 kV | 0.05 | 18 | 0.34 | 40 | 20 | 110 | 16.2 | 150 | YNd5 | hv | 0 | -9 | 9 | 0 | 1.5 | FALSE
25 MVA 110/20 kV | 0.07 | 14 | 0.41 | 25 | 20 | 110 | 12 | 150 | YNd5 | hv | 0 | -9 | 9 | 0 | 1.5 | FALSE
63 MVA 110/10 kV | 0.04 | 22 | 0.32 | 63 | 10 | 110 | 18 | 150 | YNd5 | hv | 0 | -9 | 9 | 0 | 1.5 | FALSE
40 MVA 110/10 kV | 0.05 | 18 | 0.34 | 40 | 10 | 110 | 16.2 | 150 | YNd5 | hv | 0 | -9 | 9 | 0 | 1.5 | FALSE
25 MVA 110/10 kV | 0.07 | 14 | 0.41 | 25 | 10 | 110 | 12 | 150 | YNd5 | hv | 0 | -9 | 9 | 0 | 1.5 | FALSE
0.25 MVA 20/0.4 kV | 0.32 | 0.8 | 1.44 | 0.25 | 0.4 | 20 | 6 | 150 | Yzn5 | hv | 0 | -2 | 2 | 0 | 2.5 | FALSE
0.4 MVA 20/0.4 kV | 0.3375 | 1.35 | 1.425 | 0.4 | 0.4 | 20 | 6 | 150 | Dyn5 | hv | 0 | -2 | 2 | 0 | 2.5 | FALSE
0.63 MVA 20/0.4 kV | 0.2619 | 1.65 | 1.206 | 0.63 | 0.4 | 20 | 6 | 150 | Dyn5 | hv | 0 | -2 | 2 | 0 | 2.5 | FALSE
0.25 MVA 10/0.4 kV | 0.24 | 0.6 | 1.2 | 0.25 | 0.4 | 10 | 4 | 150 | Dyn5 | hv | 0 | -2 | 2 | 0 | 2.5 | FALSE
0.4 MVA 10/0.4 kV | 0.2375 | 0.95 | 1.325 | 0.4 | 0.4 | 10 | 4 | 150 | Dyn5 | hv | 0 | -2 | 2 | 0 | 2.5 | FALSE
0.63 MVA 10/0.4 kV | 0.1873 | 1.18 | 1.0794 | 0.63 | 0.4 | 10 | 4 | 150 | Dyn5 | hv | 0 | -2 | 2 | 0 | 2.5 | FALSE

## trafo3w_std_types
| sn_hv_mva | sn_mv_mva | sn_lv_mva | vn_hv_kv | vn_mv_kv | vn_lv_kv | vk_hv_percent | vk_mv_percent | vk_lv_percent | vkr_hv_percent | vkr_mv_percent | vkr_lv_percent | pfe_kw | i0_percent | shift_mv_degree | shift_lv_degree | vector_group | tap_side | tap_neutral | tap_min | tap_max | tap_step_percent
63/25/38 MVA 110/20/10 kV | 63 | 25 | 38 | 110 | 20 | 10 | 10.4 | 10.4 | 10.4 | 0.28 | 0.32 | 0.35 | 35 | 0.89 | 0 | 0 | YN0yn0yn0 | hv | 0 | -10 | 10 | 1.2
63/25/38 MVA 110/10/10 kV | 63 | 25 | 38 | 110 | 10 | 10 | 10.4 | 10.4 | 10.4 | 0.28 | 0.32 | 0.35 | 35 | 0.89 | 0 | 0 | YN0yn0yn0 | hv | 0 | -10 | 10 | 1.2

## fuse_std_types
| fuse_type | i_rated_a | t_avg | t_min | t_total | x_avg | x_min | x_total
HV 100A | HV 100A | 100 | 0 | [10.0, 3.64, 0.854, 0.281, 0.1, 0.0531, 0.022, 0.01] | [10.0, 4.267, 1.21, 0.403, 0.1, 0.058, 0.022, 0.01] | 0 | [300.0, 350.0, 450.0, 550.0, 700.0, 850.0, 1200.0, 1752.0] | [600.0, 700.0, 900.0, 1150.0, 1665.0, 2000.0, 3000.0, 4313.0]
HV 10A | HV 10A | 10 | 0 | [10.0, 1675.0, 0.344, 0.156, 0.1, 0.0417, 0.0171, 0.01] | [10.0, 1.3, 0.3, 0.155, 0.1, 0.0555, 0.023, 0.01] | 0 | [30.0, 32.0, 35.0, 37.0, 39.0, 50.0, 70.0, 88.0] | [60.0, 70.0, 80.0, 87.0, 94.0, 110.0, 150.0, 216.0]
HV 125A | HV 125A | 125 | 0 | [10.0, 1.82, 0.344, 0.1, 0.0467, 0.0269, 0.01] | [10.0, 2.478, 0.426, 0.1, 0.0427, 0.0211, 0.01] | 0 | [375.0, 500.0, 700.0, 925.0, 1200.0, 1500.0, 2341.0] | [750.0, 1000.0, 1500.0, 2200.0, 3000.0, 4000.0, 5765.0]
HV 160A | HV 160A | 160 | 0 | [10.0, 4.15, 1.03, 0.198, 0.1, 0.051, 0.0172, 0.01] | [10.0, 2.3, 0.734, 0.274, 0.1, 0.046, 0.0177, 0.01] | 0 | [480.0, 550.0, 700.0, 1000.0, 1260.0, 1600.0, 2500.0, 3227.0] | [960.0, 1300.0, 1700.0, 2200.0, 2996.0, 4000.0, 6000.0, 7946.0]
HV 16A | HV 16A | 16 | 0 | [10.0, 0.352, 0.164, 0.1, 0.0649, 0.0342, 0.01] | [10.0, 2.34, 0.722, 0.181, 0.1, 0.055, 0.0296, 0.01] | 0 | [48.0, 60.0, 65.0, 71.0, 80.0, 100.0, 162.0] | [96.0, 110.0, 125.0, 150.0, 168.0, 200.0, 250.0, 398.0]
HV 200A | HV 200A | 200 | 0 | [10.0, 4.267, 1.21, 0.403, 0.1, 0.058, 0.022, 0.01] | [10.0, 3.73, 1.654, 0.328, 0.1, 0.0531, 0.019, 0.01] | 0 | [600.0, 700.0, 900.0, 1150.0, 1665.0, 2000.0, 3000.0, 4313.0] | [1200.0, 1500.0, 1800.0, 2700.0, 3960.0, 5000.0, 7500.0, 10620.0]
HV 20A | HV 20A | 20 | 0 | [10.0, 1.3, 0.3, 0.155, 0.1, 0.0555, 0.023, 0.01] | [10.0, 1.3, 0.161, 0.1, 0.0611, 0.0399, 0.0141, 0.01] | 0 | [60.0, 70.0, 80.0, 87.0, 94.0, 110.0, 150.0, 216.0] | [120.0, 150.0, 200.0, 223.0, 260.0, 300.0, 450.0, 532.0]
HV 25A | HV 25A | 25 | 0 | [10.0, 2.512, 0.833, 0.299, 0.1, 0.0372, 0.0223, 0.01] | [10.0, 3.125, 0.597, 0.198, 0.1, 0.0378, 0.022, 0.01] | 0 | [75.0, 82.0, 90.0, 100.0, 124.0, 170.0, 200.0, 289.0] | [150.0, 170.0, 210.0, 250.0, 294.0, 400.0, 500.0, 711.0]
HV 31.5A | HV 31.5A | 31.5 | 0 | [10.0, 2.34, 0.722, 0.181, 0.1, 0.055, 0.0296, 0.01] | [10.0, 2.84, 0.368, 0.164, 0.1, 0.0621, 0.0378, 0.0195, 0.01] | 0 | [95.0, 110.0, 125.0, 150.0, 165.0, 200.0, 250.0, 390.0] | [189.0, 220.0, 300.0, 350.0, 393.0, 450.0, 530.0, 700.0, 960.0]
HV 40A | HV 40A | 40 | 0 | [10.0, 1.3, 0.161, 0.1, 0.0611, 0.0399, 0.0141, 0.01] | [10.0, 2.05, 0.369, 0.198, 0.1, 0.051, 0.0298, 0.01] | 0 | [120.0, 150.0, 200.0, 223.0, 260.0, 300.0, 450.0, 532.0] | [240.0, 300.0, 400.0, 450.0, 530.0, 650.0, 800.0, 1311.0]
HV 50A | HV 50A | 50 | 0 | [10.0, 3.215, 0.597, 0.198, 0.1, 0.0378, 0.022, 0.01] | [10.0, 3.64, 0.854, 0.281, 0.1, 0.0531, 0.022, 0.01] | 0 | [150.0, 170.0, 210.0, 250.0, 294.0, 400.0, 500.0, 711.0] | [300.0, 350.0, 450.0, 550.0, 700.0, 850.0, 1200.0, 1752.0]
HV 6.3A | HV 6.3A | 6.3 | 0 | [10.0, 1.39, 0.344, 0.168, 0.1, 0.056, 0.0263, 0.01] | [10.0, 1.711, 0.516, 0.198, 0.1, 0.0634, 0.0303, 0.01] | 0 | [19.0, 19.5, 20.4, 20.8, 22.0, 25.0, 32.0, 48.0] | [38.0, 40.0, 43.0, 48.0, 53.0, 60.0, 75.0, 118.0]
HV 63A | HV 63A | 63 | 0 | [10.0, 2.84, 0.368, 0.164, 0.1, 0.0621, 0.0378, 0.0195, 0.01] | [10.0, 1.82, 0.344, 0.1, 0.0467, 0.0269, 0.01] | 0 | [189.0, 220.0, 300.0, 350.0, 393.0, 450.0, 530.0, 700.0, 961.0] | [378.0, 500.0, 700.0, 934.0, 1200.0, 1500.0, 2366.0]
HV 80A | HV 80A | 80 | 0 | [10.0, 2.05, 0.369, 0.198, 0.1, 0.051, 0.0298, 0.01] | [10.0, 4.15, 1.03, 0.198, 0.1, 0.051, 0.0172, 0.01] | 0 | [240.0, 300.0, 400.0, 450.0, 530.0, 650.0, 800.0, 1311.0] | [480.0, 550.0, 700.0, 1000.0, 1260.0, 1600.0, 2500.0, 3227.0]
Siemens NH-1-100 | Siemens NH-1-100 | 100 | [5400.0, 2000.0, 400.0, 20.0, 1.0, 0.2, 0.012, 0.004] | 0 | 0 | [150.0, 190.0, 250.0, 430.0, 900.0, 1250.0, 2700.0, 3600.0] | 0 | 0
Siemens NH-1-125 | Siemens NH-1-125 | 125 | [4800.0, 120.0, 7.0, 0.1, 0.004] | 0 | 0 | [180.0, 400.0, 740.0, 2000.0, 4250.0] | 0 | 0
Siemens NH-1-16 | Siemens NH-1-16 | 16 | [4000.0, 400.0, 2.0, 0.1, 0.04, 0.01] | 0 | 0 | [26.0, 35.0, 75.0, 150.0, 200.0, 300.0] | 0 | 0
Siemens NH-1-160 | Siemens NH-1-160 | 160 | [4800.0, 120.0, 7.0, 0.1, 0.004] | 0 | 0 | [210.0, 500.0, 900.0, 2300.0, 5000.0] | 0 | 0
Siemens NH-1-25 | Siemens NH-1-25 | 25 | [4000.0, 1000.0, 10.0, 0.2, 0.02, 0.01] | 0 | 0 | [40.0, 50.0, 100.0, 210.0, 400.0, 500.0] | 0 | 0
Siemens NH-1-50 | Siemens NH-1-50 | 50 | [4000.0, 40.0, 4.0, 1.0, 0.02, 0.01] | 0 | 0 | [86.0, 200.0, 300.0, 400.0, 1000.0, 1280.0] | 0 | 0
Siemens NH-1-63 | Siemens NH-1-63 | 63 | [4000.0, 100.0, 10.0, 2.0, 0.04, 0.01] | 0 | 0 | [100.0, 200.0, 300.0, 400.0, 1000.0, 1500.0] | 0 | 0
Siemens NH-1-80 | Siemens NH-1-80 | 80 | [4800.0, 120.0, 7.0, 0.1, 0.01] | 0 | 0 | [150.58, 250.0, 450.0, 1150.0, 2470.0] | 0 | 0
Siemens NH-2-1000 | Siemens NH-2-1000 | 1000 | [4800.0, 120.0, 7.0, 0.1, 0.004] | 0 | 0 | [1900.0, 3500.0, 8400.0, 24000.0, 52000.0] | 0 | 0
Siemens NH-2-200 | Siemens NH-2-200 | 200 | [4800.0, 120.0, 7.0, 0.1, 0.004] | 0 | 0 | [280.0, 650.0, 1200.0, 3000.0, 7000.0] | 0 | 0
Siemens NH-2-224 | Siemens NH-2-224 | 224 | [4800.0, 120.0, 7.0, 0.2, 0.04, 0.004] | 0 | 0 | [400.0, 750.0, 1453.0, 3025.0, 4315.0, 7600.0] | 0 | 0
Siemens NH-2-250 | Siemens NH-2-250 | 250 | [4800.0, 120.0, 7.0, 0.1, 0.004] | 0 | 0 | [450.0, 800.0, 1650.0, 4000.0, 8500.0] | 0 | 0
Siemens NH-2-315 | Siemens NH-2-315 | 315 | [4800.0, 120.0, 7.0, 0.1, 0.004] | 0 | 0 | [550.0, 920.0, 1900.0, 5000.0, 11000.0] | 0 | 0
Siemens NH-2-355 | Siemens NH-2-355 | 355 | [4800.0, 120.0, 6.0, 0.1, 0.004] | 0 | 0 | [650.0, 1116.27, 2350.0, 5840.0, 12790.0] | 0 | 0
Siemens NH-2-400 | Siemens NH-2-400 | 400 | [4800.0, 120.0, 7.0, 0.1, 0.004] | 0 | 0 | [720.0, 1350.0, 2800.0, 6500.0, 15000.0] | 0 | 0
Siemens NH-2-425 | Siemens NH-2-425 | 425 | [4800.0, 120.0, 7.0, 0.1, 0.004] | 0 | 0 | [850.0, 1500.0, 3050.0, 7500.0, 16500.0] | 0 | 0
Siemens NH-2-630 | Siemens NH-2-630 | 630 | [4800.0, 120.0, 7.0, 0.1, 0.004] | 0 | 0 | [1200.0, 2000.0, 4800.0, 12000.0, 26000.0] | 0 | 0

## dtypes
| element | column | dtype
0 | bus | name | object
1 | bus | vn_kv | float64
2 | bus | type | object
3 | bus | zone | object
4 | bus | in_service | bool
5 | load | name | object
6 | load | bus | uint32
7 | load | p_mw | float64
8 | load | q_mvar | float64
9 | load | const_z_percent | float64
10 | load | const_i_percent | float64
11 | load | sn_mva | float64
12 | load | scaling | float64
13 | load | in_service | bool
14 | load | type | object
15 | ext_grid | name | object
16 | ext_grid | bus | uint32
17 | ext_grid | vm_pu | float64
18 | ext_grid | va_degree | float64
19 | ext_grid | slack_weight | float64
20 | ext_grid | in_service | bool
21 | line | name | object
22 | line | std_type | object
23 | line | from_bus | uint32
24 | line | to_bus | uint32
25 | line | length_km | float64
26 | line | r_ohm_per_km | float64
27 | line | x_ohm_per_km | float64
28 | line | c_nf_per_km | float64
29 | line | g_us_per_km | float64
30 | line | max_i_ka | float64
31 | line | df | float64
32 | line | parallel | uint32
33 | line | type | object
34 | line | in_service | bool
35 | trafo | name | object
36 | trafo | std_type | object
37 | trafo | hv_bus | uint32
38 | trafo | lv_bus | uint32
39 | trafo | sn_mva | float64
40 | trafo | vn_hv_kv | float64
41 | trafo | vn_lv_kv | float64
42 | trafo | vk_percent | float64
43 | trafo | vkr_percent | float64
44 | trafo | pfe_kw | float64
45 | trafo | i0_percent | float64
46 | trafo | shift_degree | float64
47 | trafo | tap_side | object
48 | trafo | tap_neutral | int32
49 | trafo | tap_min | int32
50 | trafo | tap_max | int32
51 | trafo | tap_step_percent | float64
52 | trafo | tap_step_degree | float64
53 | trafo | tap_pos | int32
54 | trafo | tap_phase_shifter | bool
55 | trafo | parallel | uint32
56 | trafo | df | float64
57 | trafo | in_service | bool
58 | line_geodata | coords | object
59 | bus_geodata | x | float64
60 | bus_geodata | y | float64
61 | bus_geodata | coords | object

## parameters
| version | format_version | converged | OPF_converged | name | f_hz | sn_mva
0 | 2.14.6 | 2.14.0 | FALSE | FALSE |  | 50 | 1