## bus
| name | vn_kv | type | zone | in_service
0 | bus_LV_3024-9_1_4_node_245 | 0.4 | n |  | TRUE
1 | bus_LV_3024-9_1_4_node_246 | 0.4 | n |  | TRUE
2 | bus_LV_3024-9_1_4_node_216 | 0.4 | n |  | TRUE
3 | bus_LV_3024-9_1_4_node_116 | 0.4 | n |  | TRUE
4 | bus_LV_3024-9_1_4_node_186 | 0.4 | n |  | TRUE
5 | bus_LV_3024-9_1_4_node_113 | 0.4 | n |  | TRUE
6 | bus_LV_3024-9_1_4_node_97 | 0.4 | n |  | TRUE
7 | bus_LV_3024-9_1_4_node_98 | 0.4 | n |  | TRUE
8 | bus_LV_3024-9_1_4_node_99 | 0.4 | n |  | TRUE
9 | bus_LV_3024-9_1_4_node_100 | 0.4 | n |  | TRUE
10 | bus_LV_3024-9_1_4_node_103 | 0.4 | n |  | TRUE
11 | bus_LV_3024-9_1_4_node_214 | 0.4 | n |  | TRUE
12 | bus_LV_3024-9_1_4_node_101 | 0.4 | n |  | TRUE
13 | bus_LV_3024-9_1_4_node_108 | 0.4 | n |  | TRUE
14 | bus_LV_3024-9_1_4_node_105 | 0.4 | n |  | TRUE
15 | bus_LV_3024-9_1_4_node_104 | 0.4 | n |  | TRUE
16 | bus_LV_3024-9_1_4_node_109 | 0.4 | n |  | TRUE
17 | bus_LV_3024-9_1_4_node_106 | 0.4 | n |  | TRUE
18 | bus_LV_3024-9_1_4_node_107 | 0.4 | n |  | TRUE
19 | bus_LV_3024-9_1_4_node_110 | 0.4 | n |  | TRUE
20 | bus_LV_3024-9_1_4_node_203 | 0.4 | n |  | TRUE
21 | bus_LV_3024-9_1_4_node_202 | 0.4 | n |  | TRUE
22 | bus_LV_3024-9_1_4_node_201 | 0.4 | n |  | TRUE
23 | bus_LV_3024-9_1_4_node_111 | 0.4 | n |  | TRUE
24 | bus_LV_3024-9_1_4_node_112 | 0.4 | n |  | TRUE
25 | bus_LV_3024-9_1_4_node_114 | 0.4 | n |  | TRUE
26 | bus_LV_3024-9_1_4_node_115 | 0.4 | n |  | TRUE
27 | bus_LV_3024-9_1_4_node_117 | 0.4 | n |  | TRUE
28 | bus_LV_3024-9_1_4_node_118 | 0.4 | n |  | TRUE
29 | bus_LV_3024-9_1_4_node_119 | 0.4 | n |  | TRUE
30 | bus_LV_3024-9_1_4_node_184 | 0.4 | n |  | TRUE
31 | bus_LV_3024-9_1_4_node_123 | 0.4 | n |  | TRUE
32 | bus_LV_3024-9_1_4_node_120 | 0.4 | n |  | TRUE
33 | bus_LV_3024-9_1_4_node_213 | 0.4 | n |  | TRUE
34 | bus_LV_3024-9_1_4_node_121 | 0.4 | n |  | TRUE
35 | bus_LV_3024-9_1_4_node_122 | 0.4 | n |  | TRUE
36 | bus_LV_3024-9_1_4_node_124 | 0.4 | n |  | TRUE
37 | bus_LV_3024-9_1_4_node_125 | 0.4 | n |  | TRUE
38 | bus_LV_3024-9_1_4_node_129 | 0.4 | n |  | TRUE
39 | bus_LV_3024-9_1_4_node_126 | 0.4 | n |  | TRUE
40 | bus_LV_3024-9_1_4_node_150 | 0.4 | n |  | TRUE
41 | bus_LV_3024-9_1_4_node_147 | 0.4 | n |  | TRUE
42 | bus_LV_3024-9_1_4_node_127 | 0.4 | n |  | TRUE
43 | bus_LV_3024-9_1_4_node_148 | 0.4 | n |  | TRUE
44 | bus_LV_3024-9_1_4_node_128 | 0.4 | n |  | TRUE
45 | bus_LV_3024-9_1_4_node_130 | 0.4 | n |  | TRUE
46 | bus_LV_3024-9_1_4_node_131 | 0.4 | n |  | TRUE
47 | bus_LV_3024-9_1_4_node_132 | 0.4 | n |  | TRUE
48 | bus_LV_3024-9_1_4_node_133 | 0.4 | n |  | TRUE
49 | bus_LV_3024-9_1_4_node_134 | 0.4 | n |  | TRUE
50 | bus_LV_3024-9_1_4_node_136 | 0.4 | n |  | TRUE
51 | bus_LV_3024-9_1_4_node_187 | 0.4 | n |  | TRUE
52 | bus_LV_3024-9_1_4_node_210 | 0.4 | n |  | TRUE
53 | bus_LV_3024-9_1_4_node_135 | 0.4 | n |  | TRUE
54 | bus_LV_3024-9_1_4_node_188 | 0.4 | n |  | TRUE
55 | bus_LV_3024-9_1_4_node_161 | 0.4 | n |  | TRUE
56 | bus_LV_3024-9_1_4_node_211 | 0.4 | n |  | TRUE
57 | bus_LV_3024-9_1_4_node_137 | 0.4 | n |  | TRUE
58 | bus_LV_3024-9_1_4_node_138 | 0.4 | n |  | TRUE
59 | bus_LV_3024-9_1_4_node_139 | 0.4 | n |  | TRUE
60 | bus_LV_3024-9_1_4_node_140 | 0.4 | n |  | TRUE
61 | bus_LV_3024-9_1_4_node_141 | 0.4 | n |  | TRUE
62 | bus_LV_3024-9_1_4_node_145 | 0.4 | n |  | TRUE
63 | bus_LV_3024-9_1_4_node_143 | 0.4 | n |  | TRUE
64 | bus_LV_3024-9_1_4_node_151 | 0.4 | n |  | TRUE
65 | bus_LV_3024-9_1_4_node_149 | 0.4 | n |  | TRUE
66 | bus_LV_3024-9_1_4_node_144 | 0.4 | n |  | TRUE
67 | bus_LV_3024-9_1_4_node_142 | 0.4 | n |  | TRUE
68 | bus_LV_3024-9_1_4_node_175 | 0.4 | n |  | TRUE
69 | bus_LV_3024-9_1_4_node_152 | 0.4 | n |  | TRUE
70 | bus_LV_3024-9_1_4_node_153 | 0.4 | n |  | TRUE
71 | bus_LV_3024-9_1_4_node_154 | 0.4 | n |  | TRUE
72 | bus_LV_3024-9_1_4_node_158 | 0.4 | n |  | TRUE
73 | bus_LV_3024-9_1_4_node_155 | 0.4 | n |  | TRUE
74 | bus_LV_3024-9_1_4_node_159 | 0.4 | n |  | TRUE
75 | bus_LV_3024-9_1_4_node_156 | 0.4 | n |  | TRUE
76 | bus_LV_3024-9_1_4_node_157 | 0.4 | n |  | TRUE
77 | bus_LV_3024-9_1_4_node_162 | 0.4 | n |  | TRUE
78 | bus_LV_3024-9_1_4_node_163 | 0.4 | n |  | TRUE
79 | bus_LV_3024-9_1_4_node_160 | 0.4 | n |  | TRUE
80 | bus_LV_3024-9_1_4_node_164 | 0.4 | n |  | TRUE
81 | bus_LV_3024-9_1_4_node_165 | 0.4 | n |  | TRUE
82 | bus_LV_3024-9_1_4_node_166 | 0.4 | n |  | TRUE
83 | bus_LV_3024-9_1_4_node_173 | 0.4 | n |  | TRUE
84 | bus_LV_3024-9_1_4_node_172 | 0.4 | n |  | TRUE
85 | bus_LV_3024-9_1_4_node_167 | 0.4 | n |  | TRUE
86 | bus_LV_3024-9_1_4_node_169 | 0.4 | n |  | TRUE
87 | bus_LV_3024-9_1_4_node_170 | 0.4 | n |  | TRUE
88 | bus_LV_3024-9_1_4_node_171 | 0.4 | n |  | TRUE
89 | bus_LV_3024-9_1_4_node_174 | 0.4 | n |  | TRUE
90 | bus_LV_3024-9_1_4_node_177 | 0.4 | n |  | TRUE
91 | bus_LV_3024-9_1_4_node_180 | 0.4 | n |  | TRUE
92 | bus_LV_3024-9_1_4_node_176 | 0.4 | n |  | TRUE
93 | bus_LV_3024-9_1_4_node_178 | 0.4 | n |  | TRUE
94 | bus_LV_3024-9_1_4_node_181 | 0.4 | n |  | TRUE
95 | bus_LV_3024-9_1_4_node_182 | 0.4 | n |  | TRUE
96 | bus_LV_3024-9_1_4_node_183 | 0.4 | n |  | TRUE
97 | bus_LV_3024-9_1_4_node_179 | 0.4 | n |  | TRUE
98 | bus_LV_3024-9_1_4_node_255 | 0.4 | n |  | TRUE
99 | bus_LV_3024-9_1_4_node_253 | 0.4 | n |  | TRUE
100 | bus_LV_3024-9_1_4_node_254 | 0.4 | n |  | TRUE
101 | bus_LV_3024-9_1_4_node_185 | 0.4 | n |  | TRUE
102 | bus_LV_3024-9_1_4_node_189 | 0.4 | n |  | TRUE
103 | bus_LV_3024-9_1_4_node_190 | 0.4 | n |  | TRUE
104 | bus_LV_3024-9_1_4_node_191 | 0.4 | n |  | TRUE
105 | bus_LV_3024-9_1_4_node_192 | 0.4 | n |  | TRUE
106 | bus_LV_3024-9_1_4_node_193 | 0.4 | n |  | TRUE
107 | bus_LV_3024-9_1_4_node_197 | 0.4 | n |  | TRUE
108 | bus_LV_3024-9_1_4_node_199 | 0.4 | n |  | TRUE
109 | bus_LV_3024-9_1_4_node_194 | 0.4 | n |  | TRUE
110 | bus_LV_3024-9_1_4_node_204 | 0.4 | n |  | TRUE
111 | bus_LV_3024-9_1_4_node_205 | 0.4 | n |  | TRUE
112 | bus_LV_3024-9_1_4_node_195 | 0.4 | n |  | TRUE
113 | bus_LV_3024-9_1_4_node_198 | 0.4 | n |  | TRUE
114 | bus_LV_3024-9_1_4_node_222 | 0.4 | n |  | TRUE
115 | bus_LV_3024-9_1_4_node_221 | 0.4 | n |  | TRUE
116 | bus_LV_3024-9_1_4_node_200 | 0.4 | n |  | TRUE
117 | bus_LV_3024-9_1_4_node_206 | 0.4 | n |  | TRUE
118 | bus_LV_3024-9_1_4_node_209 | 0.4 | n |  | TRUE
119 | bus_LV_3024-9_1_4_node_223 | 0.4 | n |  | TRUE
120 | bus_LV_3024-9_1_4_node_218 | 0.4 | n |  | TRUE
121 | bus_LV_3024-9_1_4_node_207 | 0.4 | n |  | TRUE
122 | bus_LV_3024-9_1_4_node_208 | 0.4 | n |  | TRUE
123 | bus_LV_3024-9_1_4_node_226 | 0.4 | n |  | TRUE
124 | bus_LV_3024-9_1_4_node_225 | 0.4 | n |  | TRUE
125 | bus_LV_3024-9_1_4_node_236 | 0.4 | n |  | TRUE
126 | bus_LV_3024-9_1_4_node_228 | 0.4 | n |  | TRUE
127 | bus_LV_3024-9_1_4_node_231 | 0.4 | n |  | TRUE
128 | bus_LV_3024-9_1_4_node_224 | 0.4 | n |  | TRUE
129 | bus_LV_3024-9_1_4_node_212 | 0.4 | n |  | TRUE
130 | bus_LV_3024-9_1_4_node_215 | 0.4 | n |  | TRUE
131 | bus_LV_3024-9_1_4_node_217 | 0.4 | n |  | TRUE
132 | bus_LV_3024-9_1_4_node_219 | 0.4 | n |  | TRUE
133 | bus_LV_3024-9_1_4_node_220 | 0.4 | n |  | TRUE
134 | bus_LV_3024-9_1_4_node_229 | 0.4 | n |  | TRUE
135 | bus_LV_3024-9_1_4_node_227 | 0.4 | n |  | TRUE
136 | bus_LV_3024-9_1_4_node_237 | 0.4 | n |  | TRUE
137 | bus_LV_3024-9_1_4_node_230 | 0.4 | n |  | TRUE
138 | bus_LV_3024-9_1_4_node_232 | 0.4 | n |  | TRUE
139 | bus_LV_3024-9_1_4_node_251 | 0.4 | n |  | TRUE
140 | bus_LV_3024-9_1_4_node_234 | 0.4 | n |  | TRUE
141 | bus_LV_3024-9_1_4_node_235 | 0.4 | n |  | TRUE
142 | bus_LV_3024-9_1_4_node_244 | 0.4 | n |  | TRUE
143 | bus_LV_3024-9_1_4_node_243 | 0.4 | n |  | TRUE
144 | bus_LV_3024-9_1_4_node_240 | 0.4 | n |  | TRUE
145 | bus_LV_3024-9_1_4_node_250 | 0.4 | n |  | TRUE
146 | bus_LV_3024-9_1_4_node_238 | 0.4 | n |  | TRUE
147 | bus_LV_3024-9_1_4_node_249 | 0.4 | n |  | TRUE
148 | bus_LV_3024-9_1_4_node_241 | 0.4 | n |  | TRUE
149 | bus_LV_3024-9_1_4_node_239 | 0.4 | n |  | TRUE
150 | bus_LV_3024-9_1_4_node_242 | 0.4 | n |  | TRUE
151 | bus_MV_41_1_node_51 | 20 | n |  | TRUE

## load
| name | bus | p_mw | q_mvar | const_z_percent | const_i_percent | sn_mva | scaling | in_service | type
0 | LV_3024-9_1_4_load_216 | 2 | 0.00025243 | 6.3265e-05 | 0 | 0 |  | 1 | TRUE | wye
1 | LV_3024-9_1_4_load_186 | 4 | 0.00020781 | 5.2083e-05 | 0 | 0 |  | 1 | TRUE | wye
2 | LV_3024-9_1_4_load_97 | 6 | 0.020106 | 0.005039 | 0 | 0 |  | 1 | TRUE | wye
3 | LV_3024-9_1_4_load_214 | 11 | 0.0019516 | 0.00048911 | 0 | 0 |  | 1 | TRUE | wye
4 | LV_3024-9_1_4_load_108 | 13 | 0.004534 | 0.0011363 | 0 | 0 |  | 1 | TRUE | wye
5 | LV_3024-9_1_4_load_105 | 14 | 0.0053645 | 0.0013445 | 0 | 0 |  | 1 | TRUE | wye
6 | LV_3024-9_1_4_load_104 | 15 | 0.0052594 | 0.0013181 | 0 | 0 |  | 1 | TRUE | wye
7 | LV_3024-9_1_4_load_106 | 17 | 0.0025817 | 0.00064703 | 0 | 0 |  | 1 | TRUE | wye
8 | LV_3024-9_1_4_load_107 | 18 | 0.0036077 | 0.00090418 | 0 | 0 |  | 1 | TRUE | wye
9 | LV_3024-9_1_4_load_203 | 20 | 0.0039303 | 0.00098502 | 0 | 0 |  | 1 | TRUE | wye
10 | LV_3024-9_1_4_load_202 | 21 | 0.00093997 | 0.00023558 | 0 | 0 |  | 1 | TRUE | wye
11 | LV_3024-9_1_4_load_201 | 22 | 0.0013179 | 0.00033031 | 0 | 0 |  | 1 | TRUE | wye
12 | LV_3024-9_1_4_load_111 | 23 | 0.00037023 | 9.2788e-05 | 0 | 0 |  | 1 | TRUE | wye
13 | LV_3024-9_1_4_load_112 | 24 | 0.00032961 | 8.2608e-05 | 0 | 0 |  | 1 | TRUE | wye
14 | LV_3024-9_1_4_load_114 | 25 | 0.0003468 | 8.6916e-05 | 0 | 0 |  | 1 | TRUE | wye
15 | LV_3024-9_1_4_load_115 | 26 | 0.00059945 | 0.00015024 | 0 | 0 |  | 1 | TRUE | wye
16 | LV_3024-9_1_4_load_119 | 29 | 0.00038783 | 9.7199e-05 | 0 | 0 |  | 1 | TRUE | wye
17 | LV_3024-9_1_4_load_123 | 31 | 0.00048598 | 0.0001218 | 0 | 0 |  | 1 | TRUE | wye
18 | LV_3024-9_1_4_load_120 | 32 | 0.00048831 | 0.00012238 | 0 | 0 |  | 1 | TRUE | wye
19 | LV_3024-9_1_4_load_213 | 33 | 0.00015158 | 3.7989e-05 | 0 | 0 |  | 1 | TRUE | wye
20 | LV_3024-9_1_4_load_121 | 34 | 0.00021071 | 5.2809e-05 | 0 | 0 |  | 1 | TRUE | wye
21 | LV_3024-9_1_4_load_129 | 38 | 0.00036088 | 9.0446e-05 | 0 | 0 |  | 1 | TRUE | wye
22 | LV_3024-9_1_4_load_126 | 39 | 0.00029979 | 7.5134e-05 | 0 | 0 |  | 1 | TRUE | wye
23 | LV_3024-9_1_4_load_150 | 40 | 0.00045374 | 0.00011372 | 0 | 0 |  | 1 | TRUE | wye
24 | LV_3024-9_1_4_load_147 | 41 | 0.00062622 | 0.00015694 | 0 | 0 |  | 1 | TRUE | wye
25 | LV_3024-9_1_4_load_127 | 42 | 0.0003227 | 8.0877e-05 | 0 | 0 |  | 1 | TRUE | wye
26 | LV_3024-9_1_4_load_148 | 43 | 0.00023055 | 5.7782e-05 | 0 | 0 |  | 1 | TRUE | wye
27 | LV_3024-9_1_4_load_128 | 44 | 0.0017227 | 0.00043176 | 0 | 0 |  | 1 | TRUE | wye
28 | LV_3024-9_1_4_load_130 | 45 | 0.00066188 | 0.00016588 | 0 | 0 |  | 1 | TRUE | wye
29 | LV_3024-9_1_4_load_131 | 46 | 0.00035234 | 8.8304e-05 | 0 | 0 |  | 1 | TRUE | wye
30 | LV_3024-9_1_4_load_133 | 48 | 0.0002901 | 7.2705e-05 | 0 | 0 |  | 1 | TRUE | wye
31 | LV_3024-9_1_4_load_136 | 50 | 0.0014059 | 0.00035236 | 0 | 0 |  | 1 | TRUE | wye
32 | LV_3024-9_1_4_load_210 | 52 | 0.00084682 | 0.00021223 | 0 | 0 |  | 1 | TRUE | wye
33 | LV_3024-9_1_4_load_135 | 53 | 0.00072474 | 0.00018164 | 0 | 0 |  | 1 | TRUE | wye
34 | LV_3024-9_1_4_load_188 | 54 | 0.0013266 | 0.00033248 | 0 | 0 |  | 1 | TRUE | wye
35 | LV_3024-9_1_4_load_161 | 55 | 0.00027261 | 6.8322e-05 | 0 | 0 |  | 1 | TRUE | wye
36 | LV_3024-9_1_4_load_211 | 56 | 0.00035173 | 8.8152e-05 | 0 | 0 |  | 1 | TRUE | wye
37 | LV_3024-9_1_4_load_137 | 57 | 0.00032559 | 8.16e-05 | 0 | 0 |  | 1 | TRUE | wye
38 | LV_3024-9_1_4_load_138 | 58 | 0.00029317 | 7.3476e-05 | 0 | 0 |  | 1 | TRUE | wye
39 | LV_3024-9_1_4_load_139 | 59 | 0.0040805 | 0.0010227 | 0 | 0 |  | 1 | TRUE | wye
40 | LV_3024-9_1_4_load_140 | 60 | 0.00066125 | 0.00016572 | 0 | 0 |  | 1 | TRUE | wye
41 | LV_3024-9_1_4_load_151 | 64 | 0.00062479 | 0.00015659 | 0 | 0 |  | 1 | TRUE | wye
42 | LV_3024-9_1_4_load_149 | 65 | 0.00019007 | 4.7637e-05 | 0 | 0 |  | 1 | TRUE | wye
43 | LV_3024-9_1_4_load_142 | 67 | 0.0043308 | 0.0010854 | 0 | 0 |  | 1 | TRUE | wye
44 | LV_3024-9_1_4_load_175 | 68 | 0.00625 | 0.0015664 | 0 | 0 |  | 1 | TRUE | wye
45 | LV_3024-9_1_4_load_152 | 69 | 0.00035 | 8.7717e-05 | 0 | 0 |  | 1 | TRUE | wye
46 | LV_3024-9_1_4_load_158 | 72 | 0.00068843 | 0.00017254 | 0 | 0 |  | 1 | TRUE | wye
47 | LV_3024-9_1_4_load_155 | 73 | 0.00056204 | 0.00014086 | 0 | 0 |  | 1 | TRUE | wye
48 | LV_3024-9_1_4_load_159 | 74 | 0.0006293 | 0.00015772 | 0 | 0 |  | 1 | TRUE | wye
49 | LV_3024-9_1_4_load_156 | 75 | 0.0003258 | 8.1652e-05 | 0 | 0 |  | 1 | TRUE | wye
50 | LV_3024-9_1_4_load_157 | 76 | 0.00076162 | 0.00019088 | 0 | 0 |  | 1 | TRUE | wye
51 | LV_3024-9_1_4_load_162 | 77 | 0.00042746 | 0.00010713 | 0 | 0 |  | 1 | TRUE | wye
52 | LV_3024-9_1_4_load_163 | 78 | 0.00089655 | 0.0002247 | 0 | 0 |  | 1 | TRUE | wye
53 | LV_3024-9_1_4_load_160 | 79 | 0.0020424 | 0.00051187 | 0 | 0 |  | 1 | TRUE | wye
54 | LV_3024-9_1_4_load_164 | 80 | 0.00106 | 0.00026567 | 0 | 0 |  | 1 | TRUE | wye
55 | LV_3024-9_1_4_load_165 | 81 | 0.00030989 | 7.7666e-05 | 0 | 0 |  | 1 | TRUE | wye
56 | LV_3024-9_1_4_load_166 | 82 | 0.00081809 | 0.00020503 | 0 | 0 |  | 1 | TRUE | wye
57 | LV_3024-9_1_4_load_173 | 83 | 0.00059057 | 0.00014801 | 0 | 0 |  | 1 | TRUE | wye
58 | LV_3024-9_1_4_load_172 | 84 | 0.00077182 | 0.00019344 | 0 | 0 |  | 1 | TRUE | wye
59 | LV_3024-9_1_4_load_167 | 85 | 0.00063055 | 0.00015803 | 0 | 0 |  | 1 | TRUE | wye
60 | LV_3024-9_1_4_load_170 | 87 | 0.00025765 | 6.4573e-05 | 0 | 0 |  | 1 | TRUE | wye
61 | LV_3024-9_1_4_load_174 | 89 | 0.00013861 | 3.4739e-05 | 0 | 0 |  | 1 | TRUE | wye
62 | LV_3024-9_1_4_load_176 | 92 | 0.00049988 | 0.00012528 | 0 | 0 |  | 1 | TRUE | wye
63 | LV_3024-9_1_4_load_181 | 94 | 0.00049842 | 0.00012492 | 0 | 0 |  | 1 | TRUE | wye
64 | LV_3024-9_1_4_load_182 | 95 | 0.00084387 | 0.00021149 | 0 | 0 |  | 1 | TRUE | wye
65 | LV_3024-9_1_4_load_255 | 98 | 0.00062793 | 0.00015737 | 0 | 0 |  | 1 | TRUE | wye
66 | LV_3024-9_1_4_load_253 | 99 | 0.0007439 | 0.00018644 | 0 | 0 |  | 1 | TRUE | wye
67 | LV_3024-9_1_4_load_254 | 100 | 0.00051564 | 0.00012923 | 0 | 0 |  | 1 | TRUE | wye
68 | LV_3024-9_1_4_load_185 | 101 | 0.0011183 | 0.00028027 | 0 | 0 |  | 1 | TRUE | wye
69 | LV_3024-9_1_4_load_189 | 102 | 0.0018619 | 0.00046663 | 0 | 0 |  | 1 | TRUE | wye
70 | LV_3024-9_1_4_load_191 | 104 | 0.00051734 | 0.00012966 | 0 | 0 |  | 1 | TRUE | wye
71 | LV_3024-9_1_4_load_192 | 105 | 0.00073016 | 0.00018299 | 0 | 0 |  | 1 | TRUE | wye
72 | LV_3024-9_1_4_load_197 | 107 | 0.0034955 | 0.00087605 | 0 | 0 |  | 1 | TRUE | wye
73 | LV_3024-9_1_4_load_199 | 108 | 0.00086587 | 0.00021701 | 0 | 0 |  | 1 | TRUE | wye
74 | LV_3024-9_1_4_load_204 | 110 | 0.00045588 | 0.00011425 | 0 | 0 |  | 1 | TRUE | wye
75 | LV_3024-9_1_4_load_205 | 111 | 0.00025858 | 6.4806e-05 | 0 | 0 |  | 1 | TRUE | wye
76 | LV_3024-9_1_4_load_198 | 113 | 0.00035327 | 8.8539e-05 | 0 | 0 |  | 1 | TRUE | wye
77 | LV_3024-9_1_4_load_222 | 114 | 0.0011463 | 0.0002873 | 0 | 0 |  | 1 | TRUE | wye
78 | LV_3024-9_1_4_load_221 | 115 | 0.00068164 | 0.00017083 | 0 | 0 |  | 1 | TRUE | wye
79 | LV_3024-9_1_4_load_200 | 116 | 0.0011996 | 0.00030064 | 0 | 0 |  | 1 | TRUE | wye
80 | LV_3024-9_1_4_load_206 | 117 | 0.0012943 | 0.00032438 | 0 | 0 |  | 1 | TRUE | wye
81 | LV_3024-9_1_4_load_209 | 118 | 0.00061447 | 0.000154 | 0 | 0 |  | 1 | TRUE | wye
82 | LV_3024-9_1_4_load_207 | 121 | 0.00028638 | 7.1775e-05 | 0 | 0 |  | 1 | TRUE | wye
83 | LV_3024-9_1_4_load_226 | 123 | 0.0014848 | 0.00037214 | 0 | 0 |  | 1 | TRUE | wye
84 | LV_3024-9_1_4_load_236 | 125 | 0.0002544 | 6.3759e-05 | 0 | 0 |  | 1 | TRUE | wye
85 | LV_3024-9_1_4_load_231 | 127 | 0.00055513 | 0.00013913 | 0 | 0 |  | 1 | TRUE | wye
86 | LV_3024-9_1_4_load_212 | 129 | 0.00027761 | 6.9575e-05 | 0 | 0 |  | 1 | TRUE | wye
87 | LV_3024-9_1_4_load_215 | 130 | 0.00063284 | 0.0001586 | 0 | 0 |  | 1 | TRUE | wye
88 | LV_3024-9_1_4_load_217 | 131 | 0.0028264 | 0.00070835 | 0 | 0 |  | 1 | TRUE | wye
89 | LV_3024-9_1_4_load_219 | 132 | 0.013361 | 0.0033487 | 0 | 0 |  | 1 | TRUE | wye
90 | LV_3024-9_1_4_load_220 | 133 | 0.0053643 | 0.0013444 | 0 | 0 |  | 1 | TRUE | wye
91 | LV_3024-9_1_4_load_229 | 134 | 0.0056183 | 0.0014081 | 0 | 0 |  | 1 | TRUE | wye
92 | LV_3024-9_1_4_load_227 | 135 | 0.012613 | 0.0031612 | 0 | 0 |  | 1 | TRUE | wye
93 | LV_3024-9_1_4_load_237 | 136 | 0.00063417 | 0.00015894 | 0 | 0 |  | 1 | TRUE | wye
94 | LV_3024-9_1_4_load_251 | 139 | 0.0082419 | 0.0020656 | 0 | 0 |  | 1 | TRUE | wye
95 | LV_3024-9_1_4_load_234 | 140 | 0.00021245 | 5.3245e-05 | 0 | 0 |  | 1 | TRUE | wye
96 | LV_3024-9_1_4_load_243 | 143 | 0.00063874 | 0.00016008 | 0 | 0 |  | 1 | TRUE | wye
97 | LV_3024-9_1_4_load_240 | 144 | 0.00079205 | 0.00019851 | 0 | 0 |  | 1 | TRUE | wye
98 | LV_3024-9_1_4_load_250 | 145 | 0.00049308 | 0.00012358 | 0 | 0 |  | 1 | TRUE | wye
99 | LV_3024-9_1_4_load_238 | 146 | 0.00044503 | 0.00011153 | 0 | 0 |  | 1 | TRUE | wye
100 | LV_3024-9_1_4_load_249 | 147 | 0.0005486 | 0.00013749 | 0 | 0 |  | 1 | TRUE | wye
101 | LV_3024-9_1_4_load_241 | 148 | 0.00037748 | 9.4605e-05 | 0 | 0 |  | 1 | TRUE | wye
102 | LV_3024-9_1_4_load_239 | 149 | 0.00065272 | 0.00016359 | 0 | 0 |  | 1 | TRUE | wye
103 | LV_3024-9_1_4_load_242 | 150 | 0.0032958 | 0.00082599 | 0 | 0 |  | 1 | TRUE | wye

## ext_grid
| name | bus | vm_pu | va_degree | slack_weight | in_service
0 |  | 121 | 1 | 0 | 1 | TRUE

## line
| name | std_type | from_bus | to_bus | length_km | r_ohm_per_km | x_ohm_per_km | c_nf_per_km | g_us_per_km | max_i_ka | df | parallel | type | in_service
0 | LV_3024-9_1_4_line_0 |  | 0 | 1 | 0.1278 | 0.125 | 0.08 | 261 | 0 | 0.364 | 1 | 1 | cs | TRUE
1 | LV_3024-9_1_4_line_1 |  | 0 | 2 | 0.30239 | 0.125 | 0.08 | 261 | 0 | 0.364 | 1 | 1 | cs | TRUE
2 | LV_3024-9_1_4_line_2 |  | 1 | 145 | 0.10989 | 0.125 | 0.08 | 261 | 0 | 0.364 | 1 | 1 | cs | TRUE
3 | LV_3024-9_1_4_line_3 |  | 2 | 130 | 0.023051 | 0.125 | 0.08 | 261 | 0 | 0.364 | 1 | 1 | cs | TRUE
4 | LV_3024-9_1_4_line_4 |  | 3 | 4 | 0.17656 | 0.125 | 0.08 | 261 | 0 | 0.364 | 1 | 1 | cs | TRUE
5 | LV_3024-9_1_4_line_5 |  | 3 | 5 | 0.28431 | 0.125 | 0.08 | 261 | 0 | 0.364 | 1 | 2 | cs | TRUE
6 | LV_3024-9_1_4_line_6 |  | 4 | 30 | 0.061789 | 0.125 | 0.08 | 261 | 0 | 0.364 | 1 | 1 | cs | TRUE
7 | LV_3024-9_1_4_line_7 |  | 5 | 26 | 0.10528 | 0.125 | 0.08 | 261 | 0 | 0.364 | 1 | 1 | cs | TRUE
8 | LV_3024-9_1_4_line_8 |  | 5 | 23 | 0.09651 | 0.125 | 0.08 | 261 | 0 | 0.364 | 1 | 4 | cs | TRUE
9 | LV_3024-9_1_4_line_9 |  | 6 | 7 | 0.042212 | 0.125 | 0.08 | 261 | 0 | 0.364 | 1 | 1 | cs | TRUE
10 | LV_3024-9_1_4_line_10 |  | 6 | 8 | 0.044425 | 0.125 | 0.08 | 261 | 0 | 0.364 | 1 | 1 | cs | TRUE
11 | LV_3024-9_1_4_line_11 |  | 7 | 9 | 0.13558 | 0.125 | 0.08 | 261 | 0 | 0.364 | 1 | 1 | cs | TRUE
12 | LV_3024-9_1_4_line_12 |  | 8 | 10 | 0.027616 | 0.125 | 0.08 | 261 | 0 | 0.364 | 1 | 1 | cs | TRUE
13 | LV_3024-9_1_4_line_13 |  | 9 | 11 | 0.057259 | 0.125 | 0.08 | 261 | 0 | 0.364 | 1 | 1 | cs | TRUE
14 | LV_3024-9_1_4_line_14 |  | 10 | 15 | 0.058396 | 0.125 | 0.08 | 261 | 0 | 0.364 | 1 | 1 | cs | TRUE
15 | LV_3024-9_1_4_line_15 |  | 10 | 12 | 0.015402 | 0.125 | 0.08 | 261 | 0 | 0.364 | 1 | 1 | cs | TRUE
16 | LV_3024-9_1_4_line_16 |  | 12 | 13 | 0.046306 | 0.125 | 0.08 | 261 | 0 | 0.364 | 1 | 2 | cs | TRUE
17 | LV_3024-9_1_4_line_17 |  | 12 | 14 | 0.078331 | 0.125 | 0.08 | 261 | 0 | 0.364 | 1 | 1 | cs | TRUE
18 | LV_3024-9_1_4_line_18 |  | 13 | 16 | 0.18133 | 0.125 | 0.08 | 261 | 0 | 0.364 | 1 | 2 | cs | TRUE
19 | LV_3024-9_1_4_line_19 |  | 14 | 17 | 0.018847 | 0.125 | 0.08 | 261 | 0 | 0.364 | 1 | 1 | cs | TRUE
20 | LV_3024-9_1_4_line_20 |  | 16 | 19 | 0.080715 | 0.125 | 0.08 | 261 | 0 | 0.364 | 1 | 4 | cs | TRUE
21 | LV_3024-9_1_4_line_21 |  | 17 | 18 | 0.02087 | 0.125 | 0.08 | 261 | 0 | 0.364 | 1 | 1 | cs | TRUE
22 | LV_3024-9_1_4_line_22 |  | 19 | 20 | 0.12396 | 0.125 | 0.08 | 261 | 0 | 0.364 | 1 | 1 | cs | TRUE
23 | LV_3024-9_1_4_line_23 |  | 19 | 21 | 0.26252 | 0.125 | 0.08 | 261 | 0 | 0.364 | 1 | 4 | cs | TRUE
24 | LV_3024-9_1_4_line_24 |  | 21 | 22 | 0.0066841 | 0.125 | 0.08 | 261 | 0 | 0.364 | 1 | 4 | cs | TRUE
25 | LV_3024-9_1_4_line_25 |  | 22 | 116 | 0.032956 | 0.125 | 0.08 | 261 | 0 | 0.364 | 1 | 4 | cs | TRUE
26 | LV_3024-9_1_4_line_26 |  | 23 | 24 | 0.23118 | 0.125 | 0.08 | 261 | 0 | 0.364 | 1 | 4 | cs | TRUE
27 | LV_3024-9_1_4_line_27 |  | 24 | 25 | 0.021817 | 0.125 | 0.08 | 261 | 0 | 0.364 | 1 | 4 | cs | TRUE
28 | LV_3024-9_1_4_line_28 |  | 25 | 27 | 0.025063 | 0.125 | 0.08 | 261 | 0 | 0.364 | 1 | 4 | cs | TRUE
29 | LV_3024-9_1_4_line_29 |  | 27 | 28 | 0.037475 | 0.125 | 0.08 | 261 | 0 | 0.364 | 1 | 4 | cs | TRUE
30 | LV_3024-9_1_4_line_30 |  | 27 | 29 | 0.15665 | 0.125 | 0.08 | 261 | 0 | 0.364 | 1 | 1 | cs | TRUE
31 | LV_3024-9_1_4_line_31 |  | 28 | 31 | 0.28915 | 0.125 | 0.08 | 261 | 0 | 0.364 | 1 | 1 | cs | TRUE
32 | LV_3024-9_1_4_line_32 |  | 28 | 32 | 0.023375 | 0.125 | 0.08 | 261 | 0 | 0.364 | 1 | 4 | cs | TRUE
33 | LV_3024-9_1_4_line_33 |  | 30 | 93 | 0.036142 | 0.125 | 0.08 | 261 | 0 | 0.364 | 1 | 1 | cs | TRUE
34 | LV_3024-9_1_4_line_34 |  | 31 | 33 | 0.007122 | 0.125 | 0.08 | 261 | 0 | 0.364 | 1 | 1 | cs | TRUE
35 | LV_3024-9_1_4_line_35 |  | 32 | 34 | 0.056616 | 0.125 | 0.08 | 261 | 0 | 0.364 | 1 | 4 | cs | TRUE
36 | LV_3024-9_1_4_line_36 |  | 34 | 35 | 0.055257 | 0.125 | 0.08 | 261 | 0 | 0.364 | 1 | 4 | cs | TRUE
37 | LV_3024-9_1_4_line_37 |  | 35 | 36 | 0.045826 | 0.125 | 0.08 | 261 | 0 | 0.364 | 1 | 1 | cs | TRUE
38 | LV_3024-9_1_4_line_38 |  | 35 | 37 | 0.24706 | 0.125 | 0.08 | 261 | 0 | 0.364 | 1 | 4 | cs | TRUE
39 | LV_3024-9_1_4_line_39 |  | 36 | 38 | 0.057827 | 0.125 | 0.08 | 261 | 0 | 0.364 | 1 | 1 | cs | TRUE
40 | LV_3024-9_1_4_line_40 |  | 36 | 39 | 0.028064 | 0.125 | 0.08 | 261 | 0 | 0.364 | 1 | 1 | cs | TRUE
41 | LV_3024-9_1_4_line_41 |  | 37 | 40 | 0.10155 | 0.125 | 0.08 | 261 | 0 | 0.364 | 1 | 1 | cs | TRUE
42 | LV_3024-9_1_4_line_42 |  | 37 | 41 | 0.096966 | 0.125 | 0.08 | 261 | 0 | 0.364 | 1 | 4 | cs | TRUE
43 | LV_3024-9_1_4_line_43 |  | 39 | 42 | 0.31038 | 0.125 | 0.08 | 261 | 0 | 0.364 | 1 | 1 | cs | TRUE
44 | LV_3024-9_1_4_line_44 |  | 41 | 43 | 0.020663 | 0.125 | 0.08 | 261 | 0 | 0.364 | 1 | 4 | cs | TRUE
45 | LV_3024-9_1_4_line_45 |  | 42 | 44 | 0.013866 | 0.125 | 0.08 | 261 | 0 | 0.364 | 1 | 1 | cs | TRUE
46 | LV_3024-9_1_4_line_46 |  | 43 | 65 | 0.016305 | 0.125 | 0.08 | 261 | 0 | 0.364 | 1 | 4 | cs | TRUE
47 | LV_3024-9_1_4_line_47 |  | 45 | 46 | 0.14034 | 0.125 | 0.08 | 261 | 0 | 0.364 | 1 | 1 | cs | TRUE
48 | LV_3024-9_1_4_line_48 |  | 45 | 47 | 0.015655 | 0.125 | 0.08 | 261 | 0 | 0.364 | 1 | 1 | cs | TRUE
49 | LV_3024-9_1_4_line_49 |  | 47 | 48 | 0.1598 | 0.125 | 0.08 | 261 | 0 | 0.364 | 1 | 1 | cs | TRUE
50 | LV_3024-9_1_4_line_50 |  | 47 | 49 | 0.099409 | 0.125 | 0.08 | 261 | 0 | 0.364 | 1 | 1 | cs | TRUE
51 | LV_3024-9_1_4_line_51 |  | 48 | 50 | 0.027622 | 0.125 | 0.08 | 261 | 0 | 0.364 | 1 | 1 | cs | TRUE
52 | LV_3024-9_1_4_line_52 |  | 49 | 51 | 0.14906 | 0.125 | 0.08 | 261 | 0 | 0.364 | 1 | 1 | cs | TRUE
53 | LV_3024-9_1_4_line_53 |  | 49 | 52 | 0.25514 | 0.125 | 0.08 | 261 | 0 | 0.364 | 1 | 1 | cs | TRUE
54 | LV_3024-9_1_4_line_54 |  | 50 | 53 | 0.044356 | 0.125 | 0.08 | 261 | 0 | 0.364 | 1 | 1 | cs | TRUE
55 | LV_3024-9_1_4_line_55 |  | 51 | 54 | 0.045099 | 0.125 | 0.08 | 261 | 0 | 0.364 | 1 | 4 | cs | TRUE
56 | LV_3024-9_1_4_line_56 |  | 51 | 55 | 0.010314 | 0.125 | 0.08 | 261 | 0 | 0.364 | 1 | 4 | cs | TRUE
57 | LV_3024-9_1_4_line_57 |  | 52 | 56 | 0.10031 | 0.125 | 0.08 | 261 | 0 | 0.364 | 1 | 1 | cs | TRUE
58 | LV_3024-9_1_4_line_58 |  | 53 | 57 | 0.065882 | 0.125 | 0.08 | 261 | 0 | 0.364 | 1 | 1 | cs | TRUE
59 | LV_3024-9_1_4_line_59 |  | 54 | 102 | 4.0035e-05 | 0.125 | 0.08 | 261 | 0 | 0.364 | 1 | 4 | cs | TRUE
60 | LV_3024-9_1_4_line_60 |  | 55 | 79 | 0.012278 | 0.125 | 0.08 | 261 | 0 | 0.364 | 1 | 4 | cs | TRUE
61 | LV_3024-9_1_4_line_61 |  | 56 | 129 | 0.013122 | 0.125 | 0.08 | 261 | 0 | 0.364 | 1 | 1 | cs | TRUE
62 | LV_3024-9_1_4_line_62 |  | 57 | 58 | 0.056664 | 0.125 | 0.08 | 261 | 0 | 0.364 | 1 | 1 | cs | TRUE
63 | LV_3024-9_1_4_line_63 |  | 59 | 60 | 0.14447 | 0.125 | 0.08 | 261 | 0 | 0.364 | 1 | 1 | cs | TRUE
64 | LV_3024-9_1_4_line_64 |  | 60 | 61 | 0.045621 | 0.125 | 0.08 | 261 | 0 | 0.364 | 1 | 1 | cs | TRUE
65 | LV_3024-9_1_4_line_65 |  | 61 | 62 | 0.14214 | 0.125 | 0.08 | 261 | 0 | 0.364 | 1 | 1 | cs | TRUE
66 | LV_3024-9_1_4_line_66 |  | 61 | 63 | 0.12872 | 0.125 | 0.08 | 261 | 0 | 0.364 | 1 | 1 | cs | TRUE
67 | LV_3024-9_1_4_line_67 |  | 62 | 64 | 0.0048633 | 0.125 | 0.08 | 261 | 0 | 0.364 | 1 | 4 | cs | TRUE
68 | LV_3024-9_1_4_line_68 |  | 62 | 65 | 0.039966 | 0.125 | 0.08 | 261 | 0 | 0.364 | 1 | 4 | cs | TRUE
69 | LV_3024-9_1_4_line_69 |  | 63 | 66 | 0.19183 | 0.125 | 0.08 | 261 | 0 | 0.364 | 1 | 1 | cs | TRUE
70 | LV_3024-9_1_4_line_70 |  | 63 | 67 | 0.015583 | 0.125 | 0.08 | 261 | 0 | 0.364 | 1 | 1 | cs | TRUE
71 | LV_3024-9_1_4_line_71 |  | 64 | 69 | 0.0041984 | 0.125 | 0.08 | 261 | 0 | 0.364 | 1 | 4 | cs | TRUE
72 | LV_3024-9_1_4_line_72 |  | 66 | 68 | 0.027791 | 0.125 | 0.08 | 261 | 0 | 0.364 | 1 | 1 | cs | TRUE
73 | LV_3024-9_1_4_line_73 |  | 69 | 70 | 0.030743 | 0.125 | 0.08 | 261 | 0 | 0.364 | 1 | 4 | cs | TRUE
74 | LV_3024-9_1_4_line_74 |  | 70 | 71 | 0.13591 | 0.125 | 0.08 | 261 | 0 | 0.364 | 1 | 4 | cs | TRUE
75 | LV_3024-9_1_4_line_75 |  | 71 | 72 | 0.017951 | 0.125 | 0.08 | 261 | 0 | 0.364 | 1 | 4 | cs | TRUE
76 | LV_3024-9_1_4_line_76 |  | 71 | 73 | 0.020043 | 0.125 | 0.08 | 261 | 0 | 0.364 | 1 | 1 | cs | TRUE
77 | LV_3024-9_1_4_line_77 |  | 72 | 74 | 0.032998 | 0.125 | 0.08 | 261 | 0 | 0.364 | 1 | 4 | cs | TRUE
78 | LV_3024-9_1_4_line_78 |  | 73 | 75 | 0.017506 | 0.125 | 0.08 | 261 | 0 | 0.364 | 1 | 1 | cs | TRUE
79 | LV_3024-9_1_4_line_79 |  | 74 | 79 | 0.17938 | 0.125 | 0.08 | 261 | 0 | 0.364 | 1 | 4 | cs | TRUE
80 | LV_3024-9_1_4_line_80 |  | 75 | 76 | 0.044666 | 0.125 | 0.08 | 261 | 0 | 0.364 | 1 | 1 | cs | TRUE
81 | LV_3024-9_1_4_line_81 |  | 76 | 77 | 0.0050032 | 0.125 | 0.08 | 261 | 0 | 0.364 | 1 | 1 | cs | TRUE
82 | LV_3024-9_1_4_line_82 |  | 77 | 78 | 0.022466 | 0.125 | 0.08 | 261 | 0 | 0.364 | 1 | 1 | cs | TRUE
83 | LV_3024-9_1_4_line_83 |  | 80 | 81 | 0.10641 | 0.125 | 0.08 | 261 | 0 | 0.364 | 1 | 1 | cs | TRUE
84 | LV_3024-9_1_4_line_84 |  | 81 | 82 | 0.024865 | 0.125 | 0.08 | 261 | 0 | 0.364 | 1 | 1 | cs | TRUE
85 | LV_3024-9_1_4_line_85 |  | 82 | 83 | 0.12716 | 0.125 | 0.08 | 261 | 0 | 0.364 | 1 | 1 | cs | TRUE
86 | LV_3024-9_1_4_line_86 |  | 83 | 84 | 0.026966 | 0.125 | 0.08 | 261 | 0 | 0.364 | 1 | 1 | cs | TRUE
87 | LV_3024-9_1_4_line_87 |  | 84 | 88 | 0.017415 | 0.125 | 0.08 | 261 | 0 | 0.364 | 1 | 1 | cs | TRUE
88 | LV_3024-9_1_4_line_88 |  | 85 | 86 | 0.18282 | 0.125 | 0.08 | 261 | 0 | 0.364 | 1 | 1 | cs | TRUE
89 | LV_3024-9_1_4_line_89 |  | 86 | 87 | 0.02153 | 0.125 | 0.08 | 261 | 0 | 0.364 | 1 | 1 | cs | TRUE
90 | LV_3024-9_1_4_line_90 |  | 86 | 88 | 0.00656 | 0.125 | 0.08 | 261 | 0 | 0.364 | 1 | 1 | cs | TRUE
91 | LV_3024-9_1_4_line_91 |  | 88 | 89 | 0.10368 | 0.125 | 0.08 | 261 | 0 | 0.364 | 1 | 1 | cs | TRUE
92 | LV_3024-9_1_4_line_92 |  | 89 | 90 | 0.010661 | 0.125 | 0.08 | 261 | 0 | 0.364 | 1 | 1 | cs | TRUE
93 | LV_3024-9_1_4_line_93 |  | 90 | 91 | 0.20096 | 0.125 | 0.08 | 261 | 0 | 0.364 | 1 | 1 | cs | TRUE
94 | LV_3024-9_1_4_line_94 |  | 90 | 92 | 0.21879 | 0.125 | 0.08 | 261 | 0 | 0.364 | 1 | 1 | cs | TRUE
95 | LV_3024-9_1_4_line_95 |  | 91 | 99 | 0.012719 | 0.125 | 0.08 | 261 | 0 | 0.364 | 1 | 1 | cs | TRUE
96 | LV_3024-9_1_4_line_96 |  | 91 | 100 | 0.029371 | 0.125 | 0.08 | 261 | 0 | 0.364 | 1 | 1 | cs | TRUE
97 | LV_3024-9_1_4_line_97 |  | 91 | 97 | 0.1338 | 0.125 | 0.08 | 261 | 0 | 0.364 | 1 | 1 | cs | TRUE
98 | LV_3024-9_1_4_line_98 |  | 92 | 93 | 0.22733 | 0.125 | 0.08 | 261 | 0 | 0.364 | 1 | 1 | cs | TRUE
99 | LV_3024-9_1_4_line_99 |  | 93 | 94 | 0.032429 | 0.125 | 0.08 | 261 | 0 | 0.364 | 1 | 1 | cs | TRUE
100 | LV_3024-9_1_4_line_100 |  | 93 | 95 | 0.02814 | 0.125 | 0.08 | 261 | 0 | 0.364 | 1 | 1 | cs | TRUE
101 | LV_3024-9_1_4_line_101 |  | 93 | 96 | 0.023963 | 0.125 | 0.08 | 261 | 0 | 0.364 | 1 | 1 | cs | TRUE
102 | LV_3024-9_1_4_line_102 |  | 96 | 101 | 0.029008 | 0.125 | 0.08 | 261 | 0 | 0.364 | 1 | 1 | cs | TRUE
103 | LV_3024-9_1_4_line_103 |  | 97 | 98 | 0.011998 | 0.125 | 0.08 | 261 | 0 | 0.364 | 1 | 1 | cs | TRUE
104 | LV_3024-9_1_4_line_104 |  | 102 | 103 | 0.037486 | 0.125 | 0.08 | 261 | 0 | 0.364 | 1 | 4 | cs | TRUE
105 | LV_3024-9_1_4_line_105 |  | 103 | 104 | 0.01318 | 0.125 | 0.08 | 261 | 0 | 0.364 | 1 | 1 | cs | TRUE
106 | LV_3024-9_1_4_line_106 |  | 103 | 105 | 0.047888 | 0.125 | 0.08 | 261 | 0 | 0.364 | 1 | 4 | cs | TRUE
107 | LV_3024-9_1_4_line_107 |  | 103 | 106 | 0.086606 | 0.125 | 0.08 | 261 | 0 | 0.364 | 1 | 4 | cs | TRUE
108 | LV_3024-9_1_4_line_108 |  | 105 | 107 | 0.039738 | 0.125 | 0.08 | 261 | 0 | 0.364 | 1 | 4 | cs | TRUE
109 | LV_3024-9_1_4_line_109 |  | 106 | 108 | 0.19759 | 0.125 | 0.08 | 261 | 0 | 0.364 | 1 | 4 | cs | TRUE
110 | LV_3024-9_1_4_line_110 |  | 107 | 113 | 0.13377 | 0.125 | 0.08 | 261 | 0 | 0.364 | 1 | 4 | cs | TRUE
111 | LV_3024-9_1_4_line_111 |  | 108 | 116 | 0.0073595 | 0.125 | 0.08 | 261 | 0 | 0.364 | 1 | 4 | cs | TRUE
112 | LV_3024-9_1_4_line_112 |  | 109 | 110 | 0.031694 | 0.125 | 0.08 | 261 | 0 | 0.364 | 1 | 1 | cs | TRUE
113 | LV_3024-9_1_4_line_113 |  | 109 | 111 | 0.13627 | 0.125 | 0.08 | 261 | 0 | 0.364 | 1 | 1 | cs | TRUE
114 | LV_3024-9_1_4_line_114 |  | 109 | 112 | 0.093843 | 0.125 | 0.08 | 261 | 0 | 0.364 | 1 | 4 | cs | TRUE
115 | LV_3024-9_1_4_line_115 |  | 109 | 113 | 0.014513 | 0.125 | 0.08 | 261 | 0 | 0.364 | 1 | 4 | cs | TRUE
116 | LV_3024-9_1_4_line_116 |  | 110 | 117 | 0.030885 | 0.125 | 0.08 | 261 | 0 | 0.364 | 1 | 1 | cs | TRUE
117 | LV_3024-9_1_4_line_117 |  | 111 | 118 | 0.0036356 | 0.125 | 0.08 | 261 | 0 | 0.364 | 1 | 1 | cs | TRUE
118 | LV_3024-9_1_4_line_118 |  | 112 | 114 | 0.17954 | 0.125 | 0.08 | 261 | 0 | 0.364 | 1 | 4 | cs | TRUE
119 | LV_3024-9_1_4_line_119 |  | 112 | 115 | 0.20597 | 0.125 | 0.08 | 261 | 0 | 0.364 | 1 | 1 | cs | TRUE
120 | LV_3024-9_1_4_line_120 |  | 114 | 119 | 0.011152 | 0.125 | 0.08 | 261 | 0 | 0.364 | 1 | 4 | cs | TRUE
121 | LV_3024-9_1_4_line_121 |  | 115 | 120 | 0.058474 | 0.125 | 0.08 | 261 | 0 | 0.364 | 1 | 1 | cs | TRUE
122 | LV_3024-9_1_4_line_122 |  | 119 | 128 | 0.12418 | 0.125 | 0.08 | 261 | 0 | 0.364 | 1 | 1 | cs | TRUE
123 | LV_3024-9_1_4_line_123 |  | 119 | 122 | 0.006544 | 0.125 | 0.08 | 261 | 0 | 0.364 | 1 | 4 | cs | TRUE
124 | LV_3024-9_1_4_line_124 |  | 120 | 133 | 0.042284 | 0.125 | 0.08 | 261 | 0 | 0.364 | 1 | 1 | cs | TRUE
125 | LV_3024-9_1_4_line_125 |  | 120 | 131 | 0.0298 | 0.125 | 0.08 | 261 | 0 | 0.364 | 1 | 1 | cs | TRUE
126 | LV_3024-9_1_4_line_126 |  | 121 | 122 | 0.016819 | 0.125 | 0.08 | 261 | 0 | 0.364 | 1 | 4 | cs | TRUE
127 | LV_3024-9_1_4_line_127 |  | 122 | 123 | 0.12325 | 0.125 | 0.08 | 261 | 0 | 0.364 | 1 | 1 | cs | TRUE
128 | LV_3024-9_1_4_line_128 |  | 124 | 125 | 0.1007 | 0.125 | 0.08 | 261 | 0 | 0.364 | 1 | 1 | cs | TRUE
129 | LV_3024-9_1_4_line_129 |  | 124 | 126 | 0.004753 | 0.125 | 0.08 | 261 | 0 | 0.364 | 1 | 1 | cs | TRUE
130 | LV_3024-9_1_4_line_130 |  | 124 | 127 | 0.058023 | 0.125 | 0.08 | 261 | 0 | 0.364 | 1 | 1 | cs | TRUE
131 | LV_3024-9_1_4_line_131 |  | 125 | 136 | 0.025767 | 0.125 | 0.08 | 261 | 0 | 0.364 | 1 | 1 | cs | TRUE
132 | LV_3024-9_1_4_line_132 |  | 126 | 137 | 0.007938 | 0.125 | 0.08 | 261 | 0 | 0.364 | 1 | 1 | cs | TRUE
133 | LV_3024-9_1_4_line_133 |  | 126 | 135 | 0.053372 | 0.125 | 0.08 | 261 | 0 | 0.364 | 1 | 1 | cs | TRUE
134 | LV_3024-9_1_4_line_134 |  | 127 | 138 | 0.095684 | 0.125 | 0.08 | 261 | 0 | 0.364 | 1 | 1 | cs | TRUE
135 | LV_3024-9_1_4_line_135 |  | 128 | 134 | 0.14816 | 0.125 | 0.08 | 261 | 0 | 0.364 | 1 | 1 | cs | TRUE
136 | LV_3024-9_1_4_line_136 |  | 128 | 135 | 0.047967 | 0.125 | 0.08 | 261 | 0 | 0.364 | 1 | 1 | cs | TRUE
137 | LV_3024-9_1_4_line_137 |  | 131 | 132 | 0.027518 | 0.125 | 0.08 | 261 | 0 | 0.364 | 1 | 1 | cs | TRUE
138 | LV_3024-9_1_4_line_138 |  | 137 | 139 | 0.29725 | 0.125 | 0.08 | 261 | 0 | 0.364 | 1 | 1 | cs | TRUE
139 | LV_3024-9_1_4_line_139 |  | 138 | 140 | 0.11642 | 0.125 | 0.08 | 261 | 0 | 0.364 | 1 | 1 | cs | TRUE
140 | LV_3024-9_1_4_line_140 |  | 138 | 141 | 0.031088 | 0.125 | 0.08 | 261 | 0 | 0.364 | 1 | 1 | cs | TRUE
141 | LV_3024-9_1_4_line_141 |  | 140 | 144 | 0.018872 | 0.125 | 0.08 | 261 | 0 | 0.364 | 1 | 1 | cs | TRUE
142 | LV_3024-9_1_4_line_142 |  | 141 | 142 | 0.12009 | 0.125 | 0.08 | 261 | 0 | 0.364 | 1 | 1 | cs | TRUE
143 | LV_3024-9_1_4_line_143 |  | 141 | 143 | 0.037829 | 0.125 | 0.08 | 261 | 0 | 0.364 | 1 | 1 | cs | TRUE
144 | LV_3024-9_1_4_line_144 |  | 142 | 147 | 0.081347 | 0.125 | 0.08 | 261 | 0 | 0.364 | 1 | 1 | cs | TRUE
145 | LV_3024-9_1_4_line_145 |  | 142 | 145 | 0.024962 | 0.125 | 0.08 | 261 | 0 | 0.364 | 1 | 1 | cs | TRUE
146 | LV_3024-9_1_4_line_146 |  | 143 | 148 | 0.059631 | 0.125 | 0.08 | 261 | 0 | 0.364 | 1 | 1 | cs | TRUE
147 | LV_3024-9_1_4_line_147 |  | 144 | 146 | 0.073419 | 0.125 | 0.08 | 261 | 0 | 0.364 | 1 | 1 | cs | TRUE
148 | LV_3024-9_1_4_line_148 |  | 146 | 149 | 0.057675 | 0.125 | 0.08 | 261 | 0 | 0.364 | 1 | 1 | cs | TRUE
149 | LV_3024-9_1_4_line_149 |  | 148 | 150 | 0.033332 | 0.125 | 0.08 | 261 | 0 | 0.364 | 1 | 1 | cs | TRUE

## trafo
| name | std_type | hv_bus | lv_bus | sn_mva | vn_hv_kv | vn_lv_kv | vk_percent | vkr_percent | pfe_kw | i0_percent | shift_degree | tap_side | tap_neutral | tap_min | tap_max | tap_step_percent | tap_step_degree | tap_pos | tap_phase_shifter | parallel | df | in_service
0 | LV_3024-9_1_4_trafo_207 | 0.63 MVA 20/0.4 kV | 151 | 121 | 0.63 | 20 | 0.4 | 6 | 1.206 | 1.65 | 0.2619 | 150 | hv | 0 | -2 | 2 | 2.5 | 0 | 0 | FALSE | 1 | 1 | TRUE

## line_geodata
| x0 | y0 | x1 | y1 | x2 | y2 | x3 | y3 | x4 | y4 | x5 | y5 | x6 | y6 | x7 | y7 | x8 | y8 | x9 | y9 | x10 | y10 | x11 | y11 | x12 | y12 | x13 | y13 | x14 | y14 | x15 | y15 | x16 | y16 | x17 | y17 | x18 | y18 | x19 | y19 | x20 | y20
0 | 2748362.5085 | 1251357.1971 | 2748362.3379 | 1251353.4559 | 2748383.4697 | 1251359.4129 | 2748387.3392 | 1251360.4997 | 2748432.8842 | 1251374.665 | 2748453.0268 | 1251382.7218 | 2748473.0624 | 1251391.4321 | 2748479.1226 | 1251394.5981
1 | 2748362.5085 | 1251357.1971 | 2748364.9644 | 1251411.3772 | 2748441.6702 | 1251442.3056 | 2748458.441 | 1251453.8146 | 2748462.8843 | 1251463.0348 | 2748468.3497 | 1251490.8206 | 2748475.1439 | 1251496.0292 | 2748478.4325 | 1251505.2204 | 2748477.6265 | 1251518.9912 | 2748459.1588 | 1251551.3708 | 2748452.2898 | 1251578.6582 | 2748452.7681 | 1251587.6634
2 | 2748570.4862 | 1251455.6132 | 2748526.3037 | 1251422.0957 | 2748502.2006 | 1251406.6546 | 2748479.1226 | 1251394.5981
3 | 2748452.7681 | 1251587.6634 | 2748453.526 | 1251601.9338 | 2748455.9059 | 1251610.3649
4 | 2748867.1413 | 1250948.626 | 2748891.5137 | 1250959.7045 | 2748903.1499 | 1250963.3893 | 2748914.556 | 1250962.108 | 2748925.0075 | 1250958.2447 | 2748934.2067 | 1250953.4267 | 2748955.6024 | 1250934.2238 | 2749009.2659 | 1250880.6572
5 | 2748867.1413 | 1250948.626 | 2748851.3798 | 1250946.5059 | 2748835.1726 | 1250947.7 | 2748819.6491 | 1250951.7363 | 2748801.4243 | 1250958.9856 | 2748786.0581 | 1250970.5888 | 2748742.1402 | 1251024.1378 | 2748814.6747 | 1251058.3026 | 2748859.2919 | 1251075.4841
6 | 2749050.3193 | 1250834.5426 | 2749041.352 | 1250846.0393 | 2749015.061 | 1250874.8725 | 2749009.2659 | 1250880.6572
7 | 2748859.2919 | 1251075.4841 | 2748861.3256 | 1251083.5096 | 2748872.009 | 1251101.651 | 2748873.1722 | 1251106.7517 | 2748875.2061 | 1251115.667 | 2748883.1987 | 1251164.2256 | 2748884.1041 | 1251176.5713
8 | 2748859.2919 | 1251075.4841 | 2748950.1718 | 1251107.966
9 | 2748796.9569 | 1252057.3304 | 2748825.766 | 1252088.1837
10 | 2748847.2511 | 1252114.204 | 2748819.8893 | 1252100.8817 | 2748825.766 | 1252088.1837
11 | 2748663.292 | 1252032.8741 | 2748700.557 | 1252041.8622 | 2748758.6408 | 1252051.7185 | 2748794.9784 | 1252057.036 | 2748796.9569 | 1252057.3304
12 | 2748847.2511 | 1252114.204 | 2748855.0085 | 1252105.991 | 2748866.7336 | 1252094.6413
13 | 2748663.292 | 1252032.8741 | 2748658.9795 | 1251975.7775
14 | 2748866.7336 | 1252094.6413 | 2748913.1573 | 1252130.0666
15 | 2748877.4185 | 1252083.5212 | 2748866.7336 | 1252094.6413
16 | 2748877.4185 | 1252083.5212 | 2748893.9675 | 1252079.422 | 2748916.5035 | 1252060.7641
17 | 2748877.4185 | 1252083.5212 | 2748884.9095 | 1252093.7081 | 2748898.7603 | 1252104.7224 | 2748903.4724 | 1252105.6083 | 2748919.3479 | 1252103.0715 | 2748931.5316 | 1252101.7097 | 2748935.2812 | 1252102.1377 | 2748943.8734 | 1252109.1407
18 | 2749063.2079 | 1252041.6184 | 2749048.0426 | 1252027.6345 | 2749024.8199 | 1252010.3671 | 2749009.0651 | 1252002.6968 | 2748996.8531 | 1252000.6767 | 2748985.6909 | 1252002.5422 | 2748975.8661 | 1252008.8791 | 2748931.5153 | 1252048.3356 | 2748916.5035 | 1252060.7641
19 | 2748943.8734 | 1252109.1407 | 2748957.6268 | 1252120.3503 | 2748958.5738 | 1252120.9187
20 | 2749063.2079 | 1252041.6184 | 2749086.3332 | 1252063.3434 | 2749102.5035 | 1252073.3933 | 2749117.0145 | 1252074.6708 | 2749132.2691 | 1252071.6073
21 | 2748958.5738 | 1252120.9187 | 2748968.3234 | 1252126.7699 | 2748976.1689 | 1252132.1254
22 | 2749132.2691 | 1252071.6073 | 2749124.1837 | 1252067.3441 | 2749108.9921 | 1252066.4054 | 2749095.9342 | 1252055.6998 | 2749089.8258 | 1252037.9957 | 2749078.9795 | 1251996.1379 | 2749070.4811 | 1251977.0835
23 | 2749132.2691 | 1252071.6073 | 2749143.6242 | 1252061.183 | 2749171.1359 | 1252047.5624 | 2749208.9901 | 1252023.2587 | 2749244.2225 | 1252002.9264 | 2749298.1605 | 1251967.2729 | 2749346.4705 | 1251933.5355 | 2749352.6962 | 1251929.994
24 | 2749352.6962 | 1251929.994 | 2749358.5061 | 1251926.6891
25 | 2749390.9931 | 1251925.05 | 2749382.9986 | 1251923.8358 | 2749371.5239 | 1251924.0134 | 2749360.0996 | 1251925.7827 | 2749358.5061 | 1251926.6891
26 | 2748950.1718 | 1251107.966 | 2748958.5721 | 1251110.9684 | 2749020.2799 | 1251135.9215 | 2749072.53 | 1251153.7528 | 2749095.7798 | 1251163.4803 | 2749126.4405 | 1251180.0121 | 2749150.9636 | 1251191.051 | 2749164.1629 | 1251194.1551
27 | 2749164.1629 | 1251194.1551 | 2749180.6787 | 1251198.039 | 2749185.5244 | 1251197.8311
28 | 2749210.5645 | 1251196.7568 | 2749185.5244 | 1251197.8311
29 | 2749210.5645 | 1251196.7568 | 2749231.6112 | 1251192.0044 | 2749241.5157 | 1251189.7628 | 2749247.2198 | 1251188.4719
30 | 2749210.5645 | 1251196.7568 | 2749220.7243 | 1251176.8935 | 2749222.2983 | 1251167.1793 | 2749221.4459 | 1251158.4495 | 2749219.3894 | 1251153.4484 | 2749213.1811 | 1251145.3732 | 2749204.5885 | 1251135.7143 | 2749193.5896 | 1251121.7461 | 2749185.5659 | 1251108.0865 | 2749179.6698 | 1251093.9134 | 2749176.3422 | 1251086.6003 | 2749170.5553 | 1251079.4812 | 2749155.3839 | 1251064.7518
31 | 2749247.2198 | 1251188.4719 | 2749245.3784 | 1251201.0042 | 2749223.0883 | 1251222.1299 | 2749174.6601 | 1251258.8683 | 2749167.666 | 1251277.488 | 2749179.7065 | 1251303.4605 | 2749203.8891 | 1251351.0596 | 2749208.1251 | 1251369.9623 | 2749202.8967 | 1251390.4393 | 2749205.5763 | 1251399.1818 | 2749220.2742 | 1251405.6915 | 2749232.2181 | 1251406.7155 | 2749237.3964 | 1251405.2921
32 | 2749247.2198 | 1251188.4719 | 2749269.9246 | 1251182.9138
33 | 2749050.3193 | 1250834.5426 | 2749060.8107 | 1250822.2057 | 2749066.3647 | 1250812.7919 | 2749070.4268 | 1250804.7419
34 | 2749244.2637 | 1251403.4045 | 2749237.3964 | 1251405.2921
35 | 2749269.9246 | 1251182.9138 | 2749294.6302 | 1251176.866 | 2749306.9152 | 1251178.4548 | 2749316.7809 | 1251184.3423 | 2749320.9992 | 1251190.3055
36 | 2749354.5042 | 1251234.0186 | 2749347.0285 | 1251227.1013 | 2749320.9992 | 1251190.3055
37 | 2749354.5042 | 1251234.0186 | 2749356.3124 | 1251231.7954 | 2749361.9941 | 1251224.8096 | 2749366.1327 | 1251219.7201 | 2749371.73 | 1251209.1955 | 2749374.1553 | 1251193.8863
38 | 2749354.5042 | 1251234.0186 | 2749360.4522 | 1251239.5294 | 2749379.7757 | 1251253.9859 | 2749406.1225 | 1251281.3098 | 2749421.7598 | 1251293.6937 | 2749437.5035 | 1251299.4629 | 2749451.8808 | 1251301.027 | 2749479.5728 | 1251301.6705 | 2749500.8405 | 1251305.2104 | 2749510.7153 | 1251309.8195 | 2749518.3502 | 1251310.4239 | 2749528.5389 | 1251308.5903 | 2749545.51 | 1251311.2099 | 2749553.6054 | 1251317.7983 | 2749561.718 | 1251330.2818 | 2749565.1644 | 1251334.6619
39 | 2749374.1553 | 1251193.8863 | 2749383.0543 | 1251191.9866 | 2749392.9776 | 1251191.9923 | 2749404.7812 | 1251194.103 | 2749413.379 | 1251193.964 | 2749420.4331 | 1251192.4516 | 2749426.6997 | 1251188.6281 | 2749430.469 | 1251188.0003
40 | 2749374.1553 | 1251193.8863 | 2749371.5636 | 1251181.6648 | 2749367.5848 | 1251177.1268 | 2749359.2088 | 1251172.5698
41 | 2749565.1644 | 1251334.6619 | 2749572.0488 | 1251332.0887 | 2749575.494 | 1251329.3397 | 2749579.3255 | 1251323.553 | 2749583.7463 | 1251315.3678 | 2749585.3584 | 1251309.8476 | 2749584.9756 | 1251304.3771 | 2749580.8285 | 1251297.5436 | 2749573.1015 | 1251290.4195 | 2749570.0082 | 1251283.7239 | 2749566.6119 | 1251271.9824 | 2749565.5506 | 1251264.0702 | 2749568.696 | 1251248.0786
42 | 2749565.1644 | 1251334.6619 | 2749578.6872 | 1251351.8086 | 2749614.8669 | 1251400.8804 | 2749623.6494 | 1251411.9893
43 | 2749274.5884 | 1250941.0001 | 2749264.8824 | 1250942.3019 | 2749251.1826 | 1250946.7834 | 2749244.9508 | 1250950.7191 | 2749240.4502 | 1250955.1879 | 2749238.2877 | 1250960.6831 | 2749236.3942 | 1250973.1808 | 2749234.9395 | 1250987.7471 | 2749233.6675 | 1250995.0666 | 2749231.6219 | 1251003.412 | 2749232.0139 | 1251007.9373 | 2749235.2557 | 1251012.6568 | 2749291.9844 | 1251067.3494 | 2749315.6639 | 1251092.0809 | 2749348.7897 | 1251128.5396 | 2749354.081 | 1251135.8355 | 2749355.4191 | 1251144.1662 | 2749353.6467 | 1251153.0523 | 2749350.9665 | 1251164.696 | 2749352.1933 | 1251168.753 | 2749359.2088 | 1251172.5698
44 | 2749623.6494 | 1251411.9893 | 2749636.4642 | 1251428.1984
45 | 2749274.5884 | 1250941.0001 | 2749278.4244 | 1250940.4857 | 2749286.656 | 1250942.6061 | 2749287.9866 | 1250943.289
46 | 2749636.4642 | 1251428.1984 | 2749646.5764 | 1251440.9891
47 | 2749375.044 | 1251539.5526 | 2749385.5282 | 1251542.587 | 2749491.1231 | 1251548.2776 | 2749514.5378 | 1251551.8217
48 | 2749530.0166 | 1251554.1646 | 2749514.5378 | 1251551.8217
49 | 2749530.0166 | 1251554.1646 | 2749531.9006 | 1251540.5657 | 2749529.7564 | 1251530.9801 | 2749505.1364 | 1251512.4966 | 2749433.7055 | 1251455.9181 | 2749421.2316 | 1251448.8496
50 | 2749517.1212 | 1251652.7233 | 2749523.8622 | 1251598.7079 | 2749530.0166 | 1251554.1646
51 | 2749421.2316 | 1251448.8496 | 2749406.9396 | 1251440.7508 | 2749404.802 | 1251429.7621
52 | 2749517.1212 | 1251652.7233 | 2749526.7257 | 1251698.2095 | 2749540.0974 | 1251759.8732 | 2749543.7712 | 1251799.1817
53 | 2749517.1212 | 1251652.7233 | 2749504.0878 | 1251648.8129 | 2749423.2004 | 1251635.4598 | 2749372.1675 | 1251622.2716 | 2749350.907 | 1251612.8044 | 2749335.5603 | 1251582.0435 | 2749320.385 | 1251535.2501
54 | 2749394.1437 | 1251393.1839 | 2749406.9559 | 1251401.8025 | 2749402.2804 | 1251416.7991 | 2749404.802 | 1251429.7621
55 | 2749543.7712 | 1251799.1817 | 2749537.7349 | 1251813.0427 | 2749534.7709 | 1251826.3475 | 2749534.9452 | 1251842.6965
56 | 2749543.7712 | 1251799.1817 | 2749552.3684 | 1251793.4835
57 | 2749320.385 | 1251535.2501 | 2749313.9516 | 1251515.4125 | 2749300.2728 | 1251489.465 | 2749278.543 | 1251474.6255 | 2749258.4617 | 1251461.837
58 | 2749365.7659 | 1251339.8446 | 2749373.4396 | 1251343.4791 | 2749381.0175 | 1251384.354 | 2749394.1437 | 1251393.1839
59 | 2749534.9456 | 1251842.7365 | 2749534.9452 | 1251842.6965
60 | 2749562.6025 | 1251786.7004 | 2749552.3684 | 1251793.4835
61 | 2749247.3937 | 1251454.7885 | 2749258.4617 | 1251461.837
62 | 2749335.889 | 1251294.4744 | 2749340.2961 | 1251296.3984 | 2749359.029 | 1251336.6538 | 2749365.7659 | 1251339.8446
63 | 2749786.9448 | 1251209.7504 | 2749792.2602 | 1251216.428 | 2749799.2336 | 1251224.0783 | 2749799.8746 | 1251227.3977 | 2749799.7424 | 1251232.6216 | 2749798.7427 | 1251240.7932 | 2749794.1399 | 1251265.4117 | 2749791.2078 | 1251292.0522 | 2749790.4325 | 1251296.726 | 2749788.7248 | 1251301.2428 | 2749784.6514 | 1251307.6237 | 2749778.5446 | 1251312.8856 | 2749755.9363 | 1251328.318 | 2749752.5528 | 1251331.0129
64 | 2749766.2157 | 1251372.7541 | 2749764.7495 | 1251368.0235 | 2749760.6841 | 1251358.2669 | 2749751.7412 | 1251341.9029 | 2749750.6424 | 1251338.1715 | 2749750.7988 | 1251334.6721 | 2749752.5528 | 1251331.0129
65 | 2749766.2157 | 1251372.7541 | 2749766.015 | 1251378.2988 | 2749764.5035 | 1251382.8205 | 2749760.5745 | 1251388.8715 | 2749754.8816 | 1251401.3619 | 2749750.019 | 1251409.3913 | 2749744.8574 | 1251409.5387 | 2749738.6286 | 1251410.9716 | 2749732.5531 | 1251413.8097 | 2749703.9696 | 1251431.4157 | 2749695.9447 | 1251437.2853 | 2749690.8554 | 1251441.7389 | 2749684.5736 | 1251449.154 | 2749682.1177 | 1251453.3961 | 2749675.5717 | 1251463.7963 | 2749674.2745 | 1251469.7026
66 | 2749862.2264 | 1251287.8993 | 2749824.8232 | 1251323.3322 | 2749767.5857 | 1251368.4512 | 2749766.2157 | 1251372.7541
67 | 2749674.2745 | 1251469.7026 | 2749678.5625 | 1251471.9971
68 | 2749674.2745 | 1251469.7026 | 2749670.367 | 1251465.9447 | 2749665.3243 | 1251461.0905 | 2749653.1688 | 1251449.3277 | 2749646.5764 | 1251440.9891
69 | 2749962.5096 | 1251130.484 | 2749941.4709 | 1251147.1121 | 2749936.1633 | 1251156.8873 | 2749928.8817 | 1251192.4263 | 2749898.4492 | 1251223.6422 | 2749885.2809 | 1251239.9471 | 2749862.2264 | 1251287.8993
70 | 2749862.2264 | 1251287.8993 | 2749853.69 | 1251274.8627
71 | 2749682.2643 | 1251473.9778 | 2749678.5625 | 1251471.9971
72 | 2749962.5096 | 1251130.484 | 2749965.2757 | 1251136.0705 | 2749970.5269 | 1251139.8514 | 2749977.9767 | 1251152.9699
73 | 2749699.2005 | 1251498.1708 | 2749694.1833 | 1251485.1426 | 2749688.8039 | 1251477.4771 | 2749682.2643 | 1251473.9778
74 | 2749709.8921 | 1251625.4528 | 2749712.3089 | 1251614.6924 | 2749714.1558 | 1251573.6104 | 2749715.3278 | 1251567.879 | 2749719.499 | 1251557.9192 | 2749723.6242 | 1251555.154 | 2749717.8529 | 1251543.8751 | 2749706.1371 | 1251519.5111 | 2749699.2005 | 1251498.1708
75 | 2749709.8921 | 1251625.4528 | 2749706.2108 | 1251632.1663 | 2749698.6571 | 1251639.1608
76 | 2749709.8921 | 1251625.4528 | 2749717.4295 | 1251644.0242
77 | 2749698.6571 | 1251639.1608 | 2749695.5011 | 1251642.0831 | 2749685.0448 | 1251647.3574 | 2749669.3274 | 1251653.7975
78 | 2749717.4295 | 1251644.0242 | 2749719.2826 | 1251648.5902 | 2749722.6138 | 1251660.719
79 | 2749562.6025 | 1251786.7004 | 2749562.6025 | 1251786.7004 | 2749584.576 | 1251762.832 | 2749592.1599 | 1251750.189 | 2749595.1246 | 1251738.953 | 2749597.1681 | 1251719.9418 | 2749601.2035 | 1251707.5762 | 2749608.6764 | 1251696.3429 | 2749624.127 | 1251680.7957 | 2749637.0458 | 1251670.1116 | 2749653.2405 | 1251660.3889 | 2749669.3274 | 1251653.7975
80 | 2749722.6138 | 1251660.719 | 2749723.5767 | 1251664.2249 | 2749729.3934 | 1251678.7749 | 2749733.2851 | 1251688.2268 | 2749736.8893 | 1251694.1124 | 2749742.472 | 1251700.1689
81 | 2749745.863 | 1251703.8476 | 2749742.472 | 1251700.1689
82 | 2749761.2167 | 1251720.1962 | 2749752.0676 | 1251709.6443 | 2749747.4804 | 1251705.6023 | 2749745.863 | 1251703.8476
83 | 2749657.8147 | 1250583.5766 | 2749689.9942 | 1250603.2416 | 2749696.5404 | 1250607.511 | 2749707.4952 | 1250615.7512 | 2749717.3339 | 1250620.6378 | 2749728.2015 | 1250623.96 | 2749752.6859 | 1250628.0627
84 | 2749657.8147 | 1250583.5766 | 2749636.5975 | 1250570.6108
85 | 2749523.9139 | 1250512.1058 | 2749530.1145 | 1250514.12 | 2749548.9565 | 1250522.0029 | 2749634.9379 | 1250569.5967 | 2749636.5975 | 1250570.6108
86 | 2749523.9139 | 1250512.1058 | 2749498.267 | 1250503.7749
87 | 2749481.704 | 1250498.3948 | 2749498.267 | 1250503.7749
88 | 2749478.4644 | 1250492.6854 | 2749473.9118 | 1250489.0226 | 2749450.0827 | 1250474.0295 | 2749424.8943 | 1250459.9253 | 2749409.5561 | 1250450.2627 | 2749389.4377 | 1250432.1826 | 2749337.6115 | 1250392.5273 | 2749330.735 | 1250385.9356
89 | 2749478.4644 | 1250492.6854 | 2749488.3049 | 1250481.9566 | 2749495.2467 | 1250481.3164
90 | 2749481.704 | 1250498.3948 | 2749478.4644 | 1250492.6854
91 | 2749481.704 | 1250498.3948 | 2749468.9343 | 1250501.8872 | 2749461.7387 | 1250504.1858 | 2749454.4258 | 1250509.0394 | 2749448.8239 | 1250518.218 | 2749438.0413 | 1250542.6363 | 2749426.8189 | 1250563.2399 | 2749423.1679 | 1250575.9267
92 | 2749421.6252 | 1250586.4757 | 2749423.1679 | 1250575.9267
93 | 2749421.6252 | 1250586.4757 | 2749428.6754 | 1250583.9511 | 2749437.9059 | 1250583.6168 | 2749449.8272 | 1250589.1894 | 2749468.0156 | 1250607.9995 | 2749473.1074 | 1250615.1348 | 2749474.8235 | 1250625.2434 | 2749474.5858 | 1250686.7188 | 2749472.1484 | 1250722.5362 | 2749464.1293 | 1250726.9493 | 2749450.0775 | 1250740.2634
94 | 2749421.6252 | 1250586.4757 | 2749411.1426 | 1250623.258 | 2749404.4135 | 1250639.1036 | 2749389.1872 | 1250657.0593 | 2749347.5628 | 1250678.353 | 2749333.6192 | 1250686.4872 | 2749321.5189 | 1250695.8024 | 2749300.3187 | 1250711.6614 | 2749284.7322 | 1250720.5551 | 2749271.082 | 1250724.8487 | 2749268.2165 | 1250725.2191
95 | 2749450.0775 | 1250740.2634 | 2749451.5462 | 1250747.3072 | 2749448.8936 | 1250752.1561
96 | 2749450.0775 | 1250740.2634 | 2749439.4293 | 1250740.2171 | 2749432.7622 | 1250747.923 | 2749430.9044 | 1250756.2954
97 | 2749450.0775 | 1250740.2634 | 2749464.1293 | 1250726.9493 | 2749472.1484 | 1250722.5362 | 2749469.3762 | 1250762.9386 | 2749467.6836 | 1250786.3073 | 2749468.8224 | 1250793.5541 | 2749473.671 | 1250801.3394 | 2749481.877 | 1250806.5736 | 2749495.5424 | 1250813.0468
98 | 2749070.4268 | 1250804.7419 | 2749081.6702 | 1250784.7388 | 2749087.8943 | 1250777.8109 | 2749138.681 | 1250739.6187 | 2749148.4449 | 1250734.2926 | 2749157.9332 | 1250733.6085 | 2749175.7549 | 1250733.7127 | 2749186.3525 | 1250732.7674 | 2749222.6479 | 1250727.1869 | 2749231.8271 | 1250726.1837 | 2749258.0488 | 1250726.5332 | 2749268.2165 | 1250725.2191
99 | 2749070.4268 | 1250804.7419 | 2749062.9998 | 1250791.6536 | 2749062.9099 | 1250785.6233 | 2749055.12 | 1250777.3694
100 | 2749070.4268 | 1250804.7419 | 2749081.8024 | 1250806.7856 | 2749095.1644 | 1250811.8265 | 2749097.4485 | 1250812.1049
101 | 2749070.4268 | 1250804.7419 | 2749066.3647 | 1250812.7919 | 2749077.5886 | 1250822.6615
102 | 2749077.5886 | 1250822.6615 | 2749102.7214 | 1250837.1466
103 | 2749499.0795 | 1250801.5805 | 2749495.5424 | 1250813.0468
104 | 2749531.0242 | 1251879.0149 | 2749535.2594 | 1251872.1819 | 2749534.9456 | 1251842.7365
105 | 2749531.0242 | 1251879.0149 | 2749540.368 | 1251888.31
106 | 2749531.0242 | 1251879.0149 | 2749513.1249 | 1251865.072 | 2749492.2157 | 1251851.0087
107 | 2749531.0242 | 1251879.0149 | 2749528.5605 | 1251882.9788 | 2749539.4072 | 1251893.3181 | 2749547.8281 | 1251901.3384 | 2749585.3421 | 1251942.0023
108 | 2749492.2157 | 1251851.0087 | 2749457.4147 | 1251831.825
109 | 2749585.3421 | 1251942.0023 | 2749570.5418 | 1251953.0616 | 2749554.8811 | 1251957.5262 | 2749536.3562 | 1251957.6032 | 2749523.923 | 1251956.266 | 2749506.8892 | 1251953.5113 | 2749489.7575 | 1251948.3518 | 2749452.3439 | 1251929.7123 | 2749441.4478 | 1251926.1118 | 2749430.1126 | 1251925.8479 | 2749416.525 | 1251927.4624 | 2749406.7091 | 1251927.4371 | 2749398.2692 | 1251926.1552
110 | 2749457.4147 | 1251831.825 | 2749428.4861 | 1251815.8784 | 2749383.113 | 1251792.1226 | 2749353.2854 | 1251778.046 | 2749345.8552 | 1251775.6342 | 2749337.5073 | 1251773.0801
111 | 2749398.2692 | 1251926.1552 | 2749390.9931 | 1251925.05
112 | 2749323.6294 | 1251768.8342 | 2749292.6776 | 1251762.0165
113 | 2749323.6294 | 1251768.8342 | 2749326.3087 | 1251754.5212 | 2749322.9945 | 1251741.3138 | 2749269.3302 | 1251660.6061 | 2749267.4657 | 1251649.5922
114 | 2749235.9802 | 1251754.4678 | 2749322.705 | 1251773.749 | 2749323.6294 | 1251768.8342
115 | 2749323.6294 | 1251768.8342 | 2749337.5073 | 1251773.0801
116 | 2749292.6776 | 1251762.0165 | 2749262.5153 | 1251755.3728
117 | 2749266.8589 | 1251646.0076 | 2749267.4657 | 1251649.5922
118 | 2749235.9802 | 1251754.4678 | 2749205.0806 | 1251747.2494 | 2749185.7718 | 1251741.8469 | 2749168.0424 | 1251734.3044 | 2749150.687 | 1251723.6017 | 2749136.7897 | 1251711.7183 | 2749102.2143 | 1251667.5389 | 2749098.7004 | 1251664.036 | 2749093.3083 | 1251658.951 | 2749092.3552 | 1251658.0036
119 | 2749235.9802 | 1251754.4678 | 2749225.0801 | 1251767.1834 | 2749202.5941 | 1251782.6877 | 2749180.5992 | 1251802.3751 | 2749162.0049 | 1251805.4878 | 2749128.1352 | 1251798.6732 | 2749106.4885 | 1251780.8668 | 2749087.0917 | 1251768.4668 | 2749072.2919 | 1251763.334 | 2749066.7839 | 1251768.556 | 2749067.4557 | 1251773.1887
120 | 2749084.4457 | 1251650.1417 | 2749092.3552 | 1251658.0036
121 | 2749062.8411 | 1251830.372 | 2749068.0225 | 1251814.4314 | 2749070.8567 | 1251796.6411 | 2749067.4557 | 1251773.1887
122 | 2749084.4457 | 1251650.1417 | 2749062.6624 | 1251635.6353 | 2749049.4817 | 1251629.1642 | 2749031.0055 | 1251622.4708 | 2748969.8679 | 1251603.5709
123 | 2749084.4457 | 1251650.1417 | 2749087.6628 | 1251644.4394
124 | 2749062.8411 | 1251830.372 | 2749067.7947 | 1251847.1684 | 2749077.3678 | 1251870.0313
125 | 2749062.8411 | 1251830.372 | 2749040.4455 | 1251842.3091 | 2749037.7123 | 1251845.7844
126 | 2749087.6628 | 1251644.4394 | 2749099.7339 | 1251656.1514
127 | 2749087.6628 | 1251644.4394 | 2749092.737 | 1251635.4584 | 2749095.0919 | 1251614.2194 | 2749097.6747 | 1251588.1259 | 2749111.2415 | 1251548.0842 | 2749111.1303 | 1251540.5075 | 2749102.5102 | 1251527.633
128 | 2748873.0112 | 1251568.1472 | 2748872.6129 | 1251561.1638 | 2748866.0077 | 1251533.7381 | 2748840.7262 | 1251473.3138
129 | 2748873.2846 | 1251572.892 | 2748873.0112 | 1251568.1472
130 | 2748873.0112 | 1251568.1472 | 2748852.7876 | 1251563.0565 | 2748817.1344 | 1251552.5521
131 | 2748840.7262 | 1251473.3138 | 2748839.4508 | 1251470.2655 | 2748837.4214 | 1251454.2658 | 2748838.5675 | 1251448.0361
132 | 2748873.2846 | 1251572.892 | 2748865.6458 | 1251570.6535
133 | 2748873.2846 | 1251572.892 | 2748924.1514 | 1251589.0504
134 | 2748725.8448 | 1251523.9871 | 2748760.5484 | 1251534.9576 | 2748795.8277 | 1251545.2533 | 2748808.2158 | 1251549.9244 | 2748817.1344 | 1251552.5521
135 | 2749020.8047 | 1251725.0131 | 2748974.2029 | 1251685.4811 | 2748960.451 | 1251660.3 | 2748958.8863 | 1251638.1504 | 2748969.8679 | 1251603.5709
136 | 2748969.8679 | 1251603.5709 | 2748954.1578 | 1251598.5823 | 2748924.1514 | 1251589.0504
137 | 2749020.7013 | 1251867.4145 | 2749037.7123 | 1251845.7844
138 | 2748865.6458 | 1251570.6535 | 2748862.8865 | 1251592.9945 | 2748863.4179 | 1251629.5208 | 2748858.0846 | 1251639.5076 | 2748847.498 | 1251642.489 | 2748823.0768 | 1251618.7416 | 2748795.9288 | 1251602.5221 | 2748782.4986 | 1251603.2633 | 2748767.9096 | 1251620.9697 | 2748762.4025 | 1251638.1813 | 2748766.4316 | 1251650.9392 | 2748788.9148 | 1251679.6869 | 2748810.7355 | 1251720.3629
139 | 2748725.8448 | 1251523.9871 | 2748745.8575 | 1251488.4886 | 2748765.4473 | 1251444.8829 | 2748783.096 | 1251423.323
140 | 2748698.779 | 1251521.3053 | 2748723.0861 | 1251528.8893 | 2748725.8448 | 1251523.9871
141 | 2748783.096 | 1251423.323 | 2748795.0503 | 1251408.7195
142 | 2748698.779 | 1251521.3053 | 2748656.6716 | 1251507.4467 | 2748629.7404 | 1251496.0936 | 2748609.6675 | 1251484.0786 | 2748590.3199 | 1251470.8474
143 | 2748698.779 | 1251521.3053 | 2748703.1606 | 1251545.5942 | 2748713.605 | 1251553.5807
144 | 2748590.3199 | 1251470.8474 | 2748586.7851 | 1251497.6512 | 2748588.948 | 1251516.4791 | 2748595.8358 | 1251532.4004 | 2748608.8972 | 1251544.851
145 | 2748590.3199 | 1251470.8474 | 2748570.4862 | 1251455.6132
146 | 2748714.897 | 1251608.3615 | 2748715.6746 | 1251591.8527 | 2748720.9802 | 1251578.1505 | 2748723.1159 | 1251565.5809 | 2748718.8609 | 1251557.5997 | 2748713.605 | 1251553.5807
147 | 2748812.8739 | 1251340.3741 | 2748811.7179 | 1251378.4473 | 2748810.0163 | 1251388.1584 | 2748802.8518 | 1251399.1891 | 2748795.0503 | 1251408.7195
148 | 2748812.8739 | 1251340.3741 | 2748813.8235 | 1251309.1002 | 2748792.7001 | 1251293.2874
149 | 2748714.897 | 1251608.3615 | 2748714.8008 | 1251610.4042 | 2748718.419 | 1251619.6817 | 2748728.8328 | 1251624.1808 | 2748734.9706 | 1251632.0557

## bus_geodata
| x | y | coords
0 | 2748362.5085 | 1251357.1971
1 | 2748479.1226 | 1251394.5981
2 | 2748452.7681 | 1251587.6634
3 | 2748867.1413 | 1250948.626
4 | 2749009.2659 | 1250880.6572
5 | 2748859.2919 | 1251075.4841
6 | 2748825.766 | 1252088.1837
7 | 2748796.9569 | 1252057.3304
8 | 2748847.2511 | 1252114.204
9 | 2748663.292 | 1252032.8741
10 | 2748866.7336 | 1252094.6413
11 | 2748658.9795 | 1251975.7775
12 | 2748877.4185 | 1252083.5212
13 | 2748916.5035 | 1252060.7641
14 | 2748943.8734 | 1252109.1407
15 | 2748913.1573 | 1252130.0666
16 | 2749063.2079 | 1252041.6184
17 | 2748958.5738 | 1252120.9187
18 | 2748976.1689 | 1252132.1254
19 | 2749132.2691 | 1252071.6073
20 | 2749070.4811 | 1251977.0835
21 | 2749352.6962 | 1251929.994
22 | 2749358.5061 | 1251926.6891
23 | 2748950.1718 | 1251107.966
24 | 2749164.1629 | 1251194.1551
25 | 2749185.5244 | 1251197.8311
26 | 2748884.1041 | 1251176.5713
27 | 2749210.5645 | 1251196.7568
28 | 2749247.2198 | 1251188.4719
29 | 2749155.3839 | 1251064.7518
30 | 2749050.3193 | 1250834.5426
31 | 2749237.3964 | 1251405.2921
32 | 2749269.9246 | 1251182.9138
33 | 2749244.2637 | 1251403.4045
34 | 2749320.9992 | 1251190.3055
35 | 2749354.5042 | 1251234.0186
36 | 2749374.1553 | 1251193.8863
37 | 2749565.1644 | 1251334.6619
38 | 2749430.469 | 1251188.0003
39 | 2749359.2088 | 1251172.5698
40 | 2749568.696 | 1251248.0786
41 | 2749623.6494 | 1251411.9893
42 | 2749274.5884 | 1250941.0001
43 | 2749636.4642 | 1251428.1984
44 | 2749287.9866 | 1250943.289
45 | 2749514.5378 | 1251551.8217
46 | 2749375.044 | 1251539.5526
47 | 2749530.0166 | 1251554.1646
48 | 2749421.2316 | 1251448.8496
49 | 2749517.1212 | 1251652.7233
50 | 2749404.802 | 1251429.7621
51 | 2749543.7712 | 1251799.1817
52 | 2749320.385 | 1251535.2501
53 | 2749394.1437 | 1251393.1839
54 | 2749534.9452 | 1251842.6965
55 | 2749552.3684 | 1251793.4835
56 | 2749258.4617 | 1251461.837
57 | 2749365.7659 | 1251339.8446
58 | 2749335.889 | 1251294.4744
59 | 2749786.9448 | 1251209.7504
60 | 2749752.5528 | 1251331.0129
61 | 2749766.2157 | 1251372.7541
62 | 2749674.2745 | 1251469.7026
63 | 2749862.2264 | 1251287.8993
64 | 2749678.5625 | 1251471.9971
65 | 2749646.5764 | 1251440.9891
66 | 2749962.5096 | 1251130.484
67 | 2749853.69 | 1251274.8627
68 | 2749977.9767 | 1251152.9699
69 | 2749682.2643 | 1251473.9778
70 | 2749699.2005 | 1251498.1708
71 | 2749709.8921 | 1251625.4528
72 | 2749698.6571 | 1251639.1608
73 | 2749717.4295 | 1251644.0242
74 | 2749669.3274 | 1251653.7975
75 | 2749722.6138 | 1251660.719
76 | 2749742.472 | 1251700.1689
77 | 2749745.863 | 1251703.8476
78 | 2749761.2167 | 1251720.1962
79 | 2749562.6025 | 1251786.7004
80 | 2749752.6859 | 1250628.0627
81 | 2749657.8147 | 1250583.5766
82 | 2749636.5975 | 1250570.6108
83 | 2749523.9139 | 1250512.1058
84 | 2749498.267 | 1250503.7749
85 | 2749330.735 | 1250385.9356
86 | 2749478.4644 | 1250492.6854
87 | 2749495.2467 | 1250481.3164
88 | 2749481.704 | 1250498.3948
89 | 2749423.1679 | 1250575.9267
90 | 2749421.6252 | 1250586.4757
91 | 2749450.0775 | 1250740.2634
92 | 2749268.2165 | 1250725.2191
93 | 2749070.4268 | 1250804.7419
94 | 2749055.12 | 1250777.3694
95 | 2749097.4485 | 1250812.1049
96 | 2749077.5886 | 1250822.6615
97 | 2749495.5424 | 1250813.0468
98 | 2749499.0795 | 1250801.5805
99 | 2749448.8936 | 1250752.1561
100 | 2749430.9044 | 1250756.2954
101 | 2749102.7214 | 1250837.1466
102 | 2749534.9456 | 1251842.7365
103 | 2749531.0242 | 1251879.0149
104 | 2749540.368 | 1251888.31
105 | 2749492.2157 | 1251851.0087
106 | 2749585.3421 | 1251942.0023
107 | 2749457.4147 | 1251831.825
108 | 2749398.2692 | 1251926.1552
109 | 2749323.6294 | 1251768.8342
110 | 2749292.6776 | 1251762.0165
111 | 2749267.4657 | 1251649.5922
112 | 2749235.9802 | 1251754.4678
113 | 2749337.5073 | 1251773.0801
114 | 2749092.3552 | 1251658.0036
115 | 2749067.4557 | 1251773.1887
116 | 2749390.9931 | 1251925.05
117 | 2749262.5153 | 1251755.3728
118 | 2749266.8589 | 1251646.0076
119 | 2749084.4457 | 1251650.1417
120 | 2749062.8411 | 1251830.372
121 | 2749099.7339 | 1251656.1514
122 | 2749087.6628 | 1251644.4394
123 | 2749102.5102 | 1251527.633
124 | 2748873.0112 | 1251568.1472
125 | 2748840.7262 | 1251473.3138
126 | 2748873.2846 | 1251572.892
127 | 2748817.1344 | 1251552.5521
128 | 2748969.8679 | 1251603.5709
129 | 2749247.3937 | 1251454.7885
130 | 2748455.9059 | 1251610.3649
131 | 2749037.7123 | 1251845.7844
132 | 2749020.7013 | 1251867.4145
133 | 2749077.3678 | 1251870.0313
134 | 2749020.8047 | 1251725.0131
135 | 2748924.1514 | 1251589.0504
136 | 2748838.5675 | 1251448.0361
137 | 2748865.6458 | 1251570.6535
138 | 2748725.8448 | 1251523.9871
139 | 2748810.7355 | 1251720.3629
140 | 2748783.096 | 1251423.323
141 | 2748698.779 | 1251521.3053
142 | 2748590.3199 | 1251470.8474
143 | 2748713.605 | 1251553.5807
144 | 2748795.0503 | 1251408.7195
145 | 2748570.4862 | 1251455.6132
146 | 2748812.8739 | 1251340.3741
147 | 2748608.8972 | 1251544.851
148 | 2748714.897 | 1251608.3615
149 | 2748792.7001 | 1251293.2874
150 | 2748734.9706 | 1251632.0557
151 | 2749087.6628 | 1251644.4394

## line_std_types
| c_nf_per_km | r_ohm_per_km | x_ohm_per_km | max_i_ka | type | q_mm2 | alpha | voltage_rating
NAYY 4x50 SE | 210 | 0.642 | 0.083 | 0.142 | cs | 50 | 0.00403 | LV
NAYY 4x120 SE | 264 | 0.225 | 0.08 | 0.242 | cs | 120 | 0.00403 | LV
NAYY 4x150 SE | 261 | 0.208 | 0.08 | 0.27 | cs | 150 | 0.00403 | LV
NA2XS2Y 1x95 RM/25 12/20 kV | 216 | 0.313 | 0.132 | 0.252 | cs | 95 | 0.00403 | MV
NA2XS2Y 1x185 RM/25 12/20 kV | 273 | 0.161 | 0.117 | 0.362 | cs | 185 | 0.00403 | MV
NA2XS2Y 1x240 RM/25 12/20 kV | 304 | 0.122 | 0.112 | 0.421 | cs | 240 | 0.00403 | MV
NA2XS2Y 1x95 RM/25 6/10 kV | 315 | 0.313 | 0.123 | 0.249 | cs | 95 | 0.00403 | MV
NA2XS2Y 1x185 RM/25 6/10 kV | 406 | 0.161 | 0.11 | 0.358 | cs | 185 | 0.00403 | MV
NA2XS2Y 1x240 RM/25 6/10 kV | 456 | 0.122 | 0.105 | 0.416 | cs | 240 | 0.00403 | MV
NA2XS2Y 1x150 RM/25 12/20 kV | 250 | 0.206 | 0.116 | 0.319 | cs | 150 | 0.00403 | MV
NA2XS2Y 1x120 RM/25 12/20 kV | 230 | 0.253 | 0.119 | 0.283 | cs | 120 | 0.00403 | MV
NA2XS2Y 1x70 RM/25 12/20 kV | 190 | 0.443 | 0.132 | 0.22 | cs | 70 | 0.00403 | MV
NA2XS2Y 1x150 RM/25 6/10 kV | 360 | 0.206 | 0.11 | 0.315 | cs | 150 | 0.00403 | MV
NA2XS2Y 1x120 RM/25 6/10 kV | 340 | 0.253 | 0.113 | 0.28 | cs | 120 | 0.00403 | MV
NA2XS2Y 1x70 RM/25 6/10 kV | 280 | 0.443 | 0.123 | 0.217 | cs | 70 | 0.00403 | MV
N2XS(FL)2Y 1x120 RM/35 64/110 kV | 112 | 0.153 | 0.166 | 0.366 | cs | 120 | 0.00393 | HV
N2XS(FL)2Y 1x185 RM/35 64/110 kV | 125 | 0.099 | 0.156 | 0.457 | cs | 185 | 0.00393 | HV
N2XS(FL)2Y 1x240 RM/35 64/110 kV | 135 | 0.075 | 0.149 | 0.526 | cs | 240 | 0.00393 | HV
N2XS(FL)2Y 1x300 RM/35 64/110 kV | 144 | 0.06 | 0.144 | 0.588 | cs | 300 | 0.00393 | HV
15-AL1/3-ST1A 0.4 | 11 | 1.8769 | 0.35 | 0.105 | ol | 16 | 0.00403 | LV
24-AL1/4-ST1A 0.4 | 11.25 | 1.2012 | 0.335 | 0.14 | ol | 24 | 0.00403 | LV
48-AL1/8-ST1A 0.4 | 12.2 | 0.5939 | 0.3 | 0.21 | ol | 48 | 0.00403 | LV
94-AL1/15-ST1A 0.4 | 13.2 | 0.306 | 0.29 | 0.35 | ol | 94 | 0.00403 | LV
34-AL1/6-ST1A 10.0 | 9.7 | 0.8342 | 0.36 | 0.17 | ol | 34 | 0.00403 | MV
48-AL1/8-ST1A 10.0 | 10.1 | 0.5939 | 0.35 | 0.21 | ol | 48 | 0.00403 | MV
70-AL1/11-ST1A 10.0 | 10.4 | 0.4132 | 0.339 | 0.29 | ol | 70 | 0.00403 | MV
94-AL1/15-ST1A 10.0 | 10.75 | 0.306 | 0.33 | 0.35 | ol | 94 | 0.00403 | MV
122-AL1/20-ST1A 10.0 | 11.1 | 0.2376 | 0.323 | 0.41 | ol | 122 | 0.00403 | MV
149-AL1/24-ST1A 10.0 | 11.25 | 0.194 | 0.315 | 0.47 | ol | 149 | 0.00403 | MV
34-AL1/6-ST1A 20.0 | 9.15 | 0.8342 | 0.382 | 0.17 | ol | 34 | 0.00403 | MV
48-AL1/8-ST1A 20.0 | 9.5 | 0.5939 | 0.372 | 0.21 | ol | 48 | 0.00403 | MV
70-AL1/11-ST1A 20.0 | 9.7 | 0.4132 | 0.36 | 0.29 | ol | 70 | 0.00403 | MV
94-AL1/15-ST1A 20.0 | 10 | 0.306 | 0.35 | 0.35 | ol | 94 | 0.00403 | MV
122-AL1/20-ST1A 20.0 | 10.3 | 0.2376 | 0.344 | 0.41 | ol | 122 | 0.00403 | MV
149-AL1/24-ST1A 20.0 | 10.5 | 0.194 | 0.337 | 0.47 | ol | 149 | 0.00403 | MV
184-AL1/30-ST1A 20.0 | 10.75 | 0.1571 | 0.33 | 0.535 | ol | 184 | 0.00403 | MV
243-AL1/39-ST1A 20.0 | 11 | 0.1188 | 0.32 | 0.645 | ol | 243 | 0.00403 | MV
48-AL1/8-ST1A 110.0 | 8 | 0.5939 | 0.46 | 0.21 | ol | 48 | 0.00403 | HV
70-AL1/11-ST1A 110.0 | 8.4 | 0.4132 | 0.45 | 0.29 | ol | 70 | 0.00403 | HV
94-AL1/15-ST1A 110.0 | 8.65 | 0.306 | 0.44 | 0.35 | ol | 94 | 0.00403 | HV
122-AL1/20-ST1A 110.0 | 8.5 | 0.2376 | 0.43 | 0.41 | ol | 122 | 0.00403 | HV
149-AL1/24-ST1A 110.0 | 8.75 | 0.194 | 0.41 | 0.47 | ol | 149 | 0.00403 | HV
184-AL1/30-ST1A 110.0 | 8.8 | 0.1571 | 0.4 | 0.535 | ol | 184 | 0.00403 | HV
243-AL1/39-ST1A 110.0 | 9 | 0.1188 | 0.39 | 0.645 | ol | 243 | 0.00403 | HV
305-AL1/39-ST1A 110.0 | 9.2 | 0.0949 | 0.38 | 0.74 | ol | 305 | 0.00403 | HV
490-AL1/64-ST1A 110.0 | 9.75 | 0.059 | 0.37 | 0.96 | ol | 490 | 0.00403 | HV
679-AL1/86-ST1A 110.0 | 9.95 | 0.042 | 0.36 | 1.15 | ol | 679 | 0.00403 | HV
490-AL1/64-ST1A 220.0 | 10 | 0.059 | 0.285 | 0.96 | ol | 490 | 0.00403 | HV
679-AL1/86-ST1A 220.0 | 11.7 | 0.042 | 0.275 | 1.15 | ol | 679 | 0.00403 | HV
490-AL1/64-ST1A 380.0 | 11 | 0.059 | 0.253 | 0.96 | ol | 490 | 0.00403 | HV
679-AL1/86-ST1A 380.0 | 14.6 | 0.042 | 0.25 | 1.15 | ol | 679 | 0.00403 | HV

## trafo_std_types
| i0_percent | pfe_kw | vkr_percent | sn_mva | vn_lv_kv | vn_hv_kv | vk_percent | shift_degree | vector_group | tap_side | tap_neutral | tap_min | tap_max | tap_step_degree | tap_step_percent | tap_phase_shifter
160 MVA 380/110 kV | 0.06 | 60 | 0.25 | 160 | 110 | 380 | 12.2 | 0 | Yy0 | hv | 0 | -9 | 9 | 0 | 1.5 | FALSE
100 MVA 220/110 kV | 0.06 | 55 | 0.26 | 100 | 110 | 220 | 12 | 0 | Yy0 | hv | 0 | -9 | 9 | 0 | 1.5 | FALSE
63 MVA 110/20 kV | 0.04 | 22 | 0.32 | 63 | 20 | 110 | 18 | 150 | YNd5 | hv | 0 | -9 | 9 | 0 | 1.5 | FALSE
40 MVA 110/20 kV | 0.05 | 18 | 0.34 | 40 | 20 | 110 | 16.2 | 150 | YNd5 | hv | 0 | -9 | 9 | 0 | 1.5 | FALSE
25 MVA 110/20 kV | 0.07 | 14 | 0.41 | 25 | 20 | 110 | 12 | 150 | YNd5 | hv | 0 | -9 | 9 | 0 | 1.5 | FALSE
63 MVA 110/10 kV | 0.04 | 22 | 0.32 | 63 | 10 | 110 | 18 | 150 | YNd5 | hv | 0 | -9 | 9 | 0 | 1.5 | FALSE
40 MVA 110/10 kV | 0.05 | 18 | 0.34 | 40 | 10 | 110 | 16.2 | 150 | YNd5 | hv | 0 | -9 | 9 | 0 | 1.5 | FALSE
25 MVA 110/10 kV | 0.07 | 14 | 0.41 | 25 | 10 | 110 | 12 | 150 | YNd5 | hv | 0 | -9 | 9 | 0 | 1.5 | FALSE
0.25 MVA 20/0.4 kV | 0.32 | 0.8 | 1.44 | 0.25 | 0.4 | 20 | 6 | 150 | Yzn5 | hv | 0 | -2 | 2 | 0 | 2.5 | FALSE
0.4 MVA 20/0.4 kV | 0.3375 | 1.35 | 1.425 | 0.4 | 0.4 | 20 | 6 | 150 | Dyn5 | hv | 0 | -2 | 2 | 0 | 2.5 | FALSE
0.63 MVA 20/0.4 kV | 0.2619 | 1.65 | 1.206 | 0.63 | 0.4 | 20 | 6 | 150 | Dyn5 | hv | 0 | -2 | 2 | 0 | 2.5 | FALSE
0.25 MVA 10/0.4 kV | 0.24 | 0.6 | 1.2 | 0.25 | 0.4 | 10 | 4 | 150 | Dyn5 | hv | 0 | -2 | 2 | 0 | 2.5 | FALSE
0.4 MVA 10/0.4 kV | 0.2375 | 0.95 | 1.325 | 0.4 | 0.4 | 10 | 4 | 150 | Dyn5 | hv | 0 | -2 | 2 | 0 | 2.5 | FALSE
0.63 MVA 10/0.4 kV | 0.1873 | 1.18 | 1.0794 | 0.63 | 0.4 | 10 | 4 | 150 | Dyn5 | hv | 0 | -2 | 2 | 0 | 2.5 | FALSE

## trafo3w_std_types
| sn_hv_mva | sn_mv_mva | sn_lv_mva | vn_hv_kv | vn_mv_kv | vn_lv_kv | vk_hv_percent | vk_mv_percent | vk_lv_percent | vkr_hv_percent | vkr_mv_percent | vkr_lv_percent | pfe_kw | i0_percent | shift_mv_degree | shift_lv_degree | vector_group | tap_side | tap_neutral | tap_min | tap_max | tap_step_percent
63/25/38 MVA 110/20/10 kV | 63 | 25 | 38 | 110 | 20 | 10 | 10.4 | 10.4 | 10.4 | 0.28 | 0.32 | 0.35 | 35 | 0.89 | 0 | 0 | YN0yn0yn0 | hv | 0 | -10 | 10 | 1.2
63/25/38 MVA 110/10/10 kV | 63 | 25 | 38 | 110 | 10 | 10 | 10.4 | 10.4 | 10.4 | 0.28 | 0.32 | 0.35 | 35 | 0.89 | 0 | 0 | YN0yn0yn0 | hv | 0 | -10 | 10 | 1.2

## fuse_std_types
| fuse_type | i_rated_a | t_avg | t_min | t_total | x_avg | x_min | x_total
HV 100A | HV 100A | 100 | 0 | [10.0, 3.64, 0.854, 0.281, 0.1, 0.0531, 0.022, 0.01] | [10.0, 4.267, 1.21, 0.403, 0.1, 0.058, 0.022, 0.01] | 0 | [300.0, 350.0, 450.0, 550.0, 700.0, 850.0, 1200.0, 1752.0] | [600.0, 700.0, 900.0, 1150.0, 1665.0, 2000.0, 3000.0, 4313.0]
HV 10A | HV 10A | 10 | 0 | [10.0, 1675.0, 0.344, 0.156, 0.1, 0.0417, 0.0171, 0.01] | [10.0, 1.3, 0.3, 0.155, 0.1, 0.0555, 0.023, 0.01] | 0 | [30.0, 32.0, 35.0, 37.0, 39.0, 50.0, 70.0, 88.0] | [60.0, 70.0, 80.0, 87.0, 94.0, 110.0, 150.0, 216.0]
HV 125A | HV 125A | 125 | 0 | [10.0, 1.82, 0.344, 0.1, 0.0467, 0.0269, 0.01] | [10.0, 2.478, 0.426, 0.1, 0.0427, 0.0211, 0.01] | 0 | [375.0, 500.0, 700.0, 925.0, 1200.0, 1500.0, 2341.0] | [750.0, 1000.0, 1500.0, 2200.0, 3000.0, 4000.0, 5765.0]
HV 160A | HV 160A | 160 | 0 | [10.0, 4.15, 1.03, 0.198, 0.1, 0.051, 0.0172, 0.01] | [10.0, 2.3, 0.734, 0.274, 0.1, 0.046, 0.0177, 0.01] | 0 | [480.0, 550.0, 700.0, 1000.0, 1260.0, 1600.0, 2500.0, 3227.0] | [960.0, 1300.0, 1700.0, 2200.0, 2996.0, 4000.0, 6000.0, 7946.0]
HV 16A | HV 16A | 16 | 0 | [10.0, 0.352, 0.164, 0.1, 0.0649, 0.0342, 0.01] | [10.0, 2.34, 0.722, 0.181, 0.1, 0.055, 0.0296, 0.01] | 0 | [48.0, 60.0, 65.0, 71.0, 80.0, 100.0, 162.0] | [96.0, 110.0, 125.0, 150.0, 168.0, 200.0, 250.0, 398.0]
HV 200A | HV 200A | 200 | 0 | [10.0, 4.267, 1.21, 0.403, 0.1, 0.058, 0.022, 0.01] | [10.0, 3.73, 1.654, 0.328, 0.1, 0.0531, 0.019, 0.01] | 0 | [600.0, 700.0, 900.0, 1150.0, 1665.0, 2000.0, 3000.0, 4313.0] | [1200.0, 1500.0, 1800.0, 2700.0, 3960.0, 5000.0, 7500.0, 10620.0]
HV 20A | HV 20A | 20 | 0 | [10.0, 1.3, 0.3, 0.155, 0.1, 0.0555, 0.023, 0.01] | [10.0, 1.3, 0.161, 0.1, 0.0611, 0.0399, 0.0141, 0.01] | 0 | [60.0, 70.0, 80.0, 87.0, 94.0, 110.0, 150.0, 216.0] | [120.0, 150.0, 200.0, 223.0, 260.0, 300.0, 450.0, 532.0]
HV 25A | HV 25A | 25 | 0 | [10.0, 2.512, 0.833, 0.299, 0.1, 0.0372, 0.0223, 0.01] | [10.0, 3.125, 0.597, 0.198, 0.1, 0.0378, 0.022, 0.01] | 0 | [75.0, 82.0, 90.0, 100.0, 124.0, 170.0, 200.0, 289.0] | [150.0, 170.0, 210.0, 250.0, 294.0, 400.0, 500.0, 711.0]
HV 31.5A | HV 31.5A | 31.5 | 0 | [10.0, 2.34, 0.722, 0.181, 0.1, 0.055, 0.0296, 0.01] | [10.0, 2.84, 0.368, 0.164, 0.1, 0.0621, 0.0378, 0.0195, 0.01] | 0 | [95.0, 110.0, 125.0, 150.0, 165.0, 200.0, 250.0, 390.0] | [189.0, 220.0, 300.0, 350.0, 393.0, 450.0, 530.0, 700.0, 960.0]
HV 40A | HV 40A | 40 | 0 | [10.0, 1.3, 0.161, 0.1, 0.0611, 0.0399, 0.0141, 0.01] | [10.0, 2.05, 0.369, 0.198, 0.1, 0.051, 0.0298, 0.01] | 0 | [120.0, 150.0, 200.0, 223.0, 260.0, 300.0, 450.0, 532.0] | [240.0, 300.0, 400.0, 450.0, 530.0, 650.0, 800.0, 1311.0]
HV 50A | HV 50A | 50 | 0 | [10.0, 3.215, 0.597, 0.198, 0.1, 0.0378, 0.022, 0.01] | [10.0, 3.64, 0.854, 0.281, 0.1, 0.0531, 0.022, 0.01] | 0 | [150.0, 170.0, 210.0, 250.0, 294.0, 400.0, 500.0, 711.0] | [300.0, 350.0, 450.0, 550.0, 700.0, 850.0, 1200.0, 1752.0]
HV 6.3A | HV 6.3A | 6.3 | 0 | [10.0, 1.39, 0.344, 0.168, 0.1, 0.056, 0.0263, 0.01] | [10.0, 1.711, 0.516, 0.198, 0.1, 0.0634, 0.0303, 0.01] | 0 | [19.0, 19.5, 20.4, 20.8, 22.0, 25.0, 32.0, 48.0] | [38.0, 40.0, 43.0, 48.0, 53.0, 60.0, 75.0, 118.0]
HV 63A | HV 63A | 63 | 0 | [10.0, 2.84, 0.368, 0.164, 0.1, 0.0621, 0.0378, 0.0195, 0.01] | [10.0, 1.82, 0.344, 0.1, 0.0467, 0.0269, 0.01] | 0 | [189.0, 220.0, 300.0, 350.0, 393.0, 450.0, 530.0, 700.0, 961.0] | [378.0, 500.0, 700.0, 934.0, 1200.0, 1500.0, 2366.0]
HV 80A | HV 80A | 80 | 0 | [10.0, 2.05, 0.369, 0.198, 0.1, 0.051, 0.0298, 0.01] | [10.0, 4.15, 1.03, 0.198, 0.1, 0.051, 0.0172, 0.01] | 0 | [240.0, 300.0, 400.0, 450.0, 530.0, 650.0, 800.0, 1311.0] | [480.0, 550.0, 700.0, 1000.0, 1260.0, 1600.0, 2500.0, 3227.0]
Siemens NH-1-100 | Siemens NH-1-100 | 100 | [5400.0, 2000.0, 400.0, 20.0, 1.0, 0.2, 0.012, 0.004] | 0 | 0 | [150.0, 190.0, 250.0, 430.0, 900.0, 1250.0, 2700.0, 3600.0] | 0 | 0
Siemens NH-1-125 | Siemens NH-1-125 | 125 | [4800.0, 120.0, 7.0, 0.1, 0.004] | 0 | 0 | [180.0, 400.0, 740.0, 2000.0, 4250.0] | 0 | 0
Siemens NH-1-16 | Siemens NH-1-16 | 16 | [4000.0, 400.0, 2.0, 0.1, 0.04, 0.01] | 0 | 0 | [26.0, 35.0, 75.0, 150.0, 200.0, 300.0] | 0 | 0
Siemens NH-1-160 | Siemens NH-1-160 | 160 | [4800.0, 120.0, 7.0, 0.1, 0.004] | 0 | 0 | [210.0, 500.0, 900.0, 2300.0, 5000.0] | 0 | 0
Siemens NH-1-25 | Siemens NH-1-25 | 25 | [4000.0, 1000.0, 10.0, 0.2, 0.02, 0.01] | 0 | 0 | [40.0, 50.0, 100.0, 210.0, 400.0, 500.0] | 0 | 0
Siemens NH-1-50 | Siemens NH-1-50 | 50 | [4000.0, 40.0, 4.0, 1.0, 0.02, 0.01] | 0 | 0 | [86.0, 200.0, 300.0, 400.0, 1000.0, 1280.0] | 0 | 0
Siemens NH-1-63 | Siemens NH-1-63 | 63 | [4000.0, 100.0, 10.0, 2.0, 0.04, 0.01] | 0 | 0 | [100.0, 200.0, 300.0, 400.0, 1000.0, 1500.0] | 0 | 0
Siemens NH-1-80 | Siemens NH-1-80 | 80 | [4800.0, 120.0, 7.0, 0.1, 0.01] | 0 | 0 | [150.58, 250.0, 450.0, 1150.0, 2470.0] | 0 | 0
Siemens NH-2-1000 | Siemens NH-2-1000 | 1000 | [4800.0, 120.0, 7.0, 0.1, 0.004] | 0 | 0 | [1900.0, 3500.0, 8400.0, 24000.0, 52000.0] | 0 | 0
Siemens NH-2-200 | Siemens NH-2-200 | 200 | [4800.0, 120.0, 7.0, 0.1, 0.004] | 0 | 0 | [280.0, 650.0, 1200.0, 3000.0, 7000.0] | 0 | 0
Siemens NH-2-224 | Siemens NH-2-224 | 224 | [4800.0, 120.0, 7.0, 0.2, 0.04, 0.004] | 0 | 0 | [400.0, 750.0, 1453.0, 3025.0, 4315.0, 7600.0] | 0 | 0
Siemens NH-2-250 | Siemens NH-2-250 | 250 | [4800.0, 120.0, 7.0, 0.1, 0.004] | 0 | 0 | [450.0, 800.0, 1650.0, 4000.0, 8500.0] | 0 | 0
Siemens NH-2-315 | Siemens NH-2-315 | 315 | [4800.0, 120.0, 7.0, 0.1, 0.004] | 0 | 0 | [550.0, 920.0, 1900.0, 5000.0, 11000.0] | 0 | 0
Siemens NH-2-355 | Siemens NH-2-355 | 355 | [4800.0, 120.0, 6.0, 0.1, 0.004] | 0 | 0 | [650.0, 1116.27, 2350.0, 5840.0, 12790.0] | 0 | 0
Siemens NH-2-400 | Siemens NH-2-400 | 400 | [4800.0, 120.0, 7.0, 0.1, 0.004] | 0 | 0 | [720.0, 1350.0, 2800.0, 6500.0, 15000.0] | 0 | 0
Siemens NH-2-425 | Siemens NH-2-425 | 425 | [4800.0, 120.0, 7.0, 0.1, 0.004] | 0 | 0 | [850.0, 1500.0, 3050.0, 7500.0, 16500.0] | 0 | 0
Siemens NH-2-630 | Siemens NH-2-630 | 630 | [4800.0, 120.0, 7.0, 0.1, 0.004] | 0 | 0 | [1200.0, 2000.0, 4800.0, 12000.0, 26000.0] | 0 | 0

## dtypes
| element | column | dtype
0 | bus | name | object
1 | bus | vn_kv | float64
2 | bus | type | object
3 | bus | zone | object
4 | bus | in_service | bool
5 | load | name | object
6 | load | bus | uint32
7 | load | p_mw | float64
8 | load | q_mvar | float64
9 | load | const_z_percent | float64
10 | load | const_i_percent | float64
11 | load | sn_mva | float64
12 | load | scaling | float64
13 | load | in_service | bool
14 | load | type | object
15 | ext_grid | name | object
16 | ext_grid | bus | uint32
17 | ext_grid | vm_pu | float64
18 | ext_grid | va_degree | float64
19 | ext_grid | slack_weight | float64
20 | ext_grid | in_service | bool
21 | line | name | object
22 | line | std_type | object
23 | line | from_bus | uint32
24 | line | to_bus | uint32
25 | line | length_km | float64
26 | line | r_ohm_per_km | float64
27 | line | x_ohm_per_km | float64
28 | line | c_nf_per_km | float64
29 | line | g_us_per_km | float64
30 | line | max_i_ka | float64
31 | line | df | float64
32 | line | parallel | uint32
33 | line | type | object
34 | line | in_service | bool
35 | trafo | name | object
36 | trafo | std_type | object
37 | trafo | hv_bus | uint32
38 | trafo | lv_bus | uint32
39 | trafo | sn_mva | float64
40 | trafo | vn_hv_kv | float64
41 | trafo | vn_lv_kv | float64
42 | trafo | vk_percent | float64
43 | trafo | vkr_percent | float64
44 | trafo | pfe_kw | float64
45 | trafo | i0_percent | float64
46 | trafo | shift_degree | float64
47 | trafo | tap_side | object
48 | trafo | tap_neutral | int32
49 | trafo | tap_min | int32
50 | trafo | tap_max | int32
51 | trafo | tap_step_percent | float64
52 | trafo | tap_step_degree | float64
53 | trafo | tap_pos | int32
54 | trafo | tap_phase_shifter | bool
55 | trafo | parallel | uint32
56 | trafo | df | float64
57 | trafo | in_service | bool
58 | line_geodata | coords | object
59 | bus_geodata | x | float64
60 | bus_geodata | y | float64
61 | bus_geodata | coords | object

## parameters
| version | format_version | converged | OPF_converged | name | f_hz | sn_mva
0 | 2.14.6 | 2.14.0 | FALSE | FALSE |  | 50 | 1