## bus
| name | vn_kv | type | zone | in_service
0 | bus_LV_3037-2_0_6_node_0 | 0.4 | n |  | TRUE
1 | bus_LV_3037-2_0_6_node_1 | 0.4 | n |  | TRUE
2 | bus_LV_3037-2_0_6_node_2 | 0.4 | n |  | TRUE
3 | bus_LV_3037-2_0_6_node_3 | 0.4 | n |  | TRUE
4 | bus_LV_3037-2_0_6_node_4 | 0.4 | n |  | TRUE
5 | bus_LV_3037-2_0_6_node_132 | 0.4 | n |  | TRUE
6 | bus_LV_3037-2_0_6_node_117 | 0.4 | n |  | TRUE
7 | bus_LV_3037-2_0_6_node_10 | 0.4 | n |  | TRUE
8 | bus_LV_3037-2_0_6_node_12 | 0.4 | n |  | TRUE
9 | bus_LV_3037-2_0_6_node_13 | 0.4 | n |  | TRUE
10 | bus_LV_3037-2_0_6_node_104 | 0.4 | n |  | TRUE
11 | bus_LV_3037-2_0_6_node_82 | 0.4 | n |  | TRUE
12 | bus_LV_3037-2_0_6_node_81 | 0.4 | n |  | TRUE
13 | bus_LV_3037-2_0_6_node_20 | 0.4 | n |  | TRUE
14 | bus_LV_3037-2_0_6_node_21 | 0.4 | n |  | TRUE
15 | bus_LV_3037-2_0_6_node_22 | 0.4 | n |  | TRUE
16 | bus_LV_3037-2_0_6_node_23 | 0.4 | n |  | TRUE
17 | bus_LV_3037-2_0_6_node_24 | 0.4 | n |  | TRUE
18 | bus_LV_3037-2_0_6_node_80 | 0.4 | n |  | TRUE
19 | bus_LV_3037-2_0_6_node_88 | 0.4 | n |  | TRUE
20 | bus_LV_3037-2_0_6_node_44 | 0.4 | n |  | TRUE
21 | bus_LV_3037-2_0_6_node_29 | 0.4 | n |  | TRUE
22 | bus_LV_3037-2_0_6_node_30 | 0.4 | n |  | TRUE
23 | bus_LV_3037-2_0_6_node_31 | 0.4 | n |  | TRUE
24 | bus_LV_3037-2_0_6_node_32 | 0.4 | n |  | TRUE
25 | bus_LV_3037-2_0_6_node_33 | 0.4 | n |  | TRUE
26 | bus_LV_3037-2_0_6_node_35 | 0.4 | n |  | TRUE
27 | bus_LV_3037-2_0_6_node_64 | 0.4 | n |  | TRUE
28 | bus_LV_3037-2_0_6_node_53 | 0.4 | n |  | TRUE
29 | bus_LV_3037-2_0_6_node_73 | 0.4 | n |  | TRUE
30 | bus_LV_3037-2_0_6_node_34 | 0.4 | n |  | TRUE
31 | bus_LV_3037-2_0_6_node_129 | 0.4 | n |  | TRUE
32 | bus_LV_3037-2_0_6_node_143 | 0.4 | n |  | TRUE
33 | bus_LV_3037-2_0_6_node_62 | 0.4 | n |  | TRUE
34 | bus_LV_3037-2_0_6_node_97 | 0.4 | n |  | TRUE
35 | bus_LV_3037-2_0_6_node_131 | 0.4 | n |  | TRUE
36 | bus_LV_3037-2_0_6_node_127 | 0.4 | n |  | TRUE
37 | bus_LV_3037-2_0_6_node_144 | 0.4 | n |  | TRUE
38 | bus_LV_3037-2_0_6_node_36 | 0.4 | n |  | TRUE
39 | bus_LV_3037-2_0_6_node_37 | 0.4 | n |  | TRUE
40 | bus_LV_3037-2_0_6_node_38 | 0.4 | n |  | TRUE
41 | bus_LV_3037-2_0_6_node_39 | 0.4 | n |  | TRUE
42 | bus_LV_3037-2_0_6_node_40 | 0.4 | n |  | TRUE
43 | bus_LV_3037-2_0_6_node_69 | 0.4 | n |  | TRUE
44 | bus_LV_3037-2_0_6_node_79 | 0.4 | n |  | TRUE
45 | bus_LV_3037-2_0_6_node_50 | 0.4 | n |  | TRUE
46 | bus_LV_3037-2_0_6_node_68 | 0.4 | n |  | TRUE
47 | bus_LV_3037-2_0_6_node_86 | 0.4 | n |  | TRUE
48 | bus_LV_3037-2_0_6_node_118 | 0.4 | n |  | TRUE
49 | bus_LV_3037-2_0_6_node_48 | 0.4 | n |  | TRUE
50 | bus_LV_3037-2_0_6_node_41 | 0.4 | n |  | TRUE
51 | bus_LV_3037-2_0_6_node_42 | 0.4 | n |  | TRUE
52 | bus_LV_3037-2_0_6_node_43 | 0.4 | n |  | TRUE
53 | bus_LV_3037-2_0_6_node_45 | 0.4 | n |  | TRUE
54 | bus_LV_3037-2_0_6_node_85 | 0.4 | n |  | TRUE
55 | bus_LV_3037-2_0_6_node_56 | 0.4 | n |  | TRUE
56 | bus_LV_3037-2_0_6_node_54 | 0.4 | n |  | TRUE
57 | bus_LV_3037-2_0_6_node_46 | 0.4 | n |  | TRUE
58 | bus_LV_3037-2_0_6_node_77 | 0.4 | n |  | TRUE
59 | bus_LV_3037-2_0_6_node_87 | 0.4 | n |  | TRUE
60 | bus_LV_3037-2_0_6_node_84 | 0.4 | n |  | TRUE
61 | bus_LV_3037-2_0_6_node_105 | 0.4 | n |  | TRUE
62 | bus_LV_3037-2_0_6_node_55 | 0.4 | n |  | TRUE
63 | bus_LV_3037-2_0_6_node_75 | 0.4 | n |  | TRUE
64 | bus_LV_3037-2_0_6_node_47 | 0.4 | n |  | TRUE
65 | bus_LV_3037-2_0_6_node_57 | 0.4 | n |  | TRUE
66 | bus_LV_3037-2_0_6_node_106 | 0.4 | n |  | TRUE
67 | bus_LV_3037-2_0_6_node_61 | 0.4 | n |  | TRUE
68 | bus_LV_3037-2_0_6_node_63 | 0.4 | n |  | TRUE
69 | bus_LV_3037-2_0_6_node_65 | 0.4 | n |  | TRUE
70 | bus_LV_3037-2_0_6_node_70 | 0.4 | n |  | TRUE
71 | bus_LV_3037-2_0_6_node_71 | 0.4 | n |  | TRUE
72 | bus_LV_3037-2_0_6_node_72 | 0.4 | n |  | TRUE
73 | bus_LV_3037-2_0_6_node_102 | 0.4 | n |  | TRUE
74 | bus_LV_3037-2_0_6_node_139 | 0.4 | n |  | TRUE
75 | bus_LV_3037-2_0_6_node_103 | 0.4 | n |  | TRUE
76 | bus_LV_3037-2_0_6_node_78 | 0.4 | n |  | TRUE
77 | bus_LV_3037-2_0_6_node_138 | 0.4 | n |  | TRUE
78 | bus_LV_3037-2_0_6_node_74 | 0.4 | n |  | TRUE
79 | bus_LV_3037-2_0_6_node_76 | 0.4 | n |  | TRUE
80 | bus_LV_3037-2_0_6_node_119 | 0.4 | n |  | TRUE
81 | bus_LV_3037-2_0_6_node_108 | 0.4 | n |  | TRUE
82 | bus_LV_3037-2_0_6_node_96 | 0.4 | n |  | TRUE
83 | bus_LV_3037-2_0_6_node_107 | 0.4 | n |  | TRUE
84 | bus_LV_3037-2_0_6_node_95 | 0.4 | n |  | TRUE
85 | bus_LV_3037-2_0_6_node_193 | 0.4 | n |  | TRUE
86 | bus_LV_3037-2_0_6_node_191 | 0.4 | n |  | TRUE
87 | bus_LV_3037-2_0_6_node_125 | 0.4 | n |  | TRUE
88 | bus_LV_3037-2_0_6_node_126 | 0.4 | n |  | TRUE
89 | bus_LV_3037-2_0_6_node_109 | 0.4 | n |  | TRUE
90 | bus_LV_3037-2_0_6_node_110 | 0.4 | n |  | TRUE
91 | bus_LV_3037-2_0_6_node_111 | 0.4 | n |  | TRUE
92 | bus_LV_3037-2_0_6_node_120 | 0.4 | n |  | TRUE
93 | bus_LV_3037-2_0_6_node_121 | 0.4 | n |  | TRUE
94 | bus_LV_3037-2_0_6_node_112 | 0.4 | n |  | TRUE
95 | bus_LV_3037-2_0_6_node_113 | 0.4 | n |  | TRUE
96 | bus_LV_3037-2_0_6_node_114 | 0.4 | n |  | TRUE
97 | bus_LV_3037-2_0_6_node_115 | 0.4 | n |  | TRUE
98 | bus_LV_3037-2_0_6_node_116 | 0.4 | n |  | TRUE
99 | bus_LV_3037-2_0_6_node_123 | 0.4 | n |  | TRUE
100 | bus_LV_3037-2_0_6_node_124 | 0.4 | n |  | TRUE
101 | bus_LV_3037-2_0_6_node_122 | 0.4 | n |  | TRUE
102 | bus_LV_3037-2_0_6_node_137 | 0.4 | n |  | TRUE
103 | bus_LV_3037-2_0_6_node_146 | 0.4 | n |  | TRUE
104 | bus_LV_3037-2_0_6_node_145 | 0.4 | n |  | TRUE
105 | bus_LV_3037-2_0_6_node_128 | 0.4 | n |  | TRUE
106 | bus_LV_3037-2_0_6_node_130 | 0.4 | n |  | TRUE
107 | bus_LV_3037-2_0_6_node_142 | 0.4 | n |  | TRUE
108 | bus_LV_3037-2_0_6_node_267 | 0.4 | n |  | TRUE
109 | bus_LV_3037-2_0_6_node_141 | 0.4 | n |  | TRUE
110 | bus_LV_3037-2_0_6_node_147 | 0.4 | n |  | TRUE
111 | bus_LV_3037-2_0_6_node_133 | 0.4 | n |  | TRUE
112 | bus_LV_3037-2_0_6_node_134 | 0.4 | n |  | TRUE
113 | bus_LV_3037-2_0_6_node_135 | 0.4 | n |  | TRUE
114 | bus_LV_3037-2_0_6_node_136 | 0.4 | n |  | TRUE
115 | bus_LV_3037-2_0_6_node_140 | 0.4 | n |  | TRUE
116 | bus_LV_3037-2_0_6_node_173 | 0.4 | n |  | TRUE
117 | bus_LV_3037-2_0_6_node_174 | 0.4 | n |  | TRUE
118 | bus_LV_3037-2_0_6_node_175 | 0.4 | n |  | TRUE
119 | bus_LV_3037-2_0_6_node_176 | 0.4 | n |  | TRUE
120 | bus_LV_3037-2_0_6_node_177 | 0.4 | n |  | TRUE
121 | bus_LV_3037-2_0_6_node_178 | 0.4 | n |  | TRUE
122 | bus_LV_3037-2_0_6_node_237 | 0.4 | n |  | TRUE
123 | bus_LV_3037-2_0_6_node_204 | 0.4 | n |  | TRUE
124 | bus_LV_3037-2_0_6_node_219 | 0.4 | n |  | TRUE
125 | bus_LV_3037-2_0_6_node_238 | 0.4 | n |  | TRUE
126 | bus_LV_3037-2_0_6_node_245 | 0.4 | n |  | TRUE
127 | bus_LV_3037-2_0_6_node_235 | 0.4 | n |  | TRUE
128 | bus_LV_3037-2_0_6_node_203 | 0.4 | n |  | TRUE
129 | bus_LV_3037-2_0_6_node_179 | 0.4 | n |  | TRUE
130 | bus_LV_3037-2_0_6_node_180 | 0.4 | n |  | TRUE
131 | bus_LV_3037-2_0_6_node_181 | 0.4 | n |  | TRUE
132 | bus_LV_3037-2_0_6_node_182 | 0.4 | n |  | TRUE
133 | bus_LV_3037-2_0_6_node_183 | 0.4 | n |  | TRUE
134 | bus_LV_3037-2_0_6_node_184 | 0.4 | n |  | TRUE
135 | bus_LV_3037-2_0_6_node_196 | 0.4 | n |  | TRUE
136 | bus_LV_3037-2_0_6_node_230 | 0.4 | n |  | TRUE
137 | bus_LV_3037-2_0_6_node_242 | 0.4 | n |  | TRUE
138 | bus_LV_3037-2_0_6_node_234 | 0.4 | n |  | TRUE
139 | bus_LV_3037-2_0_6_node_231 | 0.4 | n |  | TRUE
140 | bus_LV_3037-2_0_6_node_263 | 0.4 | n |  | TRUE
141 | bus_LV_3037-2_0_6_node_233 | 0.4 | n |  | TRUE
142 | bus_LV_3037-2_0_6_node_190 | 0.4 | n |  | TRUE
143 | bus_LV_3037-2_0_6_node_192 | 0.4 | n |  | TRUE
144 | bus_LV_3037-2_0_6_node_194 | 0.4 | n |  | TRUE
145 | bus_LV_3037-2_0_6_node_195 | 0.4 | n |  | TRUE
146 | bus_LV_3037-2_0_6_node_197 | 0.4 | n |  | TRUE
147 | bus_LV_3037-2_0_6_node_198 | 0.4 | n |  | TRUE
148 | bus_LV_3037-2_0_6_node_201 | 0.4 | n |  | TRUE
149 | bus_LV_3037-2_0_6_node_199 | 0.4 | n |  | TRUE
150 | bus_LV_3037-2_0_6_node_200 | 0.4 | n |  | TRUE
151 | bus_LV_3037-2_0_6_node_228 | 0.4 | n |  | TRUE
152 | bus_LV_3037-2_0_6_node_202 | 0.4 | n |  | TRUE
153 | bus_LV_3037-2_0_6_node_210 | 0.4 | n |  | TRUE
154 | bus_LV_3037-2_0_6_node_211 | 0.4 | n |  | TRUE
155 | bus_LV_3037-2_0_6_node_212 | 0.4 | n |  | TRUE
156 | bus_LV_3037-2_0_6_node_213 | 0.4 | n |  | TRUE
157 | bus_LV_3037-2_0_6_node_229 | 0.4 | n |  | TRUE
158 | bus_LV_3037-2_0_6_node_232 | 0.4 | n |  | TRUE
159 | bus_LV_3037-2_0_6_node_236 | 0.4 | n |  | TRUE
160 | bus_LV_3037-2_0_6_node_264 | 0.4 | n |  | TRUE
161 | bus_LV_3037-2_0_6_node_265 | 0.4 | n |  | TRUE
162 | bus_LV_3037-2_0_6_node_266 | 0.4 | n |  | TRUE
163 | bus_MV_46_0_node_5 | 20 | n |  | TRUE

## load
| name | bus | p_mw | q_mvar | const_z_percent | const_i_percent | sn_mva | scaling | in_service | type
0 | LV_3037-2_0_6_load_0 | 0 | 0.00081072 | 0.00020319 | 0 | 0 |  | 1 | TRUE | wye
1 | LV_3037-2_0_6_load_1 | 1 | 0.0025015 | 0.00062695 | 0 | 0 |  | 1 | TRUE | wye
2 | LV_3037-2_0_6_load_3 | 3 | 0.001268 | 0.0003178 | 0 | 0 |  | 1 | TRUE | wye
3 | LV_3037-2_0_6_load_4 | 4 | 0.0039283 | 0.00098453 | 0 | 0 |  | 1 | TRUE | wye
4 | LV_3037-2_0_6_load_132 | 5 | 0.0015033 | 0.00037677 | 0 | 0 |  | 1 | TRUE | wye
5 | LV_3037-2_0_6_load_117 | 6 | 0.0017746 | 0.00044477 | 0 | 0 |  | 1 | TRUE | wye
6 | LV_3037-2_0_6_load_10 | 7 | 0.00055857 | 0.00013999 | 0 | 0 |  | 1 | TRUE | wye
7 | LV_3037-2_0_6_load_104 | 10 | 0.00044173 | 0.00011071 | 0 | 0 |  | 1 | TRUE | wye
8 | LV_3037-2_0_6_load_82 | 11 | 0.0014545 | 0.00036454 | 0 | 0 |  | 1 | TRUE | wye
9 | LV_3037-2_0_6_load_81 | 12 | 0.0019185 | 0.00048082 | 0 | 0 |  | 1 | TRUE | wye
10 | LV_3037-2_0_6_load_20 | 13 | 0.00088431 | 0.00022163 | 0 | 0 |  | 1 | TRUE | wye
11 | LV_3037-2_0_6_load_21 | 14 | 0.0013658 | 0.0003423 | 0 | 0 |  | 1 | TRUE | wye
12 | LV_3037-2_0_6_load_22 | 15 | 0.0041049 | 0.0010288 | 0 | 0 |  | 1 | TRUE | wye
13 | LV_3037-2_0_6_load_23 | 16 | 0.0059082 | 0.0014807 | 0 | 0 |  | 1 | TRUE | wye
14 | LV_3037-2_0_6_load_24 | 17 | 0.000654 | 0.00016391 | 0 | 0 |  | 1 | TRUE | wye
15 | LV_3037-2_0_6_load_80 | 18 | 0.0026084 | 0.00065373 | 0 | 0 |  | 1 | TRUE | wye
16 | LV_3037-2_0_6_load_88 | 19 | 0.0028885 | 0.00072392 | 0 | 0 |  | 1 | TRUE | wye
17 | LV_3037-2_0_6_load_29 | 21 | 0.0014593 | 0.00036573 | 0 | 0 |  | 1 | TRUE | wye
18 | LV_3037-2_0_6_load_33 | 25 | 0.0021151 | 0.0005301 | 0 | 0 |  | 1 | TRUE | wye
19 | LV_3037-2_0_6_load_35 | 26 | 0.0023261 | 0.00058297 | 0 | 0 |  | 1 | TRUE | wye
20 | LV_3037-2_0_6_load_53 | 28 | 0.001055 | 0.0002644 | 0 | 0 |  | 1 | TRUE | wye
21 | LV_3037-2_0_6_load_73 | 29 | 0.0018106 | 0.00045378 | 0 | 0 |  | 1 | TRUE | wye
22 | LV_3037-2_0_6_load_34 | 30 | 0.0010042 | 0.00025167 | 0 | 0 |  | 1 | TRUE | wye
23 | LV_3037-2_0_6_load_143 | 32 | 0.0012336 | 0.00030917 | 0 | 0 |  | 1 | TRUE | wye
24 | LV_3037-2_0_6_load_62 | 33 | 0.0011741 | 0.00029426 | 0 | 0 |  | 1 | TRUE | wye
25 | LV_3037-2_0_6_load_127 | 36 | 0.0045389 | 0.0011375 | 0 | 0 |  | 1 | TRUE | wye
26 | LV_3037-2_0_6_load_36 | 38 | 0.0049348 | 0.0012368 | 0 | 0 |  | 1 | TRUE | wye
27 | LV_3037-2_0_6_load_37 | 39 | 0.0017616 | 0.00044149 | 0 | 0 |  | 1 | TRUE | wye
28 | LV_3037-2_0_6_load_38 | 40 | 0.0037253 | 0.00093364 | 0 | 0 |  | 1 | TRUE | wye
29 | LV_3037-2_0_6_load_39 | 41 | 0.013579 | 0.0034032 | 0 | 0 |  | 1 | TRUE | wye
30 | LV_3037-2_0_6_load_69 | 43 | 0.0018264 | 0.00045773 | 0 | 0 |  | 1 | TRUE | wye
31 | LV_3037-2_0_6_load_50 | 45 | 0.002578 | 0.0006461 | 0 | 0 |  | 1 | TRUE | wye
32 | LV_3037-2_0_6_load_68 | 46 | 0.0021139 | 0.0005298 | 0 | 0 |  | 1 | TRUE | wye
33 | LV_3037-2_0_6_load_118 | 48 | 0.0011178 | 0.00028014 | 0 | 0 |  | 1 | TRUE | wye
34 | LV_3037-2_0_6_load_48 | 49 | 0.0016145 | 0.00040462 | 0 | 0 |  | 1 | TRUE | wye
35 | LV_3037-2_0_6_load_41 | 50 | 0.0018177 | 0.00045556 | 0 | 0 |  | 1 | TRUE | wye
36 | LV_3037-2_0_6_load_42 | 51 | 0.00071137 | 0.00017829 | 0 | 0 |  | 1 | TRUE | wye
37 | LV_3037-2_0_6_load_54 | 56 | 0.0046976 | 0.0011773 | 0 | 0 |  | 1 | TRUE | wye
38 | LV_3037-2_0_6_load_46 | 57 | 0.015518 | 0.0038892 | 0 | 0 |  | 1 | TRUE | wye
39 | LV_3037-2_0_6_load_87 | 59 | 0.0016732 | 0.00041934 | 0 | 0 |  | 1 | TRUE | wye
40 | LV_3037-2_0_6_load_84 | 60 | 0.0050949 | 0.0012769 | 0 | 0 |  | 1 | TRUE | wye
41 | LV_3037-2_0_6_load_105 | 61 | 0.0070724 | 0.0017725 | 0 | 0 |  | 1 | TRUE | wye
42 | LV_3037-2_0_6_load_47 | 64 | 0.0020691 | 0.00051857 | 0 | 0 |  | 1 | TRUE | wye
43 | LV_3037-2_0_6_load_57 | 65 | 0.0092049 | 0.002307 | 0 | 0 |  | 1 | TRUE | wye
44 | LV_3037-2_0_6_load_106 | 66 | 0.0038105 | 0.00095501 | 0 | 0 |  | 1 | TRUE | wye
45 | LV_3037-2_0_6_load_61 | 67 | 0.0032147 | 0.00080568 | 0 | 0 |  | 1 | TRUE | wye
46 | LV_3037-2_0_6_load_63 | 68 | 0.0011514 | 0.00028857 | 0 | 0 |  | 1 | TRUE | wye
47 | LV_3037-2_0_6_load_65 | 69 | 0.0034692 | 0.00086946 | 0 | 0 |  | 1 | TRUE | wye
48 | LV_3037-2_0_6_load_70 | 70 | 0.0012868 | 0.00032251 | 0 | 0 |  | 1 | TRUE | wye
49 | LV_3037-2_0_6_load_71 | 71 | 0.0012091 | 0.00030304 | 0 | 0 |  | 1 | TRUE | wye
50 | LV_3037-2_0_6_load_139 | 74 | 0.0022556 | 0.00056532 | 0 | 0 |  | 1 | TRUE | wye
51 | LV_3037-2_0_6_load_103 | 75 | 0.0015796 | 0.00039589 | 0 | 0 |  | 1 | TRUE | wye
52 | LV_3037-2_0_6_load_78 | 76 | 0.0020094 | 0.00050359 | 0 | 0 |  | 1 | TRUE | wye
53 | LV_3037-2_0_6_load_138 | 77 | 0.00351 | 0.00087968 | 0 | 0 |  | 1 | TRUE | wye
54 | LV_3037-2_0_6_load_74 | 78 | 0.0022276 | 0.00055828 | 0 | 0 |  | 1 | TRUE | wye
55 | LV_3037-2_0_6_load_76 | 79 | 0.0086988 | 0.0021801 | 0 | 0 |  | 1 | TRUE | wye
56 | LV_3037-2_0_6_load_119 | 80 | 0.0026379 | 0.00066113 | 0 | 0 |  | 1 | TRUE | wye
57 | LV_3037-2_0_6_load_107 | 83 | 0.0045946 | 0.0011515 | 0 | 0 |  | 1 | TRUE | wye
58 | LV_3037-2_0_6_load_193 | 85 | 0.0044838 | 0.0011237 | 0 | 0 |  | 1 | TRUE | wye
59 | LV_3037-2_0_6_load_191 | 86 | 0.0041812 | 0.0010479 | 0 | 0 |  | 1 | TRUE | wye
60 | LV_3037-2_0_6_load_126 | 88 | 0.0014586 | 0.00036557 | 0 | 0 |  | 1 | TRUE | wye
61 | LV_3037-2_0_6_load_109 | 89 | 0.023718 | 0.0059442 | 0 | 0 |  | 1 | TRUE | wye
62 | LV_3037-2_0_6_load_110 | 90 | 0.01049 | 0.002629 | 0 | 0 |  | 1 | TRUE | wye
63 | LV_3037-2_0_6_load_120 | 92 | 0.0014688 | 0.0003681 | 0 | 0 |  | 1 | TRUE | wye
64 | LV_3037-2_0_6_load_121 | 93 | 0.0015291 | 0.00038322 | 0 | 0 |  | 1 | TRUE | wye
65 | LV_3037-2_0_6_load_112 | 94 | 0.0022605 | 0.00056654 | 0 | 0 |  | 1 | TRUE | wye
66 | LV_3037-2_0_6_load_113 | 95 | 0.0042991 | 0.0010775 | 0 | 0 |  | 1 | TRUE | wye
67 | LV_3037-2_0_6_load_115 | 97 | 0.0026159 | 0.00065561 | 0 | 0 |  | 1 | TRUE | wye
68 | LV_3037-2_0_6_load_116 | 98 | 0.00072828 | 0.00018252 | 0 | 0 |  | 1 | TRUE | wye
69 | LV_3037-2_0_6_load_123 | 99 | 0.0022112 | 0.00055418 | 0 | 0 |  | 1 | TRUE | wye
70 | LV_3037-2_0_6_load_124 | 100 | 0.0006363 | 0.00015947 | 0 | 0 |  | 1 | TRUE | wye
71 | LV_3037-2_0_6_load_122 | 101 | 0.00093155 | 0.00023347 | 0 | 0 |  | 1 | TRUE | wye
72 | LV_3037-2_0_6_load_137 | 102 | 0.00085345 | 0.00021389 | 0 | 0 |  | 1 | TRUE | wye
73 | LV_3037-2_0_6_load_145 | 104 | 0.0018829 | 0.0004719 | 0 | 0 |  | 1 | TRUE | wye
74 | LV_3037-2_0_6_load_128 | 105 | 0.0083062 | 0.0020817 | 0 | 0 |  | 1 | TRUE | wye
75 | LV_3037-2_0_6_load_130 | 106 | 0.0039491 | 0.00098974 | 0 | 0 |  | 1 | TRUE | wye
76 | LV_3037-2_0_6_load_142 | 107 | 0.0036249 | 0.00090849 | 0 | 0 |  | 1 | TRUE | wye
77 | LV_3037-2_0_6_load_267 | 108 | 0.0019799 | 0.00049622 | 0 | 0 |  | 1 | TRUE | wye
78 | LV_3037-2_0_6_load_141 | 109 | 0.0043452 | 0.001089 | 0 | 0 |  | 1 | TRUE | wye
79 | LV_3037-2_0_6_load_147 | 110 | 0.0016215 | 0.00040638 | 0 | 0 |  | 1 | TRUE | wye
80 | LV_3037-2_0_6_load_133 | 111 | 0.0033653 | 0.00084341 | 0 | 0 |  | 1 | TRUE | wye
81 | LV_3037-2_0_6_load_134 | 112 | 0.002666 | 0.00066816 | 0 | 0 |  | 1 | TRUE | wye
82 | LV_3037-2_0_6_load_135 | 113 | 0.0028041 | 0.00070277 | 0 | 0 |  | 1 | TRUE | wye
83 | LV_3037-2_0_6_load_136 | 114 | 0.0023839 | 0.00059746 | 0 | 0 |  | 1 | TRUE | wye
84 | LV_3037-2_0_6_load_140 | 115 | 0.0015507 | 0.00038864 | 0 | 0 |  | 1 | TRUE | wye
85 | LV_3037-2_0_6_load_173 | 116 | 0.0065852 | 0.0016504 | 0 | 0 |  | 1 | TRUE | wye
86 | LV_3037-2_0_6_load_177 | 120 | 0.0035888 | 0.00089945 | 0 | 0 |  | 1 | TRUE | wye
87 | LV_3037-2_0_6_load_178 | 121 | 0.0022779 | 0.0005709 | 0 | 0 |  | 1 | TRUE | wye
88 | LV_3037-2_0_6_load_204 | 123 | 0.0043072 | 0.0010795 | 0 | 0 |  | 1 | TRUE | wye
89 | LV_3037-2_0_6_load_219 | 124 | 0.0020947 | 0.00052499 | 0 | 0 |  | 1 | TRUE | wye
90 | LV_3037-2_0_6_load_238 | 125 | 0.0022027 | 0.00055204 | 0 | 0 |  | 1 | TRUE | wye
91 | LV_3037-2_0_6_load_245 | 126 | 0.0015331 | 0.00038423 | 0 | 0 |  | 1 | TRUE | wye
92 | LV_3037-2_0_6_load_203 | 128 | 0.0024994 | 0.00062642 | 0 | 0 |  | 1 | TRUE | wye
93 | LV_3037-2_0_6_load_179 | 129 | 0.00243 | 0.000609 | 0 | 0 |  | 1 | TRUE | wye
94 | LV_3037-2_0_6_load_180 | 130 | 0.0038869 | 0.00097415 | 0 | 0 |  | 1 | TRUE | wye
95 | LV_3037-2_0_6_load_182 | 132 | 0.0028786 | 0.00072146 | 0 | 0 |  | 1 | TRUE | wye
96 | LV_3037-2_0_6_load_183 | 133 | 0.0044071 | 0.0011045 | 0 | 0 |  | 1 | TRUE | wye
97 | LV_3037-2_0_6_load_196 | 135 | 0.0010905 | 0.00027329 | 0 | 0 |  | 1 | TRUE | wye
98 | LV_3037-2_0_6_load_230 | 136 | 0.0018914 | 0.00047403 | 0 | 0 |  | 1 | TRUE | wye
99 | LV_3037-2_0_6_load_242 | 137 | 0.0045268 | 0.0011345 | 0 | 0 |  | 1 | TRUE | wye
100 | LV_3037-2_0_6_load_234 | 138 | 0.0020011 | 0.00050152 | 0 | 0 |  | 1 | TRUE | wye
101 | LV_3037-2_0_6_load_231 | 139 | 0.0017703 | 0.00044369 | 0 | 0 |  | 1 | TRUE | wye
102 | LV_3037-2_0_6_load_233 | 141 | 0.0013578 | 0.0003403 | 0 | 0 |  | 1 | TRUE | wye
103 | LV_3037-2_0_6_load_190 | 142 | 0.0013869 | 0.00034758 | 0 | 0 |  | 1 | TRUE | wye
104 | LV_3037-2_0_6_load_192 | 143 | 0.0034227 | 0.00085782 | 0 | 0 |  | 1 | TRUE | wye
105 | LV_3037-2_0_6_load_194 | 144 | 0.0025905 | 0.00064925 | 0 | 0 |  | 1 | TRUE | wye
106 | LV_3037-2_0_6_load_195 | 145 | 0.0011017 | 0.0002761 | 0 | 0 |  | 1 | TRUE | wye
107 | LV_3037-2_0_6_load_198 | 147 | 0.0012681 | 0.00031782 | 0 | 0 |  | 1 | TRUE | wye
108 | LV_3037-2_0_6_load_199 | 149 | 0.00094217 | 0.00023613 | 0 | 0 |  | 1 | TRUE | wye
109 | LV_3037-2_0_6_load_200 | 150 | 0.0016046 | 0.00040216 | 0 | 0 |  | 1 | TRUE | wye
110 | LV_3037-2_0_6_load_228 | 151 | 0.0035255 | 0.00088357 | 0 | 0 |  | 1 | TRUE | wye
111 | LV_3037-2_0_6_load_202 | 152 | 0.0010846 | 0.00027181 | 0 | 0 |  | 1 | TRUE | wye
112 | LV_3037-2_0_6_load_210 | 153 | 0.0013939 | 0.00034934 | 0 | 0 |  | 1 | TRUE | wye
113 | LV_3037-2_0_6_load_211 | 154 | 0.0012064 | 0.00030236 | 0 | 0 |  | 1 | TRUE | wye
114 | LV_3037-2_0_6_load_212 | 155 | 0.0055546 | 0.0013921 | 0 | 0 |  | 1 | TRUE | wye
115 | LV_3037-2_0_6_load_213 | 156 | 0.0021327 | 0.0005345 | 0 | 0 |  | 1 | TRUE | wye
116 | LV_3037-2_0_6_load_229 | 157 | 0.0021929 | 0.00054959 | 0 | 0 |  | 1 | TRUE | wye
117 | LV_3037-2_0_6_load_236 | 159 | 0.003101 | 0.00077717 | 0 | 0 |  | 1 | TRUE | wye
118 | LV_3037-2_0_6_load_264 | 160 | 0.0043635 | 0.0010936 | 0 | 0 |  | 1 | TRUE | wye
119 | LV_3037-2_0_6_load_265 | 161 | 0.0046843 | 0.001174 | 0 | 0 |  | 1 | TRUE | wye
120 | LV_3037-2_0_6_load_266 | 162 | 0.0037395 | 0.0009372 | 0 | 0 |  | 1 | TRUE | wye

## ext_grid
| name | bus | vm_pu | va_degree | slack_weight | in_service
0 |  | 33 | 1 | 0 | 1 | TRUE

## line
| name | std_type | from_bus | to_bus | length_km | r_ohm_per_km | x_ohm_per_km | c_nf_per_km | g_us_per_km | max_i_ka | df | parallel | type | in_service
0 | LV_3037-2_0_6_line_0 |  | 0 | 1 | 0.021785 | 0.125 | 0.08 | 261 | 0 | 0.364 | 1 | 1 | cs | TRUE
1 | LV_3037-2_0_6_line_1 |  | 0 | 2 | 0.013013 | 0.125 | 0.08 | 261 | 0 | 0.364 | 1 | 1 | cs | TRUE
2 | LV_3037-2_0_6_line_2 |  | 2 | 3 | 0.039642 | 0.125 | 0.08 | 261 | 0 | 0.364 | 1 | 1 | cs | TRUE
3 | LV_3037-2_0_6_line_3 |  | 2 | 4 | 0.059851 | 0.125 | 0.08 | 261 | 0 | 0.364 | 1 | 1 | cs | TRUE
4 | LV_3037-2_0_6_line_4 |  | 4 | 5 | 0.073852 | 0.125 | 0.08 | 261 | 0 | 0.364 | 1 | 1 | cs | TRUE
5 | LV_3037-2_0_6_line_5 |  | 5 | 6 | 0.010553 | 0.125 | 0.08 | 261 | 0 | 0.364 | 1 | 1 | cs | TRUE
6 | LV_3037-2_0_6_line_6 |  | 6 | 96 | 0.008024 | 0.125 | 0.08 | 261 | 0 | 0.364 | 1 | 1 | cs | TRUE
7 | LV_3037-2_0_6_line_7 |  | 7 | 8 | 0.025377 | 0.125 | 0.08 | 261 | 0 | 0.364 | 1 | 1 | cs | TRUE
8 | LV_3037-2_0_6_line_8 |  | 8 | 9 | 0.050954 | 0.125 | 0.08 | 261 | 0 | 0.364 | 1 | 1 | cs | TRUE
9 | LV_3037-2_0_6_line_9 |  | 9 | 10 | 0.002232 | 0.125 | 0.08 | 261 | 0 | 0.364 | 1 | 1 | cs | TRUE
10 | LV_3037-2_0_6_line_10 |  | 9 | 11 | 0.10065 | 0.125 | 0.08 | 261 | 0 | 0.364 | 1 | 1 | cs | TRUE
11 | LV_3037-2_0_6_line_11 |  | 11 | 12 | 0.022004 | 0.125 | 0.08 | 261 | 0 | 0.364 | 1 | 1 | cs | TRUE
12 | LV_3037-2_0_6_line_12 |  | 12 | 24 | 0.023157 | 0.125 | 0.08 | 261 | 0 | 0.364 | 1 | 1 | cs | TRUE
13 | LV_3037-2_0_6_line_13 |  | 13 | 14 | 0.0089641 | 0.125 | 0.08 | 261 | 0 | 0.364 | 1 | 1 | cs | TRUE
14 | LV_3037-2_0_6_line_14 |  | 13 | 15 | 0.087687 | 0.125 | 0.08 | 261 | 0 | 0.364 | 1 | 1 | cs | TRUE
15 | LV_3037-2_0_6_line_15 |  | 14 | 16 | 0.013226 | 0.125 | 0.08 | 261 | 0 | 0.364 | 1 | 1 | cs | TRUE
16 | LV_3037-2_0_6_line_16 |  | 15 | 17 | 0.080963 | 0.125 | 0.08 | 261 | 0 | 0.364 | 1 | 1 | cs | TRUE
17 | LV_3037-2_0_6_line_17 |  | 16 | 18 | 0.013482 | 0.125 | 0.08 | 261 | 0 | 0.364 | 1 | 1 | cs | TRUE
18 | LV_3037-2_0_6_line_18 |  | 17 | 19 | 0.010403 | 0.125 | 0.08 | 261 | 0 | 0.364 | 1 | 1 | cs | TRUE
19 | LV_3037-2_0_6_line_19 |  | 19 | 20 | 0.0053734 | 0.125 | 0.08 | 261 | 0 | 0.364 | 1 | 1 | cs | TRUE
20 | LV_3037-2_0_6_line_20 |  | 20 | 54 | 0.01108 | 0.125 | 0.08 | 261 | 0 | 0.364 | 1 | 1 | cs | TRUE
21 | LV_3037-2_0_6_line_21 |  | 20 | 51 | 0.0254 | 0.125 | 0.08 | 261 | 0 | 0.364 | 1 | 1 | cs | TRUE
22 | LV_3037-2_0_6_line_22 |  | 21 | 22 | 0.023481 | 0.125 | 0.08 | 261 | 0 | 0.364 | 1 | 1 | cs | TRUE
23 | LV_3037-2_0_6_line_23 |  | 21 | 23 | 0.018693 | 0.125 | 0.08 | 261 | 0 | 0.364 | 1 | 1 | cs | TRUE
24 | LV_3037-2_0_6_line_24 |  | 22 | 24 | 0.033044 | 0.125 | 0.08 | 261 | 0 | 0.364 | 1 | 3 | cs | TRUE
25 | LV_3037-2_0_6_line_25 |  | 22 | 25 | 0.020013 | 0.125 | 0.08 | 261 | 0 | 0.364 | 1 | 3 | cs | TRUE
26 | LV_3037-2_0_6_line_26 |  | 23 | 26 | 0.042018 | 0.125 | 0.08 | 261 | 0 | 0.364 | 1 | 1 | cs | TRUE
27 | LV_3037-2_0_6_line_27 |  | 24 | 27 | 0.058898 | 0.125 | 0.08 | 261 | 0 | 0.364 | 1 | 3 | cs | TRUE
28 | LV_3037-2_0_6_line_28 |  | 25 | 28 | 0.083764 | 0.125 | 0.08 | 261 | 0 | 0.364 | 1 | 1 | cs | TRUE
29 | LV_3037-2_0_6_line_29 |  | 25 | 29 | 0.06695 | 0.125 | 0.08 | 261 | 0 | 0.364 | 1 | 3 | cs | TRUE
30 | LV_3037-2_0_6_line_30 |  | 26 | 32 | 0.00078886 | 0.125 | 0.08 | 261 | 0 | 0.364 | 1 | 1 | cs | TRUE
31 | LV_3037-2_0_6_line_31 |  | 27 | 33 | 0.088863 | 0.125 | 0.08 | 261 | 0 | 0.364 | 1 | 3 | cs | TRUE
32 | LV_3037-2_0_6_line_32 |  | 29 | 34 | 0.077643 | 0.125 | 0.08 | 261 | 0 | 0.364 | 1 | 3 | cs | TRUE
33 | LV_3037-2_0_6_line_33 |  | 30 | 31 | 0.010716 | 0.125 | 0.08 | 261 | 0 | 0.364 | 1 | 1 | cs | TRUE
34 | LV_3037-2_0_6_line_34 |  | 31 | 35 | 0.051547 | 0.125 | 0.08 | 261 | 0 | 0.364 | 1 | 1 | cs | TRUE
35 | LV_3037-2_0_6_line_35 |  | 31 | 36 | 0.015088 | 0.125 | 0.08 | 261 | 0 | 0.364 | 1 | 1 | cs | TRUE
36 | LV_3037-2_0_6_line_36 |  | 32 | 37 | 0.013015 | 0.125 | 0.08 | 261 | 0 | 0.364 | 1 | 1 | cs | TRUE
37 | LV_3037-2_0_6_line_37 |  | 33 | 67 | 0.030892 | 0.125 | 0.08 | 261 | 0 | 0.364 | 1 | 3 | cs | TRUE
38 | LV_3037-2_0_6_line_38 |  | 34 | 84 | 0.083536 | 0.125 | 0.08 | 261 | 0 | 0.364 | 1 | 3 | cs | TRUE
39 | LV_3037-2_0_6_line_39 |  | 35 | 108 | 0.017962 | 0.125 | 0.08 | 261 | 0 | 0.364 | 1 | 1 | cs | TRUE
40 | LV_3037-2_0_6_line_40 |  | 35 | 37 | 0.036663 | 0.125 | 0.08 | 261 | 0 | 0.364 | 1 | 1 | cs | TRUE
41 | LV_3037-2_0_6_line_41 |  | 36 | 105 | 0.015409 | 0.125 | 0.08 | 261 | 0 | 0.364 | 1 | 1 | cs | TRUE
42 | LV_3037-2_0_6_line_42 |  | 37 | 110 | 0.024831 | 0.125 | 0.08 | 261 | 0 | 0.364 | 1 | 1 | cs | TRUE
43 | LV_3037-2_0_6_line_43 |  | 38 | 39 | 0.013487 | 0.125 | 0.08 | 261 | 0 | 0.364 | 1 | 1 | cs | TRUE
44 | LV_3037-2_0_6_line_44 |  | 38 | 40 | 0.023171 | 0.125 | 0.08 | 261 | 0 | 0.364 | 1 | 1 | cs | TRUE
45 | LV_3037-2_0_6_line_45 |  | 39 | 41 | 0.023277 | 0.125 | 0.08 | 261 | 0 | 0.364 | 1 | 1 | cs | TRUE
46 | LV_3037-2_0_6_line_46 |  | 40 | 42 | 0.021928 | 0.125 | 0.08 | 261 | 0 | 0.364 | 1 | 1 | cs | TRUE
47 | LV_3037-2_0_6_line_47 |  | 41 | 43 | 0.077918 | 0.125 | 0.08 | 261 | 0 | 0.364 | 1 | 1 | cs | TRUE
48 | LV_3037-2_0_6_line_48 |  | 42 | 44 | 0.049954 | 0.125 | 0.08 | 261 | 0 | 0.364 | 1 | 1 | cs | TRUE
49 | LV_3037-2_0_6_line_49 |  | 42 | 45 | 0.062951 | 0.125 | 0.08 | 261 | 0 | 0.364 | 1 | 1 | cs | TRUE
50 | LV_3037-2_0_6_line_50 |  | 43 | 46 | 0.053656 | 0.125 | 0.08 | 261 | 0 | 0.364 | 1 | 1 | cs | TRUE
51 | LV_3037-2_0_6_line_51 |  | 44 | 47 | 0.004184 | 0.125 | 0.08 | 261 | 0 | 0.364 | 1 | 1 | cs | TRUE
52 | LV_3037-2_0_6_line_52 |  | 44 | 48 | 0.0080726 | 0.125 | 0.08 | 261 | 0 | 0.364 | 1 | 1 | cs | TRUE
53 | LV_3037-2_0_6_line_53 |  | 45 | 49 | 0.050062 | 0.125 | 0.08 | 261 | 0 | 0.364 | 1 | 1 | cs | TRUE
54 | LV_3037-2_0_6_line_54 |  | 47 | 59 | 0.022878 | 0.125 | 0.08 | 261 | 0 | 0.364 | 1 | 1 | cs | TRUE
55 | LV_3037-2_0_6_line_55 |  | 48 | 80 | 0.0304 | 0.125 | 0.08 | 261 | 0 | 0.364 | 1 | 1 | cs | TRUE
56 | LV_3037-2_0_6_line_56 |  | 49 | 64 | 0.01536 | 0.125 | 0.08 | 261 | 0 | 0.364 | 1 | 1 | cs | TRUE
57 | LV_3037-2_0_6_line_57 |  | 50 | 51 | 0.033466 | 0.125 | 0.08 | 261 | 0 | 0.364 | 1 | 2 | cs | TRUE
58 | LV_3037-2_0_6_line_58 |  | 50 | 52 | 0.075388 | 0.125 | 0.08 | 261 | 0 | 0.364 | 1 | 3 | cs | TRUE
59 | LV_3037-2_0_6_line_59 |  | 52 | 53 | 0.029261 | 0.125 | 0.08 | 261 | 0 | 0.364 | 1 | 3 | cs | TRUE
60 | LV_3037-2_0_6_line_60 |  | 53 | 55 | 0.023215 | 0.125 | 0.08 | 261 | 0 | 0.364 | 1 | 3 | cs | TRUE
61 | LV_3037-2_0_6_line_61 |  | 53 | 56 | 0.048551 | 0.125 | 0.08 | 261 | 0 | 0.364 | 1 | 1 | cs | TRUE
62 | LV_3037-2_0_6_line_62 |  | 54 | 59 | 0.019062 | 0.125 | 0.08 | 261 | 0 | 0.364 | 1 | 1 | cs | TRUE
63 | LV_3037-2_0_6_line_63 |  | 54 | 60 | 0.033664 | 0.125 | 0.08 | 261 | 0 | 0.364 | 1 | 1 | cs | TRUE
64 | LV_3037-2_0_6_line_64 |  | 55 | 58 | 0.00815 | 0.125 | 0.08 | 261 | 0 | 0.364 | 1 | 3 | cs | TRUE
65 | LV_3037-2_0_6_line_65 |  | 55 | 61 | 0.072809 | 0.125 | 0.08 | 261 | 0 | 0.364 | 1 | 1 | cs | TRUE
66 | LV_3037-2_0_6_line_66 |  | 56 | 62 | 0.076608 | 0.125 | 0.08 | 261 | 0 | 0.364 | 1 | 1 | cs | TRUE
67 | LV_3037-2_0_6_line_67 |  | 57 | 58 | 0.017869 | 0.125 | 0.08 | 261 | 0 | 0.364 | 1 | 1 | cs | TRUE
68 | LV_3037-2_0_6_line_68 |  | 58 | 63 | 0.026087 | 0.125 | 0.08 | 261 | 0 | 0.364 | 1 | 3 | cs | TRUE
69 | LV_3037-2_0_6_line_69 |  | 61 | 66 | 0.039109 | 0.125 | 0.08 | 261 | 0 | 0.364 | 1 | 1 | cs | TRUE
70 | LV_3037-2_0_6_line_70 |  | 62 | 65 | 0.10815 | 0.125 | 0.08 | 261 | 0 | 0.364 | 1 | 1 | cs | TRUE
71 | LV_3037-2_0_6_line_71 |  | 63 | 76 | 0.023966 | 0.125 | 0.08 | 261 | 0 | 0.364 | 1 | 3 | cs | TRUE
72 | LV_3037-2_0_6_line_72 |  | 63 | 78 | 0.008227 | 0.125 | 0.08 | 261 | 0 | 0.364 | 1 | 1 | cs | TRUE
73 | LV_3037-2_0_6_line_73 |  | 67 | 68 | 0.0063906 | 0.125 | 0.08 | 261 | 0 | 0.364 | 1 | 3 | cs | TRUE
74 | LV_3037-2_0_6_line_74 |  | 68 | 69 | 0.025144 | 0.125 | 0.08 | 261 | 0 | 0.364 | 1 | 3 | cs | TRUE
75 | LV_3037-2_0_6_line_75 |  | 69 | 70 | 0.03636 | 0.125 | 0.08 | 261 | 0 | 0.364 | 1 | 3 | cs | TRUE
76 | LV_3037-2_0_6_line_76 |  | 70 | 71 | 0.005828 | 0.125 | 0.08 | 261 | 0 | 0.364 | 1 | 3 | cs | TRUE
77 | LV_3037-2_0_6_line_77 |  | 71 | 72 | 0.031949 | 0.125 | 0.08 | 261 | 0 | 0.364 | 1 | 3 | cs | TRUE
78 | LV_3037-2_0_6_line_78 |  | 72 | 73 | 0.003075 | 0.125 | 0.08 | 261 | 0 | 0.364 | 1 | 3 | cs | TRUE
79 | LV_3037-2_0_6_line_79 |  | 72 | 74 | 0.022698 | 0.125 | 0.08 | 261 | 0 | 0.364 | 1 | 1 | cs | TRUE
80 | LV_3037-2_0_6_line_80 |  | 73 | 75 | 0.011257 | 0.125 | 0.08 | 261 | 0 | 0.364 | 1 | 1 | cs | TRUE
81 | LV_3037-2_0_6_line_81 |  | 73 | 76 | 0.076351 | 0.125 | 0.08 | 261 | 0 | 0.364 | 1 | 3 | cs | TRUE
82 | LV_3037-2_0_6_line_82 |  | 74 | 77 | 0.033686 | 0.125 | 0.08 | 261 | 0 | 0.364 | 1 | 1 | cs | TRUE
83 | LV_3037-2_0_6_line_83 |  | 75 | 87 | 0.019099 | 0.125 | 0.08 | 261 | 0 | 0.364 | 1 | 1 | cs | TRUE
84 | LV_3037-2_0_6_line_84 |  | 77 | 114 | 0.024363 | 0.125 | 0.08 | 261 | 0 | 0.364 | 1 | 1 | cs | TRUE
85 | LV_3037-2_0_6_line_85 |  | 78 | 79 | 0.018084 | 0.125 | 0.08 | 261 | 0 | 0.364 | 1 | 1 | cs | TRUE
86 | LV_3037-2_0_6_line_86 |  | 80 | 97 | 0.018568 | 0.125 | 0.08 | 261 | 0 | 0.364 | 1 | 1 | cs | TRUE
87 | LV_3037-2_0_6_line_87 |  | 81 | 82 | 0.03906 | 0.125 | 0.08 | 261 | 0 | 0.364 | 1 | 1 | cs | TRUE
88 | LV_3037-2_0_6_line_88 |  | 81 | 83 | 0.029003 | 0.125 | 0.08 | 261 | 0 | 0.364 | 1 | 1 | cs | TRUE
89 | LV_3037-2_0_6_line_89 |  | 82 | 85 | 0.040905 | 0.125 | 0.08 | 261 | 0 | 0.364 | 1 | 3 | cs | TRUE
90 | LV_3037-2_0_6_line_90 |  | 82 | 84 | 0.045647 | 0.125 | 0.08 | 261 | 0 | 0.364 | 1 | 3 | cs | TRUE
91 | LV_3037-2_0_6_line_91 |  | 85 | 86 | 0.024682 | 0.125 | 0.08 | 261 | 0 | 0.364 | 1 | 3 | cs | TRUE
92 | LV_3037-2_0_6_line_92 |  | 86 | 142 | 0.024853 | 0.125 | 0.08 | 261 | 0 | 0.364 | 1 | 3 | cs | TRUE
93 | LV_3037-2_0_6_line_93 |  | 87 | 88 | 0.013788 | 0.125 | 0.08 | 261 | 0 | 0.364 | 1 | 1 | cs | TRUE
94 | LV_3037-2_0_6_line_94 |  | 88 | 102 | 0.017817 | 0.125 | 0.08 | 261 | 0 | 0.364 | 1 | 1 | cs | TRUE
95 | LV_3037-2_0_6_line_95 |  | 89 | 90 | 0.003675 | 0.125 | 0.08 | 261 | 0 | 0.364 | 1 | 1 | cs | TRUE
96 | LV_3037-2_0_6_line_96 |  | 90 | 91 | 0.066004 | 0.125 | 0.08 | 261 | 0 | 0.364 | 1 | 1 | cs | TRUE
97 | LV_3037-2_0_6_line_97 |  | 91 | 92 | 0.064238 | 0.125 | 0.08 | 261 | 0 | 0.364 | 1 | 1 | cs | TRUE
98 | LV_3037-2_0_6_line_98 |  | 92 | 93 | 0.014012 | 0.125 | 0.08 | 261 | 0 | 0.364 | 1 | 1 | cs | TRUE
99 | LV_3037-2_0_6_line_99 |  | 93 | 101 | 0.021115 | 0.125 | 0.08 | 261 | 0 | 0.364 | 1 | 1 | cs | TRUE
100 | LV_3037-2_0_6_line_100 |  | 94 | 95 | 0.014566 | 0.125 | 0.08 | 261 | 0 | 0.364 | 1 | 1 | cs | TRUE
101 | LV_3037-2_0_6_line_101 |  | 94 | 96 | 0.012721 | 0.125 | 0.08 | 261 | 0 | 0.364 | 1 | 1 | cs | TRUE
102 | LV_3037-2_0_6_line_102 |  | 95 | 97 | 0.0097346 | 0.125 | 0.08 | 261 | 0 | 0.364 | 1 | 1 | cs | TRUE
103 | LV_3037-2_0_6_line_103 |  | 96 | 98 | 0.03485 | 0.125 | 0.08 | 261 | 0 | 0.364 | 1 | 1 | cs | TRUE
104 | LV_3037-2_0_6_line_104 |  | 98 | 99 | 0.014286 | 0.125 | 0.08 | 261 | 0 | 0.364 | 1 | 1 | cs | TRUE
105 | LV_3037-2_0_6_line_105 |  | 99 | 100 | 0.010518 | 0.125 | 0.08 | 261 | 0 | 0.364 | 1 | 1 | cs | TRUE
106 | LV_3037-2_0_6_line_106 |  | 100 | 103 | 0.0055959 | 0.125 | 0.08 | 261 | 0 | 0.364 | 1 | 1 | cs | TRUE
107 | LV_3037-2_0_6_line_107 |  | 101 | 102 | 0.015617 | 0.125 | 0.08 | 261 | 0 | 0.364 | 1 | 1 | cs | TRUE
108 | LV_3037-2_0_6_line_108 |  | 103 | 104 | 0.025112 | 0.125 | 0.08 | 261 | 0 | 0.364 | 1 | 1 | cs | TRUE
109 | LV_3037-2_0_6_line_109 |  | 105 | 106 | 0.023608 | 0.125 | 0.08 | 261 | 0 | 0.364 | 1 | 1 | cs | TRUE
110 | LV_3037-2_0_6_line_110 |  | 106 | 107 | 0.03375 | 0.125 | 0.08 | 261 | 0 | 0.364 | 1 | 1 | cs | TRUE
111 | LV_3037-2_0_6_line_111 |  | 107 | 109 | 0.013708 | 0.125 | 0.08 | 261 | 0 | 0.364 | 1 | 1 | cs | TRUE
112 | LV_3037-2_0_6_line_112 |  | 109 | 115 | 0.017081 | 0.125 | 0.08 | 261 | 0 | 0.364 | 1 | 1 | cs | TRUE
113 | LV_3037-2_0_6_line_113 |  | 111 | 112 | 0.027427 | 0.125 | 0.08 | 261 | 0 | 0.364 | 1 | 1 | cs | TRUE
114 | LV_3037-2_0_6_line_114 |  | 111 | 113 | 0.0052592 | 0.125 | 0.08 | 261 | 0 | 0.364 | 1 | 1 | cs | TRUE
115 | LV_3037-2_0_6_line_115 |  | 112 | 114 | 0.0079634 | 0.125 | 0.08 | 261 | 0 | 0.364 | 1 | 1 | cs | TRUE
116 | LV_3037-2_0_6_line_116 |  | 116 | 117 | 0.021526 | 0.125 | 0.08 | 261 | 0 | 0.364 | 1 | 1 | cs | TRUE
117 | LV_3037-2_0_6_line_117 |  | 116 | 118 | 0.043371 | 0.125 | 0.08 | 261 | 0 | 0.364 | 1 | 1 | cs | TRUE
118 | LV_3037-2_0_6_line_118 |  | 117 | 119 | 0.005694 | 0.125 | 0.08 | 261 | 0 | 0.364 | 1 | 1 | cs | TRUE
119 | LV_3037-2_0_6_line_119 |  | 118 | 120 | 0.051884 | 0.125 | 0.08 | 261 | 0 | 0.364 | 1 | 1 | cs | TRUE
120 | LV_3037-2_0_6_line_120 |  | 118 | 121 | 0.023789 | 0.125 | 0.08 | 261 | 0 | 0.364 | 1 | 1 | cs | TRUE
121 | LV_3037-2_0_6_line_121 |  | 119 | 122 | 0.008448 | 0.125 | 0.08 | 261 | 0 | 0.364 | 1 | 3 | cs | TRUE
122 | LV_3037-2_0_6_line_122 |  | 119 | 123 | 0.015834 | 0.125 | 0.08 | 261 | 0 | 0.364 | 1 | 3 | cs | TRUE
123 | LV_3037-2_0_6_line_123 |  | 120 | 124 | 0.032372 | 0.125 | 0.08 | 261 | 0 | 0.364 | 1 | 1 | cs | TRUE
124 | LV_3037-2_0_6_line_124 |  | 121 | 125 | 0.0035572 | 0.125 | 0.08 | 261 | 0 | 0.364 | 1 | 1 | cs | TRUE
125 | LV_3037-2_0_6_line_125 |  | 122 | 126 | 0.049914 | 0.125 | 0.08 | 261 | 0 | 0.364 | 1 | 1 | cs | TRUE
126 | LV_3037-2_0_6_line_126 |  | 122 | 127 | 0.004435 | 0.125 | 0.08 | 261 | 0 | 0.364 | 1 | 3 | cs | TRUE
127 | LV_3037-2_0_6_line_127 |  | 123 | 128 | 0.028757 | 0.125 | 0.08 | 261 | 0 | 0.364 | 1 | 3 | cs | TRUE
128 | LV_3037-2_0_6_line_128 |  | 127 | 159 | 0.034444 | 0.125 | 0.08 | 261 | 0 | 0.364 | 1 | 1 | cs | TRUE
129 | LV_3037-2_0_6_line_129 |  | 127 | 141 | 0.018653 | 0.125 | 0.08 | 261 | 0 | 0.364 | 1 | 3 | cs | TRUE
130 | LV_3037-2_0_6_line_130 |  | 128 | 144 | 0.013602 | 0.125 | 0.08 | 261 | 0 | 0.364 | 1 | 3 | cs | TRUE
131 | LV_3037-2_0_6_line_131 |  | 129 | 130 | 0.029025 | 0.125 | 0.08 | 261 | 0 | 0.364 | 1 | 3 | cs | TRUE
132 | LV_3037-2_0_6_line_132 |  | 129 | 131 | 0.038768 | 0.125 | 0.08 | 261 | 0 | 0.364 | 1 | 3 | cs | TRUE
133 | LV_3037-2_0_6_line_133 |  | 130 | 132 | 0.012677 | 0.125 | 0.08 | 261 | 0 | 0.364 | 1 | 3 | cs | TRUE
134 | LV_3037-2_0_6_line_134 |  | 131 | 133 | 0.015919 | 0.125 | 0.08 | 261 | 0 | 0.364 | 1 | 3 | cs | TRUE
135 | LV_3037-2_0_6_line_135 |  | 131 | 134 | 0.004185 | 0.125 | 0.08 | 261 | 0 | 0.364 | 1 | 3 | cs | TRUE
136 | LV_3037-2_0_6_line_136 |  | 132 | 135 | 0.11847 | 0.125 | 0.08 | 261 | 0 | 0.364 | 1 | 3 | cs | TRUE
137 | LV_3037-2_0_6_line_137 |  | 133 | 136 | 0.03163 | 0.125 | 0.08 | 261 | 0 | 0.364 | 1 | 3 | cs | TRUE
138 | LV_3037-2_0_6_line_138 |  | 134 | 137 | 0.012437 | 0.125 | 0.08 | 261 | 0 | 0.364 | 1 | 1 | cs | TRUE
139 | LV_3037-2_0_6_line_139 |  | 134 | 138 | 0.025957 | 0.125 | 0.08 | 261 | 0 | 0.364 | 1 | 3 | cs | TRUE
140 | LV_3037-2_0_6_line_140 |  | 135 | 145 | 0.02057 | 0.125 | 0.08 | 261 | 0 | 0.364 | 1 | 3 | cs | TRUE
141 | LV_3037-2_0_6_line_141 |  | 136 | 139 | 0.018647 | 0.125 | 0.08 | 261 | 0 | 0.364 | 1 | 3 | cs | TRUE
142 | LV_3037-2_0_6_line_142 |  | 137 | 140 | 0.039452 | 0.125 | 0.08 | 261 | 0 | 0.364 | 1 | 1 | cs | TRUE
143 | LV_3037-2_0_6_line_143 |  | 138 | 141 | 0.011418 | 0.125 | 0.08 | 261 | 0 | 0.364 | 1 | 3 | cs | TRUE
144 | LV_3037-2_0_6_line_144 |  | 139 | 158 | 0.023252 | 0.125 | 0.08 | 261 | 0 | 0.364 | 1 | 3 | cs | TRUE
145 | LV_3037-2_0_6_line_145 |  | 140 | 160 | 0.0064984 | 0.125 | 0.08 | 261 | 0 | 0.364 | 1 | 1 | cs | TRUE
146 | LV_3037-2_0_6_line_146 |  | 140 | 161 | 0.019225 | 0.125 | 0.08 | 261 | 0 | 0.364 | 1 | 1 | cs | TRUE
147 | LV_3037-2_0_6_line_147 |  | 142 | 143 | 0.020533 | 0.125 | 0.08 | 261 | 0 | 0.364 | 1 | 3 | cs | TRUE
148 | LV_3037-2_0_6_line_148 |  | 143 | 144 | 0.027666 | 0.125 | 0.08 | 261 | 0 | 0.364 | 1 | 3 | cs | TRUE
149 | LV_3037-2_0_6_line_149 |  | 145 | 146 | 0.035676 | 0.125 | 0.08 | 261 | 0 | 0.364 | 1 | 3 | cs | TRUE
150 | LV_3037-2_0_6_line_150 |  | 146 | 147 | 0.041146 | 0.125 | 0.08 | 261 | 0 | 0.364 | 1 | 3 | cs | TRUE
151 | LV_3037-2_0_6_line_151 |  | 147 | 148 | 0.012906 | 0.125 | 0.08 | 261 | 0 | 0.364 | 1 | 3 | cs | TRUE
152 | LV_3037-2_0_6_line_152 |  | 148 | 149 | 0.030815 | 0.125 | 0.08 | 261 | 0 | 0.364 | 1 | 3 | cs | TRUE
153 | LV_3037-2_0_6_line_153 |  | 149 | 150 | 0.015368 | 0.125 | 0.08 | 261 | 0 | 0.364 | 1 | 1 | cs | TRUE
154 | LV_3037-2_0_6_line_154 |  | 149 | 151 | 0.1193 | 0.125 | 0.08 | 261 | 0 | 0.364 | 1 | 2 | cs | TRUE
155 | LV_3037-2_0_6_line_155 |  | 150 | 152 | 0.01161 | 0.125 | 0.08 | 261 | 0 | 0.364 | 1 | 1 | cs | TRUE
156 | LV_3037-2_0_6_line_156 |  | 153 | 154 | 0.023761 | 0.125 | 0.08 | 261 | 0 | 0.364 | 1 | 1 | cs | TRUE
157 | LV_3037-2_0_6_line_157 |  | 153 | 155 | 0.022393 | 0.125 | 0.08 | 261 | 0 | 0.364 | 1 | 1 | cs | TRUE
158 | LV_3037-2_0_6_line_158 |  | 154 | 156 | 0.0001878 | 0.125 | 0.08 | 261 | 0 | 0.364 | 1 | 1 | cs | TRUE
159 | LV_3037-2_0_6_line_159 |  | 156 | 157 | 0.063154 | 0.125 | 0.08 | 261 | 0 | 0.364 | 1 | 1 | cs | TRUE
160 | LV_3037-2_0_6_line_160 |  | 157 | 158 | 0.048718 | 0.125 | 0.08 | 261 | 0 | 0.364 | 1 | 3 | cs | TRUE
161 | LV_3037-2_0_6_line_161 |  | 160 | 162 | 0.024374 | 0.125 | 0.08 | 261 | 0 | 0.364 | 1 | 1 | cs | TRUE

## trafo
| name | std_type | hv_bus | lv_bus | sn_mva | vn_hv_kv | vn_lv_kv | vk_percent | vkr_percent | pfe_kw | i0_percent | shift_degree | tap_side | tap_neutral | tap_min | tap_max | tap_step_percent | tap_step_degree | tap_pos | tap_phase_shifter | parallel | df | in_service
0 | LV_3037-2_0_6_trafo_62 | 0.63 MVA 20/0.4 kV | 163 | 33 | 0.63 | 20 | 0.4 | 6 | 1.206 | 1.65 | 0.2619 | 150 | hv | 0 | -2 | 2 | 2.5 | 0 | 0 | FALSE | 1 | 1 | TRUE

## line_geodata
| x0 | y0 | x1 | y1 | x2 | y2 | x3 | y3 | x4 | y4 | x5 | y5 | x6 | y6 | x7 | y7 | x8 | y8 | x9 | y9 | x10 | y10 | x11 | y11
0 | 2764091.7661 | 1256592.8275 | 2764083.7525 | 1256574.0413 | 2764083.0925 | 1256572.8506
1 | 2764102.6933 | 1256599.8932 | 2764091.7661 | 1256592.8275
2 | 2764102.6933 | 1256599.8932 | 2764119.9481 | 1256610.3491 | 2764135.2085 | 1256622.4339
3 | 2764102.6933 | 1256599.8932 | 2764105.8469 | 1256585.232 | 2764109.8322 | 1256571.8729 | 2764116.8202 | 1256557.4515 | 2764124.3202 | 1256548.7837 | 2764126.9224 | 1256546.5555
4 | 2764126.9224 | 1256546.5555 | 2764134.1218 | 1256540.391 | 2764138.0259 | 1256535.1271 | 2764137.507 | 1256526.9041 | 2764118.8495 | 1256499.2692 | 2764112.3852 | 1256484.3744
5 | 2764112.3852 | 1256484.3744 | 2764111.9552 | 1256483.3837 | 2764111.1704 | 1256477.9452 | 2764112.5759 | 1256474.2234
6 | 2764117.926 | 1256468.3668 | 2764112.9703 | 1256473.179 | 2764112.5759 | 1256474.2234
7 | 2764048.5392 | 1256662.5581 | 2764024.2956 | 1256655.0569
8 | 2764048.5392 | 1256662.5581 | 2764039.9597 | 1256667.4366 | 2764013.6578 | 1256674.3708 | 2764014.4178 | 1256688.3287
9 | 2764014.5447 | 1256690.5567 | 2764014.4178 | 1256688.3287
10 | 2764014.4178 | 1256688.3287 | 2764029.6077 | 1256688.6164 | 2764043.1044 | 1256694.7189 | 2764049.5178 | 1256702.0932 | 2764053.3253 | 1256714.4561 | 2764059.1888 | 1256723.4279 | 2764092.6267 | 1256739.769
11 | 2764112.3966 | 1256749.4305 | 2764092.6267 | 1256739.769
12 | 2764131.421 | 1256759.8234 | 2764129.5145 | 1256755.377 | 2764125.499 | 1256754.0532 | 2764120.9609 | 1256753.6158 | 2764112.3966 | 1256749.4305
13 | 2764298.5183 | 1256730.0154 | 2764298.5183 | 1256730.0154 | 2764299.6466 | 1256738.5668 | 2764299.6123 | 1256738.9036
14 | 2764298.5183 | 1256730.0154 | 2764295.7383 | 1256722.5193 | 2764289.8584 | 1256713.8804 | 2764275.531 | 1256699.6569 | 2764263.0229 | 1256687.3081 | 2764254.964 | 1256676.6957 | 2764251.0335 | 1256670.6803 | 2764246.5706 | 1256661.825 | 2764246.2015 | 1256660.8429
15 | 2764299.6123 | 1256738.9036 | 2764298.7443 | 1256747.4177 | 2764297.4471 | 1256751.9021
16 | 2764223.7663 | 1256583.0969 | 2764230.595 | 1256608.5707 | 2764241.9539 | 1256649.5397 | 2764246.2015 | 1256660.8429
17 | 2764290.3705 | 1256763.1613 | 2764295.276 | 1256757.3652 | 2764297.008 | 1256753.4202 | 2764297.4471 | 1256751.9021
18 | 2764221.0728 | 1256573.0488 | 2764223.7663 | 1256583.0969
19 | 2764219.6815 | 1256567.8587 | 2764221.0728 | 1256573.0488
20 | 2764216.3832 | 1256557.2784 | 2764219.6815 | 1256567.8587
21 | 2764219.6815 | 1256567.8587 | 2764229.8606 | 1256567.0735 | 2764244.4974 | 1256571.1378
22 | 2764116.8323 | 1256785.468 | 2764118.1729 | 1256788.5529 | 2764122.5247 | 1256796.2482 | 2764130.9467 | 1256803.7466
23 | 2764145.5202 | 1256815.4502 | 2764132.0022 | 1256804.6864 | 2764130.9467 | 1256803.7466
24 | 2764131.421 | 1256759.8234 | 2764124.9045 | 1256762.9683 | 2764119.6992 | 1256766.9948 | 2764116.5657 | 1256773.5927 | 2764116.1557 | 1256779.1204 | 2764116.1654 | 1256782.0349 | 2764116.8323 | 1256785.468
25 | 2764116.8323 | 1256785.468 | 2764109.0084 | 1256784.0608 | 2764097.7122 | 1256779.8258
26 | 2764145.5202 | 1256815.4502 | 2764155.3313 | 1256834.976 | 2764159.0053 | 1256848.6032 | 2764157.6402 | 1256854.0154 | 2764157.5196 | 1256854.4702
27 | 2764131.421 | 1256759.8234 | 2764135.3802 | 1256758.554 | 2764138.48 | 1256766.2258 | 2764142.8801 | 1256771.3642 | 2764146.0693 | 1256773.9109 | 2764148.9624 | 1256774.8921 | 2764152.4139 | 1256775.5996 | 2764156.545 | 1256775.2026 | 2764163.5028 | 1256773.5605 | 2764170.5515 | 1256772.9887 | 2764177.7767 | 1256773.4005 | 2764181.1644 | 1256773.9617
28 | 2764018.2877 | 1256754.2203 | 2764045.0275 | 1256759.5177 | 2764065.401 | 1256766.3449 | 2764090.009 | 1256776.9379 | 2764097.7122 | 1256779.8258
29 | 2764097.7122 | 1256779.8258 | 2764045.0459 | 1256821.1605
30 | 2764157.3174 | 1256855.2327 | 2764157.5196 | 1256854.4702
31 | 2764181.1644 | 1256773.9617 | 2764184.6498 | 1256774.5367 | 2764236.9632 | 1256788.2353 | 2764246.8924 | 1256791.5475 | 2764261.3855 | 1256797.6226 | 2764266.1872 | 1256799.2556
32 | 2764045.0459 | 1256821.1605 | 2764016.2656 | 1256893.2719
33 | 2764189.226 | 1256868.473 | 2764188.8475 | 1256860.0871 | 2764187.9567 | 1256857.9438
34 | 2764189.226 | 1256868.473 | 2764188.4432 | 1256871.9327 | 2764187.1292 | 1256875.2331 | 2764185.3017 | 1256878.2745 | 2764182.6429 | 1256881.3595 | 2764179.463 | 1256883.9185 | 2764175.8778 | 1256885.8544 | 2764170.163 | 1256888.1206 | 2764162.1647 | 1256890.5569 | 2764148.1335 | 1256893.1261
35 | 2764189.226 | 1256868.473 | 2764203.2676 | 1256873.9938
36 | 2764152.2571 | 1256867.1689 | 2764156.3928 | 1256858.7191 | 2764157.3174 | 1256855.2327
37 | 2764296.1937 | 1256797.2613 | 2764295.6783 | 1256797.485 | 2764288.7867 | 1256800.0075 | 2764282.1998 | 1256801.3373 | 2764275.7682 | 1256801.4256 | 2764268.3302 | 1256799.9844 | 2764266.1872 | 1256799.2556
38 | 2764016.2656 | 1256893.2719 | 2764023.1324 | 1256894.0852 | 2764022.7008 | 1256899.312 | 2764035.2492 | 1256904.7654 | 2764006.9305 | 1256911.2655 | 2764022.9483 | 1256929.8397 | 2764022.1723 | 1256933.878
39 | 2764157.523 | 1256877.8149 | 2764153.4727 | 1256885.088 | 2764148.1335 | 1256893.1261
40 | 2764152.2571 | 1256867.1689 | 2764151.6618 | 1256873.3922 | 2764144.3365 | 1256885.8355 | 2764141.1112 | 1256894.1103 | 2764148.1335 | 1256893.1261
41 | 2764203.2676 | 1256873.9938 | 2764217.6083 | 1256879.6322
42 | 2764130.5063 | 1256855.3313 | 2764138.1951 | 1256860.5165 | 2764149.7485 | 1256865.3863 | 2764152.2571 | 1256867.1689
43 | 2764205.2184 | 1256457.0806 | 2764206.2523 | 1256458.1939 | 2764210.0321 | 1256460.946 | 2764216.1311 | 1256462.7948 | 2764217.0474 | 1256462.8659
44 | 2764205.2184 | 1256457.0806 | 2764200.7494 | 1256452.2684 | 2764196.0849 | 1256450.9377 | 2764190.8644 | 1256452.2387 | 2764186.3942 | 1256456.6861 | 2764186.3679 | 1256456.7483
45 | 2764217.0474 | 1256462.8659 | 2764240.2547 | 1256464.6649
46 | 2764172.384 | 1256472.0581 | 2764179.0618 | 1256469.0957 | 2764182.5256 | 1256465.8328 | 2764186.3679 | 1256456.7483
47 | 2764316.1639 | 1256474.8893 | 2764307.3118 | 1256470.499 | 2764295.0109 | 1256466.4312 | 2764277.7267 | 1256463.5486 | 2764263.1231 | 1256463.8661 | 2764247.6526 | 1256465.2383 | 2764240.2547 | 1256464.6649
48 | 2764172.384 | 1256472.0581 | 2764177.6863 | 1256483.8508 | 2764182.492 | 1256492.8712 | 2764196.2202 | 1256515.9316
49 | 2764172.384 | 1256472.0581 | 2764168.9577 | 1256459.5612 | 2764168.1392 | 1256447.993 | 2764170.324 | 1256436.1635 | 2764175.7013 | 1256425.1344 | 2764181.202 | 1256418.0906 | 2764185.1396 | 1256414.758
50 | 2764367.879 | 1256473.4609 | 2764340.3323 | 1256479.8251 | 2764332.8403 | 1256480.5846 | 2764327.7874 | 1256480.1996 | 2764321.9464 | 1256477.7571 | 2764316.1639 | 1256474.8893
51 | 2764197.3307 | 1256519.9666 | 2764196.2202 | 1256515.9316
52 | 2764196.2202 | 1256515.9316 | 2764188.1811 | 1256515.1968 | 2764188.1811 | 1256515.1968
53 | 2764185.1396 | 1256414.758 | 2764190.7074 | 1256410.0458 | 2764200.5429 | 1256403.9789 | 2764215.3648 | 1256399.0625 | 2764229.2838 | 1256396.5014 | 2764230.7196 | 1256396.3526
54 | 2764197.3307 | 1256519.9666 | 2764208.4362 | 1256539.9686
55 | 2764188.1811 | 1256515.1968 | 2764179.699 | 1256513.2929 | 2764175.4133 | 1256511.639 | 2764160.6701 | 1256503.3994 | 2764160.4791 | 1256503.2828
56 | 2764245.9973 | 1256394.7685 | 2764230.7196 | 1256396.3526
57 | 2764274.6898 | 1256584.2553 | 2764273.0986 | 1256582.3667 | 2764267.1523 | 1256578.2864 | 2764259.8147 | 1256575.3909 | 2764244.4974 | 1256571.1378
58 | 2764334.9757 | 1256627.8091 | 2764328.0271 | 1256622.8666 | 2764315.7755 | 1256616.4977 | 2764295.4645 | 1256605.7784 | 2764288.5717 | 1256600.7263 | 2764281.8213 | 1256592.7196 | 2764274.6898 | 1256584.2553
59 | 2764334.9757 | 1256627.8091 | 2764359.9333 | 1256643.2068
60 | 2764359.9333 | 1256643.2068 | 2764345.8665 | 1256661.7024
61 | 2764359.9333 | 1256643.2068 | 2764367.2339 | 1256637.9261 | 2764377.5865 | 1256634.966 | 2764397.6597 | 1256633.5996 | 2764406.2626 | 1256632.6608
62 | 2764216.3832 | 1256557.2784 | 2764210.3894 | 1256543.4866 | 2764208.4362 | 1256539.9686
63 | 2764216.3832 | 1256557.2784 | 2764224.2735 | 1256555.2173 | 2764228.9814 | 1256552.534 | 2764229.5144 | 1256548.5557 | 2764222.0729 | 1256534.3057
64 | 2764341.6281 | 1256668.6698 | 2764345.8665 | 1256661.7024
65 | 2764345.8665 | 1256661.7024 | 2764358.1721 | 1256678.6172 | 2764378.9605 | 1256709.6156 | 2764388.4467 | 1256720.671
66 | 2764481.8496 | 1256623.6718 | 2764476.6385 | 1256624.6391 | 2764464.9678 | 1256623.7029 | 2764451.6317 | 1256624.0439 | 2764441.6174 | 1256625.6898 | 2764419.1864 | 1256631.2504 | 2764406.2626 | 1256632.6608
67 | 2764341.6281 | 1256668.6698 | 2764329.0617 | 1256655.9665
68 | 2764341.6281 | 1256668.6698 | 2764341.2295 | 1256672.6963 | 2764344.5935 | 1256694.4791
69 | 2764409.3061 | 1256752.9591 | 2764407.7815 | 1256746.4544 | 2764404.0681 | 1256738.8767 | 2764388.4467 | 1256720.671
70 | 2764481.8496 | 1256623.6718 | 2764487.6329 | 1256620.5847 | 2764497.7954 | 1256609.8113 | 2764507.3263 | 1256600.0437 | 2764519.0697 | 1256591.0383 | 2764545.3345 | 1256575.4407 | 2764568.5025 | 1256560.094
71 | 2764344.5935 | 1256694.4791 | 2764348.5833 | 1256712.7534 | 2764350.6162 | 1256717.6065
72 | 2764344.5935 | 1256694.4791 | 2764337.9028 | 1256689.692
73 | 2764296.1937 | 1256797.2613 | 2764302.0561 | 1256794.7174
74 | 2764325.1218 | 1256784.7081 | 2764302.0561 | 1256794.7174
75 | 2764359.1963 | 1256772.3803 | 2764358.0294 | 1256772.556 | 2764350.7178 | 1256774.1659 | 2764342.9657 | 1256776.9647 | 2764325.1218 | 1256784.7081
76 | 2764359.1963 | 1256772.3803 | 2764363.7051 | 1256771.7016 | 2764364.9734 | 1256771.6859
77 | 2764396.6574 | 1256775.2757 | 2764388.8672 | 1256774.0136 | 2764371.1933 | 1256771.6093 | 2764364.9734 | 1256771.6859
78 | 2764396.6574 | 1256775.2757 | 2764399.7085 | 1256775.7275
79 | 2764396.6574 | 1256775.2757 | 2764394.9825 | 1256782.5924 | 2764393.2455 | 1256784.5462 | 2764381.6707 | 1256789.4691
80 | 2764399.7085 | 1256775.7275 | 2764402.8169 | 1256776.2922 | 2764410.787 | 1256777.7261
81 | 2764399.7085 | 1256775.7275 | 2764390.2703 | 1256763.9865 | 2764358.1961 | 1256729.8938 | 2764351.6758 | 1256720.1359 | 2764350.6162 | 1256717.6065
82 | 2764352.0481 | 1256804.5012 | 2764352.0481 | 1256804.5012 | 2764355.1711 | 1256800.7395 | 2764381.6707 | 1256789.4691
83 | 2764429.5846 | 1256781.1072 | 2764427.7525 | 1256780.7782 | 2764410.787 | 1256777.7261
84 | 2764362.3787 | 1256821.5777 | 2764358.6302 | 1256821.2681 | 2764353.1609 | 1256818.7693 | 2764351.4439 | 1256814.0277 | 2764352.0481 | 1256804.5012
85 | 2764323.1955 | 1256679.1692 | 2764337.9028 | 1256689.692
86 | 2764144.6315 | 1256493.6065 | 2764160.4791 | 1256503.2828
87 | 2764061.6047 | 1256957.0725 | 2764053.5841 | 1256964.1244 | 2764026.0314 | 1256971.3129
88 | 2764026.0314 | 1256971.3129 | 2764030.5106 | 1256981.2141 | 2764034.8681 | 1256984.8942 | 2764046.4153 | 1256989.5009
89 | 2764061.6047 | 1256957.0725 | 2764097.0684 | 1256977.4567
90 | 2764061.6047 | 1256957.0725 | 2764054.5639 | 1256952.7396 | 2764022.1723 | 1256933.878
91 | 2764118.4676 | 1256989.7568 | 2764097.0684 | 1256977.4567
92 | 2764138.5667 | 1257004.1399 | 2764136.3203 | 1257001.4898 | 2764123.8827 | 1256992.8694 | 2764118.4676 | 1256989.7568
93 | 2764429.5846 | 1256781.1072 | 2764443.2563 | 1256782.8966
94 | 2764460.924 | 1256785.1958 | 2764454.727 | 1256784.3978 | 2764443.2563 | 1256782.8966
95 | 2764519.4905 | 1256756.6839 | 2764522.7113 | 1256758.4536
96 | 2764575.6114 | 1256790.741 | 2764574.4588 | 1256783.8907 | 2764572.1606 | 1256780.2452 | 2764567.8632 | 1256778.4795 | 2764557.5423 | 1256777.5917 | 2764522.7113 | 1256758.4536
97 | 2764575.6114 | 1256790.741 | 2764568.4434 | 1256790.9865 | 2764550.7882 | 1256790.8957 | 2764511.3801 | 1256790.4558 | 2764511.3801 | 1256790.4558
98 | 2764511.3801 | 1256790.4558 | 2764497.4134 | 1256789.3298
99 | 2764497.4134 | 1256789.3298 | 2764485.6831 | 1256788.3841 | 2764476.4132 | 1256787.1904
100 | 2764128.1179 | 1256475.941 | 2764137.6764 | 1256486.9322
101 | 2764117.926 | 1256468.3668 | 2764127.5079 | 1256475.2396 | 2764128.1179 | 1256475.941
102 | 2764144.6315 | 1256493.6065 | 2764142.1779 | 1256492.1083 | 2764137.6764 | 1256486.9322
103 | 2764117.926 | 1256468.3668 | 2764109.1905 | 1256459.0038 | 2764097.7507 | 1256449.7327 | 2764092.1923 | 1256444.9704
104 | 2764092.1923 | 1256444.9704 | 2764081.3432 | 1256435.6753
105 | 2764081.3432 | 1256435.6753 | 2764073.3556 | 1256428.8318
106 | 2764069.1061 | 1256425.191 | 2764073.3556 | 1256428.8318
107 | 2764460.924 | 1256785.1958 | 2764476.4132 | 1256787.1904
108 | 2764069.1061 | 1256425.191 | 2764059.4865 | 1256416.9492 | 2764051.2761 | 1256407.5975
109 | 2764217.6083 | 1256879.6322 | 2764225.1746 | 1256882.607 | 2764239.362 | 1256888.7953
110 | 2764270.2231 | 1256902.4492 | 2764266.6797 | 1256900.7107 | 2764239.362 | 1256888.7953
111 | 2764282.5293 | 1256908.4869 | 2764270.2231 | 1256902.4492
112 | 2764297.8638 | 1256916.0104 | 2764282.5293 | 1256908.4869
113 | 2764396.8437 | 1256828.2861 | 2764390.2632 | 1256825.3284 | 2764376.9023 | 1256822.777 | 2764370.3151 | 1256822.233
114 | 2764396.8437 | 1256828.2861 | 2764401.6407 | 1256830.4422
115 | 2764362.3787 | 1256821.5777 | 2764370.3151 | 1256822.233
116 | 2764176.5325 | 1257107.1932 | 2764155.0267 | 1257108.1158
117 | 2764113.0985 | 1257101.1504 | 2764118.1799 | 1257101.8476 | 2764135.7605 | 1257108.9424 | 2764155.0267 | 1257108.1158
118 | 2764176.7659 | 1257101.5048 | 2764176.6551 | 1257104.1378 | 2764176.5325 | 1257107.1932
119 | 2764113.0985 | 1257101.1504 | 2764061.3897 | 1257105.408
120 | 2764113.0985 | 1257101.1504 | 2764108.9392 | 1257108.009 | 2764107.2831 | 1257119.831 | 2764107.8826 | 1257123.6139
121 | 2764176.7659 | 1257101.5048 | 2764185.0074 | 1257099.5424
122 | 2764176.7659 | 1257101.5048 | 2764176.8385 | 1257091.0069 | 2764175.8713 | 1257085.7593
123 | 2764061.3897 | 1257105.408 | 2764044.6924 | 1257106.7828 | 2764029.2867 | 1257104.2157
124 | 2764108.4394 | 1257127.1273 | 2764107.8826 | 1257123.6139
125 | 2764185.0074 | 1257099.5424 | 2764191.7677 | 1257141.9632 | 2764193.6958 | 1257148.6486
126 | 2764189.2336 | 1257098.1582 | 2764185.0074 | 1257099.5424
127 | 2764166.6952 | 1257058.6417 | 2764171.3701 | 1257068.91 | 2764174.6481 | 1257079.1227 | 2764175.8713 | 1257085.7593
128 | 2764189.2336 | 1257098.1582 | 2764197.5413 | 1257131.5902
129 | 2764189.2336 | 1257098.1582 | 2764205.8316 | 1257089.647
130 | 2764166.6952 | 1257058.6417 | 2764161.0592 | 1257046.2625
131 | 2764233.6243 | 1257109.2006 | 2764229.9273 | 1257137.9892
132 | 2764244.4243 | 1257074.4419 | 2764246.2469 | 1257081.9002 | 2764246.0991 | 1257087.2239 | 2764236.9297 | 1257099.5047 | 2764234.2633 | 1257104.2245 | 2764233.6243 | 1257109.2006
133 | 2764230.0322 | 1257150.6224 | 2764229.4882 | 1257141.4088 | 2764229.9273 | 1257137.9892
134 | 2764244.4243 | 1257074.4419 | 2764256.2983 | 1257071.8241 | 2764259.9956 | 1257071.1439
135 | 2764240.3247 | 1257075.3402 | 2764244.4243 | 1257074.4419
136 | 2764230.0322 | 1257150.6224 | 2764231.9797 | 1257269.0761
137 | 2764291.1449 | 1257065.67 | 2764282.0479 | 1257067.0669 | 2764262.6541 | 1257070.6548 | 2764259.9956 | 1257071.1439
138 | 2764240.3247 | 1257075.3402 | 2764235.5121 | 1257063.8725
139 | 2764240.3247 | 1257075.3402 | 2764229.7974 | 1257079.1855 | 2764216.1542 | 1257084.7907
140 | 2764246.9336 | 1257283.1908 | 2764235.5609 | 1257272.1587 | 2764231.9797 | 1257269.0761
141 | 2764291.1449 | 1257065.67 | 2764300.8792 | 1257064.1753 | 2764309.166 | 1257061.2194
142 | 2764202.3865 | 1257043.766 | 2764211.3352 | 1257048.6748 | 2764222.9974 | 1257052.6024 | 2764230.2008 | 1257057.8633 | 2764235.5121 | 1257063.8725
143 | 2764205.8316 | 1257089.647 | 2764211.8682 | 1257086.5515 | 2764216.1542 | 1257084.7907
144 | 2764329.6426 | 1257050.3479 | 2764326.5977 | 1257052.1208 | 2764313.9267 | 1257059.5214 | 2764309.166 | 1257061.2194
145 | 2764202.3865 | 1257043.766 | 2764199.9923 | 1257037.7247
146 | 2764188.706 | 1257030.7285 | 2764193.4599 | 1257037.7899 | 2764202.3865 | 1257043.766
147 | 2764138.5667 | 1257004.1399 | 2764144.2186 | 1257010.8074 | 2764150.1301 | 1257019.3914 | 2764150.5869 | 1257020.683
148 | 2764150.5869 | 1257020.683 | 2764154.6709 | 1257032.2308 | 2764161.0592 | 1257046.2625
149 | 2764263.0799 | 1257314.2329 | 2764262.113 | 1257309.1118 | 2764257.6277 | 1257297.008 | 2764251.0126 | 1257287.1475 | 2764246.9336 | 1257283.1908
150 | 2764263.0799 | 1257314.2329 | 2764240.8933 | 1257310.5469 | 2764222.8709 | 1257305.727
151 | 2764210.4027 | 1257302.3926 | 2764222.8709 | 1257305.727
152 | 2764210.4027 | 1257302.3926 | 2764208.9264 | 1257309.092 | 2764204.105 | 1257326.7545 | 2764202.8175 | 1257332.0911 | 2764202.8028 | 1257332.2472
153 | 2764202.8028 | 1257332.2472 | 2764202.3897 | 1257336.6284 | 2764202.8829 | 1257340.8799 | 2764204.2303 | 1257344.2541 | 2764205.7268 | 1257346.916
154 | 2764202.8028 | 1257332.2472 | 2764087.7679 | 1257300.6455
155 | 2764205.7268 | 1257346.916 | 2764207.9908 | 1257350.9432 | 2764213.3175 | 1257355.4702
156 | 2764306.9165 | 1257128.0713 | 2764329.7369 | 1257134.6919
157 | 2764284.9384 | 1257124.0957 | 2764299.8553 | 1257126.0228 | 2764306.9165 | 1257128.0713
158 | 2764329.7369 | 1257134.6919 | 2764329.9172 | 1257134.7442
159 | 2764343.6658 | 1257097.0043 | 2764352.7053 | 1257127.0796 | 2764352.2325 | 1257134.3185 | 2764348.4203 | 1257138.1834 | 2764343.1873 | 1257138.5941 | 2764329.9172 | 1257134.7442
160 | 2764329.6426 | 1257050.3479 | 2764343.6658 | 1257097.0043
161 | 2764191.0121 | 1257015.0649 | 2764199.9923 | 1257037.7247

## bus_geodata
| x | y | coords
0 | 2764091.7661 | 1256592.8275
1 | 2764083.0925 | 1256572.8506
2 | 2764102.6933 | 1256599.8932
3 | 2764135.2085 | 1256622.4339
4 | 2764126.9224 | 1256546.5555
5 | 2764112.3852 | 1256484.3744
6 | 2764112.5759 | 1256474.2234
7 | 2764024.2956 | 1256655.0569
8 | 2764048.5392 | 1256662.5581
9 | 2764014.4178 | 1256688.3287
10 | 2764014.5446 | 1256690.5567
11 | 2764092.6267 | 1256739.769
12 | 2764112.3966 | 1256749.4305
13 | 2764298.5183 | 1256730.0154
14 | 2764299.6123 | 1256738.9036
15 | 2764246.2015 | 1256660.8429
16 | 2764297.4471 | 1256751.9021
17 | 2764223.7663 | 1256583.0969
18 | 2764290.3705 | 1256763.1613
19 | 2764221.0728 | 1256573.0488
20 | 2764219.6815 | 1256567.8587
21 | 2764130.9467 | 1256803.7466
22 | 2764116.8323 | 1256785.468
23 | 2764145.5202 | 1256815.4502
24 | 2764131.421 | 1256759.8234
25 | 2764097.7122 | 1256779.8258
26 | 2764157.5196 | 1256854.4702
27 | 2764181.1644 | 1256773.9617
28 | 2764018.2877 | 1256754.2203
29 | 2764045.0459 | 1256821.1605
30 | 2764187.9567 | 1256857.9438
31 | 2764189.226 | 1256868.473
32 | 2764157.3174 | 1256855.2327
33 | 2764266.1872 | 1256799.2556
34 | 2764016.2656 | 1256893.2719
35 | 2764148.1335 | 1256893.1261
36 | 2764203.2676 | 1256873.9938
37 | 2764152.2571 | 1256867.1689
38 | 2764205.2184 | 1256457.0806
39 | 2764217.0474 | 1256462.8659
40 | 2764186.3679 | 1256456.7483
41 | 2764240.2547 | 1256464.6649
42 | 2764172.384 | 1256472.0581
43 | 2764316.1639 | 1256474.8893
44 | 2764196.2202 | 1256515.9316
45 | 2764185.1396 | 1256414.758
46 | 2764367.879 | 1256473.4609
47 | 2764197.3307 | 1256519.9666
48 | 2764188.1811 | 1256515.1968
49 | 2764230.7196 | 1256396.3526
50 | 2764274.6898 | 1256584.2553
51 | 2764244.4974 | 1256571.1378
52 | 2764334.9757 | 1256627.8091
53 | 2764359.9333 | 1256643.2068
54 | 2764216.3832 | 1256557.2784
55 | 2764345.8665 | 1256661.7024
56 | 2764406.2626 | 1256632.6608
57 | 2764329.0617 | 1256655.9665
58 | 2764341.6281 | 1256668.6698
59 | 2764208.4362 | 1256539.9686
60 | 2764222.0729 | 1256534.3057
61 | 2764388.4467 | 1256720.671
62 | 2764481.8496 | 1256623.6718
63 | 2764344.5935 | 1256694.4791
64 | 2764245.9973 | 1256394.7685
65 | 2764568.5025 | 1256560.094
66 | 2764409.3061 | 1256752.9591
67 | 2764296.1937 | 1256797.2613
68 | 2764302.0561 | 1256794.7174
69 | 2764325.1218 | 1256784.7081
70 | 2764359.1963 | 1256772.3803
71 | 2764364.9734 | 1256771.6859
72 | 2764396.6574 | 1256775.2757
73 | 2764399.7085 | 1256775.7275
74 | 2764381.6707 | 1256789.4691
75 | 2764410.787 | 1256777.7261
76 | 2764350.6162 | 1256717.6065
77 | 2764352.0481 | 1256804.5012
78 | 2764337.9028 | 1256689.692
79 | 2764323.1955 | 1256679.1692
80 | 2764160.4791 | 1256503.2828
81 | 2764026.0314 | 1256971.313
82 | 2764061.6047 | 1256957.0725
83 | 2764046.4153 | 1256989.5009
84 | 2764022.1723 | 1256933.878
85 | 2764097.0684 | 1256977.4567
86 | 2764118.4676 | 1256989.7568
87 | 2764429.5846 | 1256781.1072
88 | 2764443.2563 | 1256782.8966
89 | 2764519.4905 | 1256756.6839
90 | 2764522.7114 | 1256758.4536
91 | 2764575.6114 | 1256790.741
92 | 2764511.3801 | 1256790.4558
93 | 2764497.4134 | 1256789.3298
94 | 2764128.1179 | 1256475.941
95 | 2764137.6764 | 1256486.9322
96 | 2764117.926 | 1256468.3668
97 | 2764144.6315 | 1256493.6065
98 | 2764092.1923 | 1256444.9704
99 | 2764081.3432 | 1256435.6753
100 | 2764073.3556 | 1256428.8318
101 | 2764476.4132 | 1256787.1904
102 | 2764460.924 | 1256785.1958
103 | 2764069.1061 | 1256425.191
104 | 2764051.2761 | 1256407.5975
105 | 2764217.6083 | 1256879.6322
106 | 2764239.362 | 1256888.7953
107 | 2764270.2231 | 1256902.4492
108 | 2764157.5229 | 1256877.8149
109 | 2764282.5293 | 1256908.4869
110 | 2764130.5063 | 1256855.3313
111 | 2764396.8437 | 1256828.2861
112 | 2764370.3151 | 1256822.233
113 | 2764401.6407 | 1256830.4422
114 | 2764362.3787 | 1256821.5777
115 | 2764297.8638 | 1256916.0104
116 | 2764155.0267 | 1257108.1158
117 | 2764176.5325 | 1257107.1932
118 | 2764113.0985 | 1257101.1504
119 | 2764176.7659 | 1257101.5048
120 | 2764061.3897 | 1257105.408
121 | 2764107.8826 | 1257123.6139
122 | 2764185.0074 | 1257099.5424
123 | 2764175.8713 | 1257085.7593
124 | 2764029.2867 | 1257104.2157
125 | 2764108.4394 | 1257127.1273
126 | 2764193.6958 | 1257148.6486
127 | 2764189.2336 | 1257098.1582
128 | 2764166.6952 | 1257058.6417
129 | 2764233.6243 | 1257109.2006
130 | 2764229.9273 | 1257137.9892
131 | 2764244.4243 | 1257074.4419
132 | 2764230.0322 | 1257150.6224
133 | 2764259.9956 | 1257071.1439
134 | 2764240.3247 | 1257075.3402
135 | 2764231.9797 | 1257269.0761
136 | 2764291.1449 | 1257065.67
137 | 2764235.5121 | 1257063.8725
138 | 2764216.1542 | 1257084.7907
139 | 2764309.166 | 1257061.2194
140 | 2764202.3865 | 1257043.766
141 | 2764205.8316 | 1257089.647
142 | 2764138.5667 | 1257004.1399
143 | 2764150.5869 | 1257020.683
144 | 2764161.0592 | 1257046.2625
145 | 2764246.9336 | 1257283.1908
146 | 2764263.0799 | 1257314.2329
147 | 2764222.8709 | 1257305.727
148 | 2764210.4027 | 1257302.3926
149 | 2764202.8028 | 1257332.2472
150 | 2764205.7268 | 1257346.916
151 | 2764087.7679 | 1257300.6455
152 | 2764213.3175 | 1257355.4702
153 | 2764306.9165 | 1257128.0713
154 | 2764329.7369 | 1257134.6919
155 | 2764284.9384 | 1257124.0957
156 | 2764329.9172 | 1257134.7443
157 | 2764343.6658 | 1257097.0043
158 | 2764329.6426 | 1257050.3479
159 | 2764197.5413 | 1257131.5902
160 | 2764199.9923 | 1257037.7247
161 | 2764188.706 | 1257030.7285
162 | 2764191.0121 | 1257015.0649
163 | 2764181.1644 | 1256773.9617

## line_std_types
| c_nf_per_km | r_ohm_per_km | x_ohm_per_km | max_i_ka | type | q_mm2 | alpha | voltage_rating
NAYY 4x50 SE | 210 | 0.642 | 0.083 | 0.142 | cs | 50 | 0.00403 | LV
NAYY 4x120 SE | 264 | 0.225 | 0.08 | 0.242 | cs | 120 | 0.00403 | LV
NAYY 4x150 SE | 261 | 0.208 | 0.08 | 0.27 | cs | 150 | 0.00403 | LV
NA2XS2Y 1x95 RM/25 12/20 kV | 216 | 0.313 | 0.132 | 0.252 | cs | 95 | 0.00403 | MV
NA2XS2Y 1x185 RM/25 12/20 kV | 273 | 0.161 | 0.117 | 0.362 | cs | 185 | 0.00403 | MV
NA2XS2Y 1x240 RM/25 12/20 kV | 304 | 0.122 | 0.112 | 0.421 | cs | 240 | 0.00403 | MV
NA2XS2Y 1x95 RM/25 6/10 kV | 315 | 0.313 | 0.123 | 0.249 | cs | 95 | 0.00403 | MV
NA2XS2Y 1x185 RM/25 6/10 kV | 406 | 0.161 | 0.11 | 0.358 | cs | 185 | 0.00403 | MV
NA2XS2Y 1x240 RM/25 6/10 kV | 456 | 0.122 | 0.105 | 0.416 | cs | 240 | 0.00403 | MV
NA2XS2Y 1x150 RM/25 12/20 kV | 250 | 0.206 | 0.116 | 0.319 | cs | 150 | 0.00403 | MV
NA2XS2Y 1x120 RM/25 12/20 kV | 230 | 0.253 | 0.119 | 0.283 | cs | 120 | 0.00403 | MV
NA2XS2Y 1x70 RM/25 12/20 kV | 190 | 0.443 | 0.132 | 0.22 | cs | 70 | 0.00403 | MV
NA2XS2Y 1x150 RM/25 6/10 kV | 360 | 0.206 | 0.11 | 0.315 | cs | 150 | 0.00403 | MV
NA2XS2Y 1x120 RM/25 6/10 kV | 340 | 0.253 | 0.113 | 0.28 | cs | 120 | 0.00403 | MV
NA2XS2Y 1x70 RM/25 6/10 kV | 280 | 0.443 | 0.123 | 0.217 | cs | 70 | 0.00403 | MV
N2XS(FL)2Y 1x120 RM/35 64/110 kV | 112 | 0.153 | 0.166 | 0.366 | cs | 120 | 0.00393 | HV
N2XS(FL)2Y 1x185 RM/35 64/110 kV | 125 | 0.099 | 0.156 | 0.457 | cs | 185 | 0.00393 | HV
N2XS(FL)2Y 1x240 RM/35 64/110 kV | 135 | 0.075 | 0.149 | 0.526 | cs | 240 | 0.00393 | HV
N2XS(FL)2Y 1x300 RM/35 64/110 kV | 144 | 0.06 | 0.144 | 0.588 | cs | 300 | 0.00393 | HV
15-AL1/3-ST1A 0.4 | 11 | 1.8769 | 0.35 | 0.105 | ol | 16 | 0.00403 | LV
24-AL1/4-ST1A 0.4 | 11.25 | 1.2012 | 0.335 | 0.14 | ol | 24 | 0.00403 | LV
48-AL1/8-ST1A 0.4 | 12.2 | 0.5939 | 0.3 | 0.21 | ol | 48 | 0.00403 | LV
94-AL1/15-ST1A 0.4 | 13.2 | 0.306 | 0.29 | 0.35 | ol | 94 | 0.00403 | LV
34-AL1/6-ST1A 10.0 | 9.7 | 0.8342 | 0.36 | 0.17 | ol | 34 | 0.00403 | MV
48-AL1/8-ST1A 10.0 | 10.1 | 0.5939 | 0.35 | 0.21 | ol | 48 | 0.00403 | MV
70-AL1/11-ST1A 10.0 | 10.4 | 0.4132 | 0.339 | 0.29 | ol | 70 | 0.00403 | MV
94-AL1/15-ST1A 10.0 | 10.75 | 0.306 | 0.33 | 0.35 | ol | 94 | 0.00403 | MV
122-AL1/20-ST1A 10.0 | 11.1 | 0.2376 | 0.323 | 0.41 | ol | 122 | 0.00403 | MV
149-AL1/24-ST1A 10.0 | 11.25 | 0.194 | 0.315 | 0.47 | ol | 149 | 0.00403 | MV
34-AL1/6-ST1A 20.0 | 9.15 | 0.8342 | 0.382 | 0.17 | ol | 34 | 0.00403 | MV
48-AL1/8-ST1A 20.0 | 9.5 | 0.5939 | 0.372 | 0.21 | ol | 48 | 0.00403 | MV
70-AL1/11-ST1A 20.0 | 9.7 | 0.4132 | 0.36 | 0.29 | ol | 70 | 0.00403 | MV
94-AL1/15-ST1A 20.0 | 10 | 0.306 | 0.35 | 0.35 | ol | 94 | 0.00403 | MV
122-AL1/20-ST1A 20.0 | 10.3 | 0.2376 | 0.344 | 0.41 | ol | 122 | 0.00403 | MV
149-AL1/24-ST1A 20.0 | 10.5 | 0.194 | 0.337 | 0.47 | ol | 149 | 0.00403 | MV
184-AL1/30-ST1A 20.0 | 10.75 | 0.1571 | 0.33 | 0.535 | ol | 184 | 0.00403 | MV
243-AL1/39-ST1A 20.0 | 11 | 0.1188 | 0.32 | 0.645 | ol | 243 | 0.00403 | MV
48-AL1/8-ST1A 110.0 | 8 | 0.5939 | 0.46 | 0.21 | ol | 48 | 0.00403 | HV
70-AL1/11-ST1A 110.0 | 8.4 | 0.4132 | 0.45 | 0.29 | ol | 70 | 0.00403 | HV
94-AL1/15-ST1A 110.0 | 8.65 | 0.306 | 0.44 | 0.35 | ol | 94 | 0.00403 | HV
122-AL1/20-ST1A 110.0 | 8.5 | 0.2376 | 0.43 | 0.41 | ol | 122 | 0.00403 | HV
149-AL1/24-ST1A 110.0 | 8.75 | 0.194 | 0.41 | 0.47 | ol | 149 | 0.00403 | HV
184-AL1/30-ST1A 110.0 | 8.8 | 0.1571 | 0.4 | 0.535 | ol | 184 | 0.00403 | HV
243-AL1/39-ST1A 110.0 | 9 | 0.1188 | 0.39 | 0.645 | ol | 243 | 0.00403 | HV
305-AL1/39-ST1A 110.0 | 9.2 | 0.0949 | 0.38 | 0.74 | ol | 305 | 0.00403 | HV
490-AL1/64-ST1A 110.0 | 9.75 | 0.059 | 0.37 | 0.96 | ol | 490 | 0.00403 | HV
679-AL1/86-ST1A 110.0 | 9.95 | 0.042 | 0.36 | 1.15 | ol | 679 | 0.00403 | HV
490-AL1/64-ST1A 220.0 | 10 | 0.059 | 0.285 | 0.96 | ol | 490 | 0.00403 | HV
679-AL1/86-ST1A 220.0 | 11.7 | 0.042 | 0.275 | 1.15 | ol | 679 | 0.00403 | HV
490-AL1/64-ST1A 380.0 | 11 | 0.059 | 0.253 | 0.96 | ol | 490 | 0.00403 | HV
679-AL1/86-ST1A 380.0 | 14.6 | 0.042 | 0.25 | 1.15 | ol | 679 | 0.00403 | HV

## trafo_std_types
| i0_percent | pfe_kw | vkr_percent | sn_mva | vn_lv_kv | vn_hv_kv | vk_percent | shift_degree | vector_group | tap_side | tap_neutral | tap_min | tap_max | tap_step_degree | tap_step_percent | tap_phase_shifter
160 MVA 380/110 kV | 0.06 | 60 | 0.25 | 160 | 110 | 380 | 12.2 | 0 | Yy0 | hv | 0 | -9 | 9 | 0 | 1.5 | FALSE
100 MVA 220/110 kV | 0.06 | 55 | 0.26 | 100 | 110 | 220 | 12 | 0 | Yy0 | hv | 0 | -9 | 9 | 0 | 1.5 | FALSE
63 MVA 110/20 kV | 0.04 | 22 | 0.32 | 63 | 20 | 110 | 18 | 150 | YNd5 | hv | 0 | -9 | 9 | 0 | 1.5 | FALSE
40 MVA 110/20 kV | 0.05 | 18 | 0.34 | 40 | 20 | 110 | 16.2 | 150 | YNd5 | hv | 0 | -9 | 9 | 0 | 1.5 | FALSE
25 MVA 110/20 kV | 0.07 | 14 | 0.41 | 25 | 20 | 110 | 12 | 150 | YNd5 | hv | 0 | -9 | 9 | 0 | 1.5 | FALSE
63 MVA 110/10 kV | 0.04 | 22 | 0.32 | 63 | 10 | 110 | 18 | 150 | YNd5 | hv | 0 | -9 | 9 | 0 | 1.5 | FALSE
40 MVA 110/10 kV | 0.05 | 18 | 0.34 | 40 | 10 | 110 | 16.2 | 150 | YNd5 | hv | 0 | -9 | 9 | 0 | 1.5 | FALSE
25 MVA 110/10 kV | 0.07 | 14 | 0.41 | 25 | 10 | 110 | 12 | 150 | YNd5 | hv | 0 | -9 | 9 | 0 | 1.5 | FALSE
0.25 MVA 20/0.4 kV | 0.32 | 0.8 | 1.44 | 0.25 | 0.4 | 20 | 6 | 150 | Yzn5 | hv | 0 | -2 | 2 | 0 | 2.5 | FALSE
0.4 MVA 20/0.4 kV | 0.3375 | 1.35 | 1.425 | 0.4 | 0.4 | 20 | 6 | 150 | Dyn5 | hv | 0 | -2 | 2 | 0 | 2.5 | FALSE
0.63 MVA 20/0.4 kV | 0.2619 | 1.65 | 1.206 | 0.63 | 0.4 | 20 | 6 | 150 | Dyn5 | hv | 0 | -2 | 2 | 0 | 2.5 | FALSE
0.25 MVA 10/0.4 kV | 0.24 | 0.6 | 1.2 | 0.25 | 0.4 | 10 | 4 | 150 | Dyn5 | hv | 0 | -2 | 2 | 0 | 2.5 | FALSE
0.4 MVA 10/0.4 kV | 0.2375 | 0.95 | 1.325 | 0.4 | 0.4 | 10 | 4 | 150 | Dyn5 | hv | 0 | -2 | 2 | 0 | 2.5 | FALSE
0.63 MVA 10/0.4 kV | 0.1873 | 1.18 | 1.0794 | 0.63 | 0.4 | 10 | 4 | 150 | Dyn5 | hv | 0 | -2 | 2 | 0 | 2.5 | FALSE

## trafo3w_std_types
| sn_hv_mva | sn_mv_mva | sn_lv_mva | vn_hv_kv | vn_mv_kv | vn_lv_kv | vk_hv_percent | vk_mv_percent | vk_lv_percent | vkr_hv_percent | vkr_mv_percent | vkr_lv_percent | pfe_kw | i0_percent | shift_mv_degree | shift_lv_degree | vector_group | tap_side | tap_neutral | tap_min | tap_max | tap_step_percent
63/25/38 MVA 110/20/10 kV | 63 | 25 | 38 | 110 | 20 | 10 | 10.4 | 10.4 | 10.4 | 0.28 | 0.32 | 0.35 | 35 | 0.89 | 0 | 0 | YN0yn0yn0 | hv | 0 | -10 | 10 | 1.2
63/25/38 MVA 110/10/10 kV | 63 | 25 | 38 | 110 | 10 | 10 | 10.4 | 10.4 | 10.4 | 0.28 | 0.32 | 0.35 | 35 | 0.89 | 0 | 0 | YN0yn0yn0 | hv | 0 | -10 | 10 | 1.2

## fuse_std_types
| fuse_type | i_rated_a | t_avg | t_min | t_total | x_avg | x_min | x_total
HV 100A | HV 100A | 100 | 0 | [10.0, 3.64, 0.854, 0.281, 0.1, 0.0531, 0.022, 0.01] | [10.0, 4.267, 1.21, 0.403, 0.1, 0.058, 0.022, 0.01] | 0 | [300.0, 350.0, 450.0, 550.0, 700.0, 850.0, 1200.0, 1752.0] | [600.0, 700.0, 900.0, 1150.0, 1665.0, 2000.0, 3000.0, 4313.0]
HV 10A | HV 10A | 10 | 0 | [10.0, 1675.0, 0.344, 0.156, 0.1, 0.0417, 0.0171, 0.01] | [10.0, 1.3, 0.3, 0.155, 0.1, 0.0555, 0.023, 0.01] | 0 | [30.0, 32.0, 35.0, 37.0, 39.0, 50.0, 70.0, 88.0] | [60.0, 70.0, 80.0, 87.0, 94.0, 110.0, 150.0, 216.0]
HV 125A | HV 125A | 125 | 0 | [10.0, 1.82, 0.344, 0.1, 0.0467, 0.0269, 0.01] | [10.0, 2.478, 0.426, 0.1, 0.0427, 0.0211, 0.01] | 0 | [375.0, 500.0, 700.0, 925.0, 1200.0, 1500.0, 2341.0] | [750.0, 1000.0, 1500.0, 2200.0, 3000.0, 4000.0, 5765.0]
HV 160A | HV 160A | 160 | 0 | [10.0, 4.15, 1.03, 0.198, 0.1, 0.051, 0.0172, 0.01] | [10.0, 2.3, 0.734, 0.274, 0.1, 0.046, 0.0177, 0.01] | 0 | [480.0, 550.0, 700.0, 1000.0, 1260.0, 1600.0, 2500.0, 3227.0] | [960.0, 1300.0, 1700.0, 2200.0, 2996.0, 4000.0, 6000.0, 7946.0]
HV 16A | HV 16A | 16 | 0 | [10.0, 0.352, 0.164, 0.1, 0.0649, 0.0342, 0.01] | [10.0, 2.34, 0.722, 0.181, 0.1, 0.055, 0.0296, 0.01] | 0 | [48.0, 60.0, 65.0, 71.0, 80.0, 100.0, 162.0] | [96.0, 110.0, 125.0, 150.0, 168.0, 200.0, 250.0, 398.0]
HV 200A | HV 200A | 200 | 0 | [10.0, 4.267, 1.21, 0.403, 0.1, 0.058, 0.022, 0.01] | [10.0, 3.73, 1.654, 0.328, 0.1, 0.0531, 0.019, 0.01] | 0 | [600.0, 700.0, 900.0, 1150.0, 1665.0, 2000.0, 3000.0, 4313.0] | [1200.0, 1500.0, 1800.0, 2700.0, 3960.0, 5000.0, 7500.0, 10620.0]
HV 20A | HV 20A | 20 | 0 | [10.0, 1.3, 0.3, 0.155, 0.1, 0.0555, 0.023, 0.01] | [10.0, 1.3, 0.161, 0.1, 0.0611, 0.0399, 0.0141, 0.01] | 0 | [60.0, 70.0, 80.0, 87.0, 94.0, 110.0, 150.0, 216.0] | [120.0, 150.0, 200.0, 223.0, 260.0, 300.0, 450.0, 532.0]
HV 25A | HV 25A | 25 | 0 | [10.0, 2.512, 0.833, 0.299, 0.1, 0.0372, 0.0223, 0.01] | [10.0, 3.125, 0.597, 0.198, 0.1, 0.0378, 0.022, 0.01] | 0 | [75.0, 82.0, 90.0, 100.0, 124.0, 170.0, 200.0, 289.0] | [150.0, 170.0, 210.0, 250.0, 294.0, 400.0, 500.0, 711.0]
HV 31.5A | HV 31.5A | 31.5 | 0 | [10.0, 2.34, 0.722, 0.181, 0.1, 0.055, 0.0296, 0.01] | [10.0, 2.84, 0.368, 0.164, 0.1, 0.0621, 0.0378, 0.0195, 0.01] | 0 | [95.0, 110.0, 125.0, 150.0, 165.0, 200.0, 250.0, 390.0] | [189.0, 220.0, 300.0, 350.0, 393.0, 450.0, 530.0, 700.0, 960.0]
HV 40A | HV 40A | 40 | 0 | [10.0, 1.3, 0.161, 0.1, 0.0611, 0.0399, 0.0141, 0.01] | [10.0, 2.05, 0.369, 0.198, 0.1, 0.051, 0.0298, 0.01] | 0 | [120.0, 150.0, 200.0, 223.0, 260.0, 300.0, 450.0, 532.0] | [240.0, 300.0, 400.0, 450.0, 530.0, 650.0, 800.0, 1311.0]
HV 50A | HV 50A | 50 | 0 | [10.0, 3.215, 0.597, 0.198, 0.1, 0.0378, 0.022, 0.01] | [10.0, 3.64, 0.854, 0.281, 0.1, 0.0531, 0.022, 0.01] | 0 | [150.0, 170.0, 210.0, 250.0, 294.0, 400.0, 500.0, 711.0] | [300.0, 350.0, 450.0, 550.0, 700.0, 850.0, 1200.0, 1752.0]
HV 6.3A | HV 6.3A | 6.3 | 0 | [10.0, 1.39, 0.344, 0.168, 0.1, 0.056, 0.0263, 0.01] | [10.0, 1.711, 0.516, 0.198, 0.1, 0.0634, 0.0303, 0.01] | 0 | [19.0, 19.5, 20.4, 20.8, 22.0, 25.0, 32.0, 48.0] | [38.0, 40.0, 43.0, 48.0, 53.0, 60.0, 75.0, 118.0]
HV 63A | HV 63A | 63 | 0 | [10.0, 2.84, 0.368, 0.164, 0.1, 0.0621, 0.0378, 0.0195, 0.01] | [10.0, 1.82, 0.344, 0.1, 0.0467, 0.0269, 0.01] | 0 | [189.0, 220.0, 300.0, 350.0, 393.0, 450.0, 530.0, 700.0, 961.0] | [378.0, 500.0, 700.0, 934.0, 1200.0, 1500.0, 2366.0]
HV 80A | HV 80A | 80 | 0 | [10.0, 2.05, 0.369, 0.198, 0.1, 0.051, 0.0298, 0.01] | [10.0, 4.15, 1.03, 0.198, 0.1, 0.051, 0.0172, 0.01] | 0 | [240.0, 300.0, 400.0, 450.0, 530.0, 650.0, 800.0, 1311.0] | [480.0, 550.0, 700.0, 1000.0, 1260.0, 1600.0, 2500.0, 3227.0]
Siemens NH-1-100 | Siemens NH-1-100 | 100 | [5400.0, 2000.0, 400.0, 20.0, 1.0, 0.2, 0.012, 0.004] | 0 | 0 | [150.0, 190.0, 250.0, 430.0, 900.0, 1250.0, 2700.0, 3600.0] | 0 | 0
Siemens NH-1-125 | Siemens NH-1-125 | 125 | [4800.0, 120.0, 7.0, 0.1, 0.004] | 0 | 0 | [180.0, 400.0, 740.0, 2000.0, 4250.0] | 0 | 0
Siemens NH-1-16 | Siemens NH-1-16 | 16 | [4000.0, 400.0, 2.0, 0.1, 0.04, 0.01] | 0 | 0 | [26.0, 35.0, 75.0, 150.0, 200.0, 300.0] | 0 | 0
Siemens NH-1-160 | Siemens NH-1-160 | 160 | [4800.0, 120.0, 7.0, 0.1, 0.004] | 0 | 0 | [210.0, 500.0, 900.0, 2300.0, 5000.0] | 0 | 0
Siemens NH-1-25 | Siemens NH-1-25 | 25 | [4000.0, 1000.0, 10.0, 0.2, 0.02, 0.01] | 0 | 0 | [40.0, 50.0, 100.0, 210.0, 400.0, 500.0] | 0 | 0
Siemens NH-1-50 | Siemens NH-1-50 | 50 | [4000.0, 40.0, 4.0, 1.0, 0.02, 0.01] | 0 | 0 | [86.0, 200.0, 300.0, 400.0, 1000.0, 1280.0] | 0 | 0
Siemens NH-1-63 | Siemens NH-1-63 | 63 | [4000.0, 100.0, 10.0, 2.0, 0.04, 0.01] | 0 | 0 | [100.0, 200.0, 300.0, 400.0, 1000.0, 1500.0] | 0 | 0
Siemens NH-1-80 | Siemens NH-1-80 | 80 | [4800.0, 120.0, 7.0, 0.1, 0.01] | 0 | 0 | [150.58, 250.0, 450.0, 1150.0, 2470.0] | 0 | 0
Siemens NH-2-1000 | Siemens NH-2-1000 | 1000 | [4800.0, 120.0, 7.0, 0.1, 0.004] | 0 | 0 | [1900.0, 3500.0, 8400.0, 24000.0, 52000.0] | 0 | 0
Siemens NH-2-200 | Siemens NH-2-200 | 200 | [4800.0, 120.0, 7.0, 0.1, 0.004] | 0 | 0 | [280.0, 650.0, 1200.0, 3000.0, 7000.0] | 0 | 0
Siemens NH-2-224 | Siemens NH-2-224 | 224 | [4800.0, 120.0, 7.0, 0.2, 0.04, 0.004] | 0 | 0 | [400.0, 750.0, 1453.0, 3025.0, 4315.0, 7600.0] | 0 | 0
Siemens NH-2-250 | Siemens NH-2-250 | 250 | [4800.0, 120.0, 7.0, 0.1, 0.004] | 0 | 0 | [450.0, 800.0, 1650.0, 4000.0, 8500.0] | 0 | 0
Siemens NH-2-315 | Siemens NH-2-315 | 315 | [4800.0, 120.0, 7.0, 0.1, 0.004] | 0 | 0 | [550.0, 920.0, 1900.0, 5000.0, 11000.0] | 0 | 0
Siemens NH-2-355 | Siemens NH-2-355 | 355 | [4800.0, 120.0, 6.0, 0.1, 0.004] | 0 | 0 | [650.0, 1116.27, 2350.0, 5840.0, 12790.0] | 0 | 0
Siemens NH-2-400 | Siemens NH-2-400 | 400 | [4800.0, 120.0, 7.0, 0.1, 0.004] | 0 | 0 | [720.0, 1350.0, 2800.0, 6500.0, 15000.0] | 0 | 0
Siemens NH-2-425 | Siemens NH-2-425 | 425 | [4800.0, 120.0, 7.0, 0.1, 0.004] | 0 | 0 | [850.0, 1500.0, 3050.0, 7500.0, 16500.0] | 0 | 0
Siemens NH-2-630 | Siemens NH-2-630 | 630 | [4800.0, 120.0, 7.0, 0.1, 0.004] | 0 | 0 | [1200.0, 2000.0, 4800.0, 12000.0, 26000.0] | 0 | 0

## dtypes
| element | column | dtype
0 | bus | name | object
1 | bus | vn_kv | float64
2 | bus | type | object
3 | bus | zone | object
4 | bus | in_service | bool
5 | load | name | object
6 | load | bus | uint32
7 | load | p_mw | float64
8 | load | q_mvar | float64
9 | load | const_z_percent | float64
10 | load | const_i_percent | float64
11 | load | sn_mva | float64
12 | load | scaling | float64
13 | load | in_service | bool
14 | load | type | object
15 | ext_grid | name | object
16 | ext_grid | bus | uint32
17 | ext_grid | vm_pu | float64
18 | ext_grid | va_degree | float64
19 | ext_grid | slack_weight | float64
20 | ext_grid | in_service | bool
21 | line | name | object
22 | line | std_type | object
23 | line | from_bus | uint32
24 | line | to_bus | uint32
25 | line | length_km | float64
26 | line | r_ohm_per_km | float64
27 | line | x_ohm_per_km | float64
28 | line | c_nf_per_km | float64
29 | line | g_us_per_km | float64
30 | line | max_i_ka | float64
31 | line | df | float64
32 | line | parallel | uint32
33 | line | type | object
34 | line | in_service | bool
35 | trafo | name | object
36 | trafo | std_type | object
37 | trafo | hv_bus | uint32
38 | trafo | lv_bus | uint32
39 | trafo | sn_mva | float64
40 | trafo | vn_hv_kv | float64
41 | trafo | vn_lv_kv | float64
42 | trafo | vk_percent | float64
43 | trafo | vkr_percent | float64
44 | trafo | pfe_kw | float64
45 | trafo | i0_percent | float64
46 | trafo | shift_degree | float64
47 | trafo | tap_side | object
48 | trafo | tap_neutral | int32
49 | trafo | tap_min | int32
50 | trafo | tap_max | int32
51 | trafo | tap_step_percent | float64
52 | trafo | tap_step_degree | float64
53 | trafo | tap_pos | int32
54 | trafo | tap_phase_shifter | bool
55 | trafo | parallel | uint32
56 | trafo | df | float64
57 | trafo | in_service | bool
58 | line_geodata | coords | object
59 | bus_geodata | x | float64
60 | bus_geodata | y | float64
61 | bus_geodata | coords | object

## parameters
| version | format_version | converged | OPF_converged | name | f_hz | sn_mva
0 | 2.14.6 | 2.14.0 | FALSE | FALSE |  | 50 | 1