## bus
| name | vn_kv | type | zone | in_service
0 | bus_LV_3219-1_0_5_node_0 | 0.4 | n |  | TRUE
1 | bus_LV_3219-1_0_5_node_1 | 0.4 | n |  | TRUE
2 | bus_LV_3219-1_0_5_node_2 | 0.4 | n |  | TRUE
3 | bus_LV_3219-1_0_5_node_142 | 0.4 | n |  | TRUE
4 | bus_LV_3219-1_0_5_node_143 | 0.4 | n |  | TRUE
5 | bus_LV_3219-1_0_5_node_65 | 0.4 | n |  | TRUE
6 | bus_LV_3219-1_0_5_node_3 | 0.4 | n |  | TRUE
7 | bus_LV_3219-1_0_5_node_4 | 0.4 | n |  | TRUE
8 | bus_LV_3219-1_0_5_node_5 | 0.4 | n |  | TRUE
9 | bus_LV_3219-1_0_5_node_154 | 0.4 | n |  | TRUE
10 | bus_LV_3219-1_0_5_node_152 | 0.4 | n |  | TRUE
11 | bus_LV_3219-1_0_5_node_151 | 0.4 | n |  | TRUE
12 | bus_LV_3219-1_0_5_node_155 | 0.4 | n |  | TRUE
13 | bus_LV_3219-1_0_5_node_89 | 0.4 | n |  | TRUE
14 | bus_LV_3219-1_0_5_node_110 | 0.4 | n |  | TRUE
15 | bus_LV_3219-1_0_5_node_64 | 0.4 | n |  | TRUE
16 | bus_LV_3219-1_0_5_node_51 | 0.4 | n |  | TRUE
17 | bus_LV_3219-1_0_5_node_52 | 0.4 | n |  | TRUE
18 | bus_LV_3219-1_0_5_node_53 | 0.4 | n |  | TRUE
19 | bus_LV_3219-1_0_5_node_54 | 0.4 | n |  | TRUE
20 | bus_LV_3219-1_0_5_node_58 | 0.4 | n |  | TRUE
21 | bus_LV_3219-1_0_5_node_55 | 0.4 | n |  | TRUE
22 | bus_LV_3219-1_0_5_node_59 | 0.4 | n |  | TRUE
23 | bus_LV_3219-1_0_5_node_60 | 0.4 | n |  | TRUE
24 | bus_LV_3219-1_0_5_node_61 | 0.4 | n |  | TRUE
25 | bus_LV_3219-1_0_5_node_66 | 0.4 | n |  | TRUE
26 | bus_LV_3219-1_0_5_node_242 | 0.4 | n |  | TRUE
27 | bus_LV_3219-1_0_5_node_160 | 0.4 | n |  | TRUE
28 | bus_LV_3219-1_0_5_node_161 | 0.4 | n |  | TRUE
29 | bus_LV_3219-1_0_5_node_56 | 0.4 | n |  | TRUE
30 | bus_LV_3219-1_0_5_node_57 | 0.4 | n |  | TRUE
31 | bus_LV_3219-1_0_5_node_158 | 0.4 | n |  | TRUE
32 | bus_LV_3219-1_0_5_node_159 | 0.4 | n |  | TRUE
33 | bus_LV_3219-1_0_5_node_157 | 0.4 | n |  | TRUE
34 | bus_LV_3219-1_0_5_node_92 | 0.4 | n |  | TRUE
35 | bus_LV_3219-1_0_5_node_156 | 0.4 | n |  | TRUE
36 | bus_LV_3219-1_0_5_node_69 | 0.4 | n |  | TRUE
37 | bus_LV_3219-1_0_5_node_74 | 0.4 | n |  | TRUE
38 | bus_LV_3219-1_0_5_node_232 | 0.4 | n |  | TRUE
39 | bus_LV_3219-1_0_5_node_75 | 0.4 | n |  | TRUE
40 | bus_LV_3219-1_0_5_node_233 | 0.4 | n |  | TRUE
41 | bus_LV_3219-1_0_5_node_231 | 0.4 | n |  | TRUE
42 | bus_LV_3219-1_0_5_node_70 | 0.4 | n |  | TRUE
43 | bus_LV_3219-1_0_5_node_71 | 0.4 | n |  | TRUE
44 | bus_LV_3219-1_0_5_node_117 | 0.4 | n |  | TRUE
45 | bus_LV_3219-1_0_5_node_125 | 0.4 | n |  | TRUE
46 | bus_LV_3219-1_0_5_node_114 | 0.4 | n |  | TRUE
47 | bus_LV_3219-1_0_5_node_73 | 0.4 | n |  | TRUE
48 | bus_LV_3219-1_0_5_node_200 | 0.4 | n |  | TRUE
49 | bus_LV_3219-1_0_5_node_241 | 0.4 | n |  | TRUE
50 | bus_LV_3219-1_0_5_node_76 | 0.4 | n |  | TRUE
51 | bus_LV_3219-1_0_5_node_240 | 0.4 | n |  | TRUE
52 | bus_LV_3219-1_0_5_node_77 | 0.4 | n |  | TRUE
53 | bus_LV_3219-1_0_5_node_78 | 0.4 | n |  | TRUE
54 | bus_LV_3219-1_0_5_node_141 | 0.4 | n |  | TRUE
55 | bus_LV_3219-1_0_5_node_140 | 0.4 | n |  | TRUE
56 | bus_LV_3219-1_0_5_node_83 | 0.4 | n |  | TRUE
57 | bus_LV_3219-1_0_5_node_79 | 0.4 | n |  | TRUE
58 | bus_LV_3219-1_0_5_node_80 | 0.4 | n |  | TRUE
59 | bus_LV_3219-1_0_5_node_81 | 0.4 | n |  | TRUE
60 | bus_LV_3219-1_0_5_node_82 | 0.4 | n |  | TRUE
61 | bus_LV_3219-1_0_5_node_106 | 0.4 | n |  | TRUE
62 | bus_LV_3219-1_0_5_node_105 | 0.4 | n |  | TRUE
63 | bus_LV_3219-1_0_5_node_84 | 0.4 | n |  | TRUE
64 | bus_LV_3219-1_0_5_node_85 | 0.4 | n |  | TRUE
65 | bus_LV_3219-1_0_5_node_86 | 0.4 | n |  | TRUE
66 | bus_LV_3219-1_0_5_node_87 | 0.4 | n |  | TRUE
67 | bus_LV_3219-1_0_5_node_88 | 0.4 | n |  | TRUE
68 | bus_LV_3219-1_0_5_node_91 | 0.4 | n |  | TRUE
69 | bus_LV_3219-1_0_5_node_93 | 0.4 | n |  | TRUE
70 | bus_LV_3219-1_0_5_node_90 | 0.4 | n |  | TRUE
71 | bus_LV_3219-1_0_5_node_162 | 0.4 | n |  | TRUE
72 | bus_LV_3219-1_0_5_node_94 | 0.4 | n |  | TRUE
73 | bus_LV_3219-1_0_5_node_153 | 0.4 | n |  | TRUE
74 | bus_LV_3219-1_0_5_node_163 | 0.4 | n |  | TRUE
75 | bus_LV_3219-1_0_5_node_95 | 0.4 | n |  | TRUE
76 | bus_LV_3219-1_0_5_node_96 | 0.4 | n |  | TRUE
77 | bus_LV_3219-1_0_5_node_97 | 0.4 | n |  | TRUE
78 | bus_LV_3219-1_0_5_node_107 | 0.4 | n |  | TRUE
79 | bus_LV_3219-1_0_5_node_104 | 0.4 | n |  | TRUE
80 | bus_LV_3219-1_0_5_node_101 | 0.4 | n |  | TRUE
81 | bus_LV_3219-1_0_5_node_98 | 0.4 | n |  | TRUE
82 | bus_LV_3219-1_0_5_node_108 | 0.4 | n |  | TRUE
83 | bus_LV_3219-1_0_5_node_149 | 0.4 | n |  | TRUE
84 | bus_LV_3219-1_0_5_node_99 | 0.4 | n |  | TRUE
85 | bus_LV_3219-1_0_5_node_109 | 0.4 | n |  | TRUE
86 | bus_LV_3219-1_0_5_node_100 | 0.4 | n |  | TRUE
87 | bus_LV_3219-1_0_5_node_102 | 0.4 | n |  | TRUE
88 | bus_LV_3219-1_0_5_node_103 | 0.4 | n |  | TRUE
89 | bus_LV_3219-1_0_5_node_176 | 0.4 | n |  | TRUE
90 | bus_LV_3219-1_0_5_node_183 | 0.4 | n |  | TRUE
91 | bus_LV_3219-1_0_5_node_150 | 0.4 | n |  | TRUE
92 | bus_LV_3219-1_0_5_node_148 | 0.4 | n |  | TRUE
93 | bus_LV_3219-1_0_5_node_175 | 0.4 | n |  | TRUE
94 | bus_LV_3219-1_0_5_node_184 | 0.4 | n |  | TRUE
95 | bus_LV_3219-1_0_5_node_111 | 0.4 | n |  | TRUE
96 | bus_LV_3219-1_0_5_node_112 | 0.4 | n |  | TRUE
97 | bus_LV_3219-1_0_5_node_113 | 0.4 | n |  | TRUE
98 | bus_LV_3219-1_0_5_node_115 | 0.4 | n |  | TRUE
99 | bus_LV_3219-1_0_5_node_116 | 0.4 | n |  | TRUE
100 | bus_LV_3219-1_0_5_node_118 | 0.4 | n |  | TRUE
101 | bus_LV_3219-1_0_5_node_119 | 0.4 | n |  | TRUE
102 | bus_LV_3219-1_0_5_node_211 | 0.4 | n |  | TRUE
103 | bus_LV_3219-1_0_5_node_194 | 0.4 | n |  | TRUE
104 | bus_LV_3219-1_0_5_node_227 | 0.4 | n |  | TRUE
105 | bus_LV_3219-1_0_5_node_120 | 0.4 | n |  | TRUE
106 | bus_LV_3219-1_0_5_node_121 | 0.4 | n |  | TRUE
107 | bus_LV_3219-1_0_5_node_212 | 0.4 | n |  | TRUE
108 | bus_LV_3219-1_0_5_node_192 | 0.4 | n |  | TRUE
109 | bus_LV_3219-1_0_5_node_124 | 0.4 | n |  | TRUE
110 | bus_LV_3219-1_0_5_node_228 | 0.4 | n |  | TRUE
111 | bus_LV_3219-1_0_5_node_122 | 0.4 | n |  | TRUE
112 | bus_LV_3219-1_0_5_node_123 | 0.4 | n |  | TRUE
113 | bus_LV_3219-1_0_5_node_191 | 0.4 | n |  | TRUE
114 | bus_LV_3219-1_0_5_node_169 | 0.4 | n |  | TRUE
115 | bus_LV_3219-1_0_5_node_126 | 0.4 | n |  | TRUE
116 | bus_LV_3219-1_0_5_node_127 | 0.4 | n |  | TRUE
117 | bus_LV_3219-1_0_5_node_128 | 0.4 | n |  | TRUE
118 | bus_LV_3219-1_0_5_node_129 | 0.4 | n |  | TRUE
119 | bus_LV_3219-1_0_5_node_130 | 0.4 | n |  | TRUE
120 | bus_LV_3219-1_0_5_node_131 | 0.4 | n |  | TRUE
121 | bus_LV_3219-1_0_5_node_132 | 0.4 | n |  | TRUE
122 | bus_LV_3219-1_0_5_node_133 | 0.4 | n |  | TRUE
123 | bus_LV_3219-1_0_5_node_134 | 0.4 | n |  | TRUE
124 | bus_LV_3219-1_0_5_node_135 | 0.4 | n |  | TRUE
125 | bus_LV_3219-1_0_5_node_136 | 0.4 | n |  | TRUE
126 | bus_LV_3219-1_0_5_node_137 | 0.4 | n |  | TRUE
127 | bus_LV_3219-1_0_5_node_138 | 0.4 | n |  | TRUE
128 | bus_LV_3219-1_0_5_node_139 | 0.4 | n |  | TRUE
129 | bus_LV_3219-1_0_5_node_144 | 0.4 | n |  | TRUE
130 | bus_LV_3219-1_0_5_node_146 | 0.4 | n |  | TRUE
131 | bus_LV_3219-1_0_5_node_177 | 0.4 | n |  | TRUE
132 | bus_LV_3219-1_0_5_node_145 | 0.4 | n |  | TRUE
133 | bus_LV_3219-1_0_5_node_178 | 0.4 | n |  | TRUE
134 | bus_LV_3219-1_0_5_node_147 | 0.4 | n |  | TRUE
135 | bus_LV_3219-1_0_5_node_180 | 0.4 | n |  | TRUE
136 | bus_LV_3219-1_0_5_node_181 | 0.4 | n |  | TRUE
137 | bus_LV_3219-1_0_5_node_164 | 0.4 | n |  | TRUE
138 | bus_LV_3219-1_0_5_node_165 | 0.4 | n |  | TRUE
139 | bus_LV_3219-1_0_5_node_166 | 0.4 | n |  | TRUE
140 | bus_LV_3219-1_0_5_node_167 | 0.4 | n |  | TRUE
141 | bus_LV_3219-1_0_5_node_168 | 0.4 | n |  | TRUE
142 | bus_LV_3219-1_0_5_node_170 | 0.4 | n |  | TRUE
143 | bus_LV_3219-1_0_5_node_198 | 0.4 | n |  | TRUE
144 | bus_LV_3219-1_0_5_node_195 | 0.4 | n |  | TRUE
145 | bus_LV_3219-1_0_5_node_171 | 0.4 | n |  | TRUE
146 | bus_LV_3219-1_0_5_node_172 | 0.4 | n |  | TRUE
147 | bus_LV_3219-1_0_5_node_189 | 0.4 | n |  | TRUE
148 | bus_LV_3219-1_0_5_node_196 | 0.4 | n |  | TRUE
149 | bus_LV_3219-1_0_5_node_173 | 0.4 | n |  | TRUE
150 | bus_LV_3219-1_0_5_node_174 | 0.4 | n |  | TRUE
151 | bus_LV_3219-1_0_5_node_179 | 0.4 | n |  | TRUE
152 | bus_LV_3219-1_0_5_node_182 | 0.4 | n |  | TRUE
153 | bus_LV_3219-1_0_5_node_199 | 0.4 | n |  | TRUE
154 | bus_LV_3219-1_0_5_node_201 | 0.4 | n |  | TRUE
155 | bus_LV_3219-1_0_5_node_186 | 0.4 | n |  | TRUE
156 | bus_LV_3219-1_0_5_node_187 | 0.4 | n |  | TRUE
157 | bus_LV_3219-1_0_5_node_188 | 0.4 | n |  | TRUE
158 | bus_LV_3219-1_0_5_node_190 | 0.4 | n |  | TRUE
159 | bus_LV_3219-1_0_5_node_193 | 0.4 | n |  | TRUE
160 | bus_LV_3219-1_0_5_node_197 | 0.4 | n |  | TRUE
161 | bus_LV_3219-1_0_5_node_209 | 0.4 | n |  | TRUE
162 | bus_LV_3219-1_0_5_node_210 | 0.4 | n |  | TRUE
163 | bus_LV_3219-1_0_5_node_208 | 0.4 | n |  | TRUE
164 | bus_LV_3219-1_0_5_node_202 | 0.4 | n |  | TRUE
165 | bus_LV_3219-1_0_5_node_203 | 0.4 | n |  | TRUE
166 | bus_LV_3219-1_0_5_node_204 | 0.4 | n |  | TRUE
167 | bus_LV_3219-1_0_5_node_205 | 0.4 | n |  | TRUE
168 | bus_LV_3219-1_0_5_node_206 | 0.4 | n |  | TRUE
169 | bus_LV_3219-1_0_5_node_207 | 0.4 | n |  | TRUE
170 | bus_LV_3219-1_0_5_node_214 | 0.4 | n |  | TRUE
171 | bus_LV_3219-1_0_5_node_215 | 0.4 | n |  | TRUE
172 | bus_LV_3219-1_0_5_node_213 | 0.4 | n |  | TRUE
173 | bus_LV_3219-1_0_5_node_216 | 0.4 | n |  | TRUE
174 | bus_LV_3219-1_0_5_node_217 | 0.4 | n |  | TRUE
175 | bus_LV_3219-1_0_5_node_218 | 0.4 | n |  | TRUE
176 | bus_LV_3219-1_0_5_node_224 | 0.4 | n |  | TRUE
177 | bus_LV_3219-1_0_5_node_225 | 0.4 | n |  | TRUE
178 | bus_LV_3219-1_0_5_node_223 | 0.4 | n |  | TRUE
179 | bus_LV_3219-1_0_5_node_226 | 0.4 | n |  | TRUE
180 | bus_LV_3219-1_0_5_node_219 | 0.4 | n |  | TRUE
181 | bus_LV_3219-1_0_5_node_220 | 0.4 | n |  | TRUE
182 | bus_LV_3219-1_0_5_node_221 | 0.4 | n |  | TRUE
183 | bus_LV_3219-1_0_5_node_222 | 0.4 | n |  | TRUE
184 | bus_LV_3219-1_0_5_node_229 | 0.4 | n |  | TRUE
185 | bus_LV_3219-1_0_5_node_230 | 0.4 | n |  | TRUE
186 | bus_LV_3219-1_0_5_node_234 | 0.4 | n |  | TRUE
187 | bus_LV_3219-1_0_5_node_235 | 0.4 | n |  | TRUE
188 | bus_LV_3219-1_0_5_node_236 | 0.4 | n |  | TRUE
189 | bus_LV_3219-1_0_5_node_237 | 0.4 | n |  | TRUE
190 | bus_LV_3219-1_0_5_node_238 | 0.4 | n |  | TRUE
191 | bus_LV_3219-1_0_5_node_239 | 0.4 | n |  | TRUE
192 | bus_MV_47_0_node_0 | 20 | n |  | TRUE

## load
| name | bus | p_mw | q_mvar | const_z_percent | const_i_percent | sn_mva | scaling | in_service | type
0 | LV_3219-1_0_5_load_0 | 0 | 0.0095802 | 0.002401 | 0 | 0 |  | 1 | TRUE | wye
1 | LV_3219-1_0_5_load_1 | 1 | 0.0048575 | 0.0012174 | 0 | 0 |  | 1 | TRUE | wye
2 | LV_3219-1_0_5_load_2 | 2 | 0.00046006 | 0.0001153 | 0 | 0 |  | 1 | TRUE | wye
3 | LV_3219-1_0_5_load_142 | 3 | 0.00048929 | 0.00012263 | 0 | 0 |  | 1 | TRUE | wye
4 | LV_3219-1_0_5_load_4 | 7 | 0.0040011 | 0.0010028 | 0 | 0 |  | 1 | TRUE | wye
5 | LV_3219-1_0_5_load_154 | 9 | 0.0024004 | 0.00060158 | 0 | 0 |  | 1 | TRUE | wye
6 | LV_3219-1_0_5_load_152 | 10 | 0.0022397 | 0.00056133 | 0 | 0 |  | 1 | TRUE | wye
7 | LV_3219-1_0_5_load_151 | 11 | 0.0011136 | 0.0002791 | 0 | 0 |  | 1 | TRUE | wye
8 | LV_3219-1_0_5_load_110 | 14 | 0.0022706 | 0.00056906 | 0 | 0 |  | 1 | TRUE | wye
9 | LV_3219-1_0_5_load_64 | 15 | 0.00027221 | 6.8222e-05 | 0 | 0 |  | 1 | TRUE | wye
10 | LV_3219-1_0_5_load_51 | 16 | 0.0015252 | 0.00038225 | 0 | 0 |  | 1 | TRUE | wye
11 | LV_3219-1_0_5_load_52 | 17 | 0.00023606 | 5.9163e-05 | 0 | 0 |  | 1 | TRUE | wye
12 | LV_3219-1_0_5_load_53 | 18 | 0.00044076 | 0.00011047 | 0 | 0 |  | 1 | TRUE | wye
13 | LV_3219-1_0_5_load_58 | 20 | 0.00021882 | 5.4841e-05 | 0 | 0 |  | 1 | TRUE | wye
14 | LV_3219-1_0_5_load_55 | 21 | 0.00084517 | 0.00021182 | 0 | 0 |  | 1 | TRUE | wye
15 | LV_3219-1_0_5_load_59 | 22 | 0.00049614 | 0.00012434 | 0 | 0 |  | 1 | TRUE | wye
16 | LV_3219-1_0_5_load_60 | 23 | 0.0004286 | 0.00010742 | 0 | 0 |  | 1 | TRUE | wye
17 | LV_3219-1_0_5_load_61 | 24 | 0.00076492 | 0.00019171 | 0 | 0 |  | 1 | TRUE | wye
18 | LV_3219-1_0_5_load_66 | 25 | 0.00065523 | 0.00016422 | 0 | 0 |  | 1 | TRUE | wye
19 | LV_3219-1_0_5_load_242 | 26 | 0.00018258 | 4.5758e-05 | 0 | 0 |  | 1 | TRUE | wye
20 | LV_3219-1_0_5_load_161 | 28 | 0.0012344 | 0.00030938 | 0 | 0 |  | 1 | TRUE | wye
21 | LV_3219-1_0_5_load_56 | 29 | 0.0028305 | 0.0007094 | 0 | 0 |  | 1 | TRUE | wye
22 | LV_3219-1_0_5_load_158 | 31 | 0.00075918 | 0.00019027 | 0 | 0 |  | 1 | TRUE | wye
23 | LV_3219-1_0_5_load_159 | 32 | 0.0010727 | 0.00026884 | 0 | 0 |  | 1 | TRUE | wye
24 | LV_3219-1_0_5_load_92 | 34 | 0.0018541 | 0.00046469 | 0 | 0 |  | 1 | TRUE | wye
25 | LV_3219-1_0_5_load_156 | 35 | 0.00015662 | 3.9252e-05 | 0 | 0 |  | 1 | TRUE | wye
26 | LV_3219-1_0_5_load_69 | 36 | 0.00066159 | 0.00016581 | 0 | 0 |  | 1 | TRUE | wye
27 | LV_3219-1_0_5_load_74 | 37 | 0.0019814 | 0.00049658 | 0 | 0 |  | 1 | TRUE | wye
28 | LV_3219-1_0_5_load_232 | 38 | 0.0031393 | 0.00078677 | 0 | 0 |  | 1 | TRUE | wye
29 | LV_3219-1_0_5_load_75 | 39 | 0.0056514 | 0.0014164 | 0 | 0 |  | 1 | TRUE | wye
30 | LV_3219-1_0_5_load_233 | 40 | 0.0012402 | 0.00031082 | 0 | 0 |  | 1 | TRUE | wye
31 | LV_3219-1_0_5_load_231 | 41 | 0.0013143 | 0.00032939 | 0 | 0 |  | 1 | TRUE | wye
32 | LV_3219-1_0_5_load_70 | 42 | 0.0048863 | 0.0012246 | 0 | 0 |  | 1 | TRUE | wye
33 | LV_3219-1_0_5_load_71 | 43 | 0.0036645 | 0.00091842 | 0 | 0 |  | 1 | TRUE | wye
34 | LV_3219-1_0_5_load_125 | 45 | 0.0040035 | 0.0010034 | 0 | 0 |  | 1 | TRUE | wye
35 | LV_3219-1_0_5_load_200 | 48 | 0.0023786 | 0.00059614 | 0 | 0 |  | 1 | TRUE | wye
36 | LV_3219-1_0_5_load_241 | 49 | 0.0013821 | 0.00034639 | 0 | 0 |  | 1 | TRUE | wye
37 | LV_3219-1_0_5_load_76 | 50 | 0.0012694 | 0.00031814 | 0 | 0 |  | 1 | TRUE | wye
38 | LV_3219-1_0_5_load_240 | 51 | 0.0031393 | 0.00078678 | 0 | 0 |  | 1 | TRUE | wye
39 | LV_3219-1_0_5_load_78 | 53 | 0.0013389 | 0.00033557 | 0 | 0 |  | 1 | TRUE | wye
40 | LV_3219-1_0_5_load_141 | 54 | 0.012153 | 0.0030459 | 0 | 0 |  | 1 | TRUE | wye
41 | LV_3219-1_0_5_load_140 | 55 | 0.0028489 | 0.00071401 | 0 | 0 |  | 1 | TRUE | wye
42 | LV_3219-1_0_5_load_83 | 56 | 0.0025963 | 0.00065069 | 0 | 0 |  | 1 | TRUE | wye
43 | LV_3219-1_0_5_load_79 | 57 | 0.0039589 | 0.00099219 | 0 | 0 |  | 1 | TRUE | wye
44 | LV_3219-1_0_5_load_80 | 58 | 0.0026788 | 0.00067137 | 0 | 0 |  | 1 | TRUE | wye
45 | LV_3219-1_0_5_load_81 | 59 | 0.0011996 | 0.00030066 | 0 | 0 |  | 1 | TRUE | wye
46 | LV_3219-1_0_5_load_82 | 60 | 0.0016741 | 0.00041957 | 0 | 0 |  | 1 | TRUE | wye
47 | LV_3219-1_0_5_load_106 | 61 | 0.0010437 | 0.00026158 | 0 | 0 |  | 1 | TRUE | wye
48 | LV_3219-1_0_5_load_105 | 62 | 0.0019508 | 0.00048892 | 0 | 0 |  | 1 | TRUE | wye
49 | LV_3219-1_0_5_load_84 | 63 | 0.004083 | 0.0010233 | 0 | 0 |  | 1 | TRUE | wye
50 | LV_3219-1_0_5_load_85 | 64 | 0.0011782 | 0.00029529 | 0 | 0 |  | 1 | TRUE | wye
51 | LV_3219-1_0_5_load_93 | 69 | 0.002007 | 0.000503 | 0 | 0 |  | 1 | TRUE | wye
52 | LV_3219-1_0_5_load_90 | 70 | 0.0054063 | 0.001355 | 0 | 0 |  | 1 | TRUE | wye
53 | LV_3219-1_0_5_load_162 | 71 | 0.0052061 | 0.0013048 | 0 | 0 |  | 1 | TRUE | wye
54 | LV_3219-1_0_5_load_153 | 73 | 0.0026536 | 0.00066505 | 0 | 0 |  | 1 | TRUE | wye
55 | LV_3219-1_0_5_load_163 | 74 | 0.0028099 | 0.00070423 | 0 | 0 |  | 1 | TRUE | wye
56 | LV_3219-1_0_5_load_97 | 77 | 0.0025649 | 0.00064282 | 0 | 0 |  | 1 | TRUE | wye
57 | LV_3219-1_0_5_load_107 | 78 | 0.0027058 | 0.00067815 | 0 | 0 |  | 1 | TRUE | wye
58 | LV_3219-1_0_5_load_104 | 79 | 0.0014865 | 0.00037254 | 0 | 0 |  | 1 | TRUE | wye
59 | LV_3219-1_0_5_load_101 | 80 | 0.01138 | 0.0028521 | 0 | 0 |  | 1 | TRUE | wye
60 | LV_3219-1_0_5_load_98 | 81 | 0.0029667 | 0.00074353 | 0 | 0 |  | 1 | TRUE | wye
61 | LV_3219-1_0_5_load_108 | 82 | 0.0009876 | 0.00024752 | 0 | 0 |  | 1 | TRUE | wye
62 | LV_3219-1_0_5_load_99 | 84 | 0.0016915 | 0.00042392 | 0 | 0 |  | 1 | TRUE | wye
63 | LV_3219-1_0_5_load_109 | 85 | 0.0073158 | 0.0018335 | 0 | 0 |  | 1 | TRUE | wye
64 | LV_3219-1_0_5_load_102 | 87 | 0.0055427 | 0.0013891 | 0 | 0 |  | 1 | TRUE | wye
65 | LV_3219-1_0_5_load_103 | 88 | 0.0043935 | 0.0011011 | 0 | 0 |  | 1 | TRUE | wye
66 | LV_3219-1_0_5_load_176 | 89 | 0.002637 | 0.00066091 | 0 | 0 |  | 1 | TRUE | wye
67 | LV_3219-1_0_5_load_183 | 90 | 0.0080395 | 0.0020149 | 0 | 0 |  | 1 | TRUE | wye
68 | LV_3219-1_0_5_load_150 | 91 | 0.0016415 | 0.0004114 | 0 | 0 |  | 1 | TRUE | wye
69 | LV_3219-1_0_5_load_148 | 92 | 0.0037393 | 0.00093715 | 0 | 0 |  | 1 | TRUE | wye
70 | LV_3219-1_0_5_load_175 | 93 | 0.0069435 | 0.0017402 | 0 | 0 |  | 1 | TRUE | wye
71 | LV_3219-1_0_5_load_184 | 94 | 0.0063349 | 0.0015877 | 0 | 0 |  | 1 | TRUE | wye
72 | LV_3219-1_0_5_load_111 | 95 | 0.0019461 | 0.00048775 | 0 | 0 |  | 1 | TRUE | wye
73 | LV_3219-1_0_5_load_112 | 96 | 0.003961 | 0.00099272 | 0 | 0 |  | 1 | TRUE | wye
74 | LV_3219-1_0_5_load_115 | 98 | 0.0044558 | 0.0011167 | 0 | 0 |  | 1 | TRUE | wye
75 | LV_3219-1_0_5_load_194 | 103 | 0.0040407 | 0.0010127 | 0 | 0 |  | 1 | TRUE | wye
76 | LV_3219-1_0_5_load_227 | 104 | 0.0038177 | 0.0009568 | 0 | 0 |  | 1 | TRUE | wye
77 | LV_3219-1_0_5_load_120 | 105 | 0.0073317 | 0.0018375 | 0 | 0 |  | 1 | TRUE | wye
78 | LV_3219-1_0_5_load_121 | 106 | 0.0034665 | 0.00086879 | 0 | 0 |  | 1 | TRUE | wye
79 | LV_3219-1_0_5_load_212 | 107 | 0.0032883 | 0.00082412 | 0 | 0 |  | 1 | TRUE | wye
80 | LV_3219-1_0_5_load_192 | 108 | 0.0066223 | 0.0016597 | 0 | 0 |  | 1 | TRUE | wye
81 | LV_3219-1_0_5_load_124 | 109 | 0.0036419 | 0.00091275 | 0 | 0 |  | 1 | TRUE | wye
82 | LV_3219-1_0_5_load_228 | 110 | 0.0026104 | 0.00065424 | 0 | 0 |  | 1 | TRUE | wye
83 | LV_3219-1_0_5_load_122 | 111 | 0.0089068 | 0.0022323 | 0 | 0 |  | 1 | TRUE | wye
84 | LV_3219-1_0_5_load_123 | 112 | 0.0029315 | 0.00073471 | 0 | 0 |  | 1 | TRUE | wye
85 | LV_3219-1_0_5_load_191 | 113 | 0.00052785 | 0.00013229 | 0 | 0 |  | 1 | TRUE | wye
86 | LV_3219-1_0_5_load_169 | 114 | 0.00060653 | 0.00015201 | 0 | 0 |  | 1 | TRUE | wye
87 | LV_3219-1_0_5_load_126 | 115 | 0.0025009 | 0.00062679 | 0 | 0 |  | 1 | TRUE | wye
88 | LV_3219-1_0_5_load_127 | 116 | 0.0021168 | 0.00053051 | 0 | 0 |  | 1 | TRUE | wye
89 | LV_3219-1_0_5_load_128 | 117 | 0.0028559 | 0.00071575 | 0 | 0 |  | 1 | TRUE | wye
90 | LV_3219-1_0_5_load_129 | 118 | 0.0024299 | 0.00060899 | 0 | 0 |  | 1 | TRUE | wye
91 | LV_3219-1_0_5_load_130 | 119 | 0.0027119 | 0.00067966 | 0 | 0 |  | 1 | TRUE | wye
92 | LV_3219-1_0_5_load_131 | 120 | 0.0040388 | 0.0010122 | 0 | 0 |  | 1 | TRUE | wye
93 | LV_3219-1_0_5_load_133 | 122 | 0.0029215 | 0.0007322 | 0 | 0 |  | 1 | TRUE | wye
94 | LV_3219-1_0_5_load_134 | 123 | 0.0033841 | 0.00084815 | 0 | 0 |  | 1 | TRUE | wye
95 | LV_3219-1_0_5_load_135 | 124 | 0.0020118 | 0.00050419 | 0 | 0 |  | 1 | TRUE | wye
96 | LV_3219-1_0_5_load_136 | 125 | 0.0018298 | 0.0004586 | 0 | 0 |  | 1 | TRUE | wye
97 | LV_3219-1_0_5_load_138 | 127 | 0.0018422 | 0.0004617 | 0 | 0 |  | 1 | TRUE | wye
98 | LV_3219-1_0_5_load_139 | 128 | 0.002418 | 0.00060601 | 0 | 0 |  | 1 | TRUE | wye
99 | LV_3219-1_0_5_load_146 | 130 | 0.0021387 | 0.00053601 | 0 | 0 |  | 1 | TRUE | wye
100 | LV_3219-1_0_5_load_177 | 131 | 0.003088 | 0.00077392 | 0 | 0 |  | 1 | TRUE | wye
101 | LV_3219-1_0_5_load_145 | 132 | 0.0017986 | 0.00045077 | 0 | 0 |  | 1 | TRUE | wye
102 | LV_3219-1_0_5_load_178 | 133 | 0.0038927 | 0.0009756 | 0 | 0 |  | 1 | TRUE | wye
103 | LV_3219-1_0_5_load_180 | 135 | 0.0021536 | 0.00053975 | 0 | 0 |  | 1 | TRUE | wye
104 | LV_3219-1_0_5_load_181 | 136 | 0.0021323 | 0.00053439 | 0 | 0 |  | 1 | TRUE | wye
105 | LV_3219-1_0_5_load_164 | 137 | 0.00031001 | 7.7696e-05 | 0 | 0 |  | 1 | TRUE | wye
106 | LV_3219-1_0_5_load_165 | 138 | 0.0035044 | 0.00087829 | 0 | 0 |  | 1 | TRUE | wye
107 | LV_3219-1_0_5_load_167 | 140 | 0.0031248 | 0.00078316 | 0 | 0 |  | 1 | TRUE | wye
108 | LV_3219-1_0_5_load_198 | 143 | 0.0079099 | 0.0019824 | 0 | 0 |  | 1 | TRUE | wye
109 | LV_3219-1_0_5_load_195 | 144 | 0.00053885 | 0.00013505 | 0 | 0 |  | 1 | TRUE | wye
110 | LV_3219-1_0_5_load_171 | 145 | 0.00064771 | 0.00016233 | 0 | 0 |  | 1 | TRUE | wye
111 | LV_3219-1_0_5_load_172 | 146 | 0.0052786 | 0.0013229 | 0 | 0 |  | 1 | TRUE | wye
112 | LV_3219-1_0_5_load_189 | 147 | 0.0089472 | 0.0022424 | 0 | 0 |  | 1 | TRUE | wye
113 | LV_3219-1_0_5_load_196 | 148 | 0.0033817 | 0.00084753 | 0 | 0 |  | 1 | TRUE | wye
114 | LV_3219-1_0_5_load_173 | 149 | 0.0013182 | 0.00033036 | 0 | 0 |  | 1 | TRUE | wye
115 | LV_3219-1_0_5_load_174 | 150 | 0.0032909 | 0.00082478 | 0 | 0 |  | 1 | TRUE | wye
116 | LV_3219-1_0_5_load_179 | 151 | 0.0024594 | 0.00061639 | 0 | 0 |  | 1 | TRUE | wye
117 | LV_3219-1_0_5_load_182 | 152 | 0.0027042 | 0.00067773 | 0 | 0 |  | 1 | TRUE | wye
118 | LV_3219-1_0_5_load_199 | 153 | 0.0023236 | 0.00058234 | 0 | 0 |  | 1 | TRUE | wye
119 | LV_3219-1_0_5_load_201 | 154 | 0.0021712 | 0.00054415 | 0 | 0 |  | 1 | TRUE | wye
120 | LV_3219-1_0_5_load_186 | 155 | 0.0080755 | 0.0020239 | 0 | 0 |  | 1 | TRUE | wye
121 | LV_3219-1_0_5_load_187 | 156 | 0.0044518 | 0.0011157 | 0 | 0 |  | 1 | TRUE | wye
122 | LV_3219-1_0_5_load_188 | 157 | 0.0038815 | 0.00097279 | 0 | 0 |  | 1 | TRUE | wye
123 | LV_3219-1_0_5_load_190 | 158 | 0.0035781 | 0.00089677 | 0 | 0 |  | 1 | TRUE | wye
124 | LV_3219-1_0_5_load_193 | 159 | 0.0036827 | 0.00092298 | 0 | 0 |  | 1 | TRUE | wye
125 | LV_3219-1_0_5_load_197 | 160 | 0.0034741 | 0.0008707 | 0 | 0 |  | 1 | TRUE | wye
126 | LV_3219-1_0_5_load_210 | 162 | 0.0026363 | 0.00066072 | 0 | 0 |  | 1 | TRUE | wye
127 | LV_3219-1_0_5_load_208 | 163 | 0.00364 | 0.00091227 | 0 | 0 |  | 1 | TRUE | wye
128 | LV_3219-1_0_5_load_202 | 164 | 0.0048788 | 0.0012227 | 0 | 0 |  | 1 | TRUE | wye
129 | LV_3219-1_0_5_load_203 | 165 | 0.0055871 | 0.0014003 | 0 | 0 |  | 1 | TRUE | wye
130 | LV_3219-1_0_5_load_204 | 166 | 0.0030701 | 0.00076943 | 0 | 0 |  | 1 | TRUE | wye
131 | LV_3219-1_0_5_load_205 | 167 | 0.0039726 | 0.00099564 | 0 | 0 |  | 1 | TRUE | wye
132 | LV_3219-1_0_5_load_206 | 168 | 0.0033141 | 0.0008306 | 0 | 0 |  | 1 | TRUE | wye
133 | LV_3219-1_0_5_load_207 | 169 | 0.0034097 | 0.00085455 | 0 | 0 |  | 1 | TRUE | wye
134 | LV_3219-1_0_5_load_214 | 170 | 0.0030521 | 0.00076492 | 0 | 0 |  | 1 | TRUE | wye
135 | LV_3219-1_0_5_load_215 | 171 | 0.0024826 | 0.0006222 | 0 | 0 |  | 1 | TRUE | wye
136 | LV_3219-1_0_5_load_213 | 172 | 0.0034328 | 0.00086035 | 0 | 0 |  | 1 | TRUE | wye
137 | LV_3219-1_0_5_load_217 | 174 | 0.0023992 | 0.00060129 | 0 | 0 |  | 1 | TRUE | wye
138 | LV_3219-1_0_5_load_218 | 175 | 0.0026563 | 0.00066573 | 0 | 0 |  | 1 | TRUE | wye
139 | LV_3219-1_0_5_load_224 | 176 | 0.0026815 | 0.00067205 | 0 | 0 |  | 1 | TRUE | wye
140 | LV_3219-1_0_5_load_225 | 177 | 0.0022175 | 0.00055576 | 0 | 0 |  | 1 | TRUE | wye
141 | LV_3219-1_0_5_load_223 | 178 | 0.003194 | 0.00080048 | 0 | 0 |  | 1 | TRUE | wye
142 | LV_3219-1_0_5_load_226 | 179 | 0.004565 | 0.0011441 | 0 | 0 |  | 1 | TRUE | wye
143 | LV_3219-1_0_5_load_219 | 180 | 0.002685 | 0.00067293 | 0 | 0 |  | 1 | TRUE | wye
144 | LV_3219-1_0_5_load_220 | 181 | 0.0039112 | 0.00098023 | 0 | 0 |  | 1 | TRUE | wye
145 | LV_3219-1_0_5_load_221 | 182 | 0.0015613 | 0.00039131 | 0 | 0 |  | 1 | TRUE | wye
146 | LV_3219-1_0_5_load_222 | 183 | 0.0038177 | 0.00095681 | 0 | 0 |  | 1 | TRUE | wye
147 | LV_3219-1_0_5_load_229 | 184 | 0.0012599 | 0.00031575 | 0 | 0 |  | 1 | TRUE | wye
148 | LV_3219-1_0_5_load_230 | 185 | 0.00094131 | 0.00023592 | 0 | 0 |  | 1 | TRUE | wye
149 | LV_3219-1_0_5_load_234 | 186 | 0.0030423 | 0.00076247 | 0 | 0 |  | 1 | TRUE | wye
150 | LV_3219-1_0_5_load_235 | 187 | 0.0035282 | 0.00088424 | 0 | 0 |  | 1 | TRUE | wye
151 | LV_3219-1_0_5_load_236 | 188 | 0.0013372 | 0.00033513 | 0 | 0 |  | 1 | TRUE | wye
152 | LV_3219-1_0_5_load_237 | 189 | 0.0034366 | 0.00086129 | 0 | 0 |  | 1 | TRUE | wye
153 | LV_3219-1_0_5_load_238 | 190 | 0.00080234 | 0.00020109 | 0 | 0 |  | 1 | TRUE | wye
154 | LV_3219-1_0_5_load_239 | 191 | 0.0043932 | 0.001101 | 0 | 0 |  | 1 | TRUE | wye

## ext_grid
| name | bus | vm_pu | va_degree | slack_weight | in_service
0 |  | 143 | 1 | 0 | 1 | TRUE

## line
| name | std_type | from_bus | to_bus | length_km | r_ohm_per_km | x_ohm_per_km | c_nf_per_km | g_us_per_km | max_i_ka | df | parallel | type | in_service
0 | LV_3219-1_0_5_line_0 |  | 0 | 1 | 0.040341 | 0.125 | 0.08 | 261 | 0 | 0.364 | 1 | 1 | cs | TRUE
1 | LV_3219-1_0_5_line_1 |  | 1 | 2 | 0.0043857 | 0.125 | 0.08 | 261 | 0 | 0.364 | 1 | 1 | cs | TRUE
2 | LV_3219-1_0_5_line_2 |  | 2 | 3 | 0.097483 | 0.125 | 0.08 | 261 | 0 | 0.364 | 1 | 1 | cs | TRUE
3 | LV_3219-1_0_5_line_3 |  | 3 | 4 | 0.033438 | 0.125 | 0.08 | 261 | 0 | 0.364 | 1 | 1 | cs | TRUE
4 | LV_3219-1_0_5_line_4 |  | 3 | 5 | 0.26805 | 0.125 | 0.08 | 261 | 0 | 0.364 | 1 | 1 | cs | TRUE
5 | LV_3219-1_0_5_line_5 |  | 4 | 129 | 0.053499 | 0.125 | 0.08 | 261 | 0 | 0.364 | 1 | 1 | cs | TRUE
6 | LV_3219-1_0_5_line_6 |  | 5 | 25 | 0.064462 | 0.125 | 0.08 | 261 | 0 | 0.364 | 1 | 1 | cs | TRUE
7 | LV_3219-1_0_5_line_7 |  | 5 | 15 | 0.23408 | 0.125 | 0.08 | 261 | 0 | 0.364 | 1 | 1 | cs | TRUE
8 | LV_3219-1_0_5_line_8 |  | 6 | 7 | 0.011351 | 0.125 | 0.08 | 261 | 0 | 0.364 | 1 | 1 | cs | TRUE
9 | LV_3219-1_0_5_line_9 |  | 6 | 8 | 0.036507 | 0.125 | 0.08 | 261 | 0 | 0.364 | 1 | 1 | cs | TRUE
10 | LV_3219-1_0_5_line_10 |  | 7 | 9 | 0.016324 | 0.125 | 0.08 | 261 | 0 | 0.364 | 1 | 1 | cs | TRUE
11 | LV_3219-1_0_5_line_11 |  | 8 | 10 | 0.015234 | 0.125 | 0.08 | 261 | 0 | 0.364 | 1 | 1 | cs | TRUE
12 | LV_3219-1_0_5_line_12 |  | 8 | 11 | 0.0039548 | 0.125 | 0.08 | 261 | 0 | 0.364 | 1 | 1 | cs | TRUE
13 | LV_3219-1_0_5_line_13 |  | 9 | 12 | 0.019455 | 0.125 | 0.08 | 261 | 0 | 0.364 | 1 | 1 | cs | TRUE
14 | LV_3219-1_0_5_line_14 |  | 10 | 13 | 0.021514 | 0.125 | 0.08 | 261 | 0 | 0.364 | 1 | 1 | cs | TRUE
15 | LV_3219-1_0_5_line_15 |  | 11 | 14 | 0.017631 | 0.125 | 0.08 | 261 | 0 | 0.364 | 1 | 1 | cs | TRUE
16 | LV_3219-1_0_5_line_16 |  | 12 | 35 | 0.040152 | 0.125 | 0.08 | 261 | 0 | 0.364 | 1 | 1 | cs | TRUE
17 | LV_3219-1_0_5_line_17 |  | 12 | 73 | 0.0050652 | 0.125 | 0.08 | 261 | 0 | 0.364 | 1 | 1 | cs | TRUE
18 | LV_3219-1_0_5_line_18 |  | 13 | 65 | 0.004614 | 0.125 | 0.08 | 261 | 0 | 0.364 | 1 | 1 | cs | TRUE
19 | LV_3219-1_0_5_line_19 |  | 14 | 85 | 0.0060972 | 0.125 | 0.08 | 261 | 0 | 0.364 | 1 | 1 | cs | TRUE
20 | LV_3219-1_0_5_line_20 |  | 16 | 17 | 0.020341 | 0.125 | 0.08 | 261 | 0 | 0.364 | 1 | 1 | cs | TRUE
21 | LV_3219-1_0_5_line_21 |  | 16 | 18 | 0.014332 | 0.125 | 0.08 | 261 | 0 | 0.364 | 1 | 1 | cs | TRUE
22 | LV_3219-1_0_5_line_22 |  | 18 | 19 | 0.0056821 | 0.125 | 0.08 | 261 | 0 | 0.364 | 1 | 1 | cs | TRUE
23 | LV_3219-1_0_5_line_23 |  | 19 | 20 | 0.01291 | 0.125 | 0.08 | 261 | 0 | 0.364 | 1 | 1 | cs | TRUE
24 | LV_3219-1_0_5_line_24 |  | 19 | 21 | 0.023548 | 0.125 | 0.08 | 261 | 0 | 0.364 | 1 | 1 | cs | TRUE
25 | LV_3219-1_0_5_line_25 |  | 20 | 22 | 0.022862 | 0.125 | 0.08 | 261 | 0 | 0.364 | 1 | 1 | cs | TRUE
26 | LV_3219-1_0_5_line_26 |  | 21 | 27 | 0.33333 | 0.125 | 0.08 | 261 | 0 | 0.364 | 1 | 1 | cs | TRUE
27 | LV_3219-1_0_5_line_27 |  | 22 | 23 | 0.017361 | 0.125 | 0.08 | 261 | 0 | 0.364 | 1 | 1 | cs | TRUE
28 | LV_3219-1_0_5_line_28 |  | 23 | 24 | 0.017986 | 0.125 | 0.08 | 261 | 0 | 0.364 | 1 | 1 | cs | TRUE
29 | LV_3219-1_0_5_line_29 |  | 25 | 26 | 0.2569 | 0.125 | 0.08 | 261 | 0 | 0.364 | 1 | 1 | cs | TRUE
30 | LV_3219-1_0_5_line_30 |  | 27 | 28 | 0.032049 | 0.125 | 0.08 | 261 | 0 | 0.364 | 1 | 1 | cs | TRUE
31 | LV_3219-1_0_5_line_31 |  | 28 | 32 | 0.047636 | 0.125 | 0.08 | 261 | 0 | 0.364 | 1 | 1 | cs | TRUE
32 | LV_3219-1_0_5_line_32 |  | 29 | 30 | 0.01324 | 0.125 | 0.08 | 261 | 0 | 0.364 | 1 | 1 | cs | TRUE
33 | LV_3219-1_0_5_line_33 |  | 30 | 31 | 0.03074 | 0.125 | 0.08 | 261 | 0 | 0.364 | 1 | 1 | cs | TRUE
34 | LV_3219-1_0_5_line_34 |  | 30 | 32 | 0.049311 | 0.125 | 0.08 | 261 | 0 | 0.364 | 1 | 1 | cs | TRUE
35 | LV_3219-1_0_5_line_35 |  | 30 | 33 | 0.043438 | 0.125 | 0.08 | 261 | 0 | 0.364 | 1 | 1 | cs | TRUE
36 | LV_3219-1_0_5_line_36 |  | 33 | 34 | 0.023431 | 0.125 | 0.08 | 261 | 0 | 0.364 | 1 | 1 | cs | TRUE
37 | LV_3219-1_0_5_line_37 |  | 33 | 35 | 0.001559 | 0.125 | 0.08 | 261 | 0 | 0.364 | 1 | 1 | cs | TRUE
38 | LV_3219-1_0_5_line_38 |  | 36 | 37 | 0.10019 | 0.125 | 0.08 | 261 | 0 | 0.364 | 1 | 1 | cs | TRUE
39 | LV_3219-1_0_5_line_39 |  | 36 | 38 | 0.10941 | 0.125 | 0.08 | 261 | 0 | 0.364 | 1 | 1 | cs | TRUE
40 | LV_3219-1_0_5_line_40 |  | 37 | 39 | 0.064198 | 0.125 | 0.08 | 261 | 0 | 0.364 | 1 | 1 | cs | TRUE
41 | LV_3219-1_0_5_line_41 |  | 38 | 40 | 0.015842 | 0.125 | 0.08 | 261 | 0 | 0.364 | 1 | 1 | cs | TRUE
42 | LV_3219-1_0_5_line_42 |  | 38 | 41 | 0.010249 | 0.125 | 0.08 | 261 | 0 | 0.364 | 1 | 1 | cs | TRUE
43 | LV_3219-1_0_5_line_43 |  | 39 | 50 | 0.06407 | 0.125 | 0.08 | 261 | 0 | 0.364 | 1 | 1 | cs | TRUE
44 | LV_3219-1_0_5_line_44 |  | 40 | 186 | 0.00096112 | 0.125 | 0.08 | 261 | 0 | 0.364 | 1 | 1 | cs | TRUE
45 | LV_3219-1_0_5_line_45 |  | 41 | 185 | 0.0065305 | 0.125 | 0.08 | 261 | 0 | 0.364 | 1 | 1 | cs | TRUE
46 | LV_3219-1_0_5_line_46 |  | 42 | 43 | 0.023131 | 0.125 | 0.08 | 261 | 0 | 0.364 | 1 | 1 | cs | TRUE
47 | LV_3219-1_0_5_line_47 |  | 43 | 44 | 0.02769 | 0.125 | 0.08 | 261 | 0 | 0.364 | 1 | 1 | cs | TRUE
48 | LV_3219-1_0_5_line_48 |  | 44 | 45 | 0.024957 | 0.125 | 0.08 | 261 | 0 | 0.364 | 1 | 1 | cs | TRUE
49 | LV_3219-1_0_5_line_49 |  | 44 | 46 | 0.006107 | 0.125 | 0.08 | 261 | 0 | 0.364 | 1 | 1 | cs | TRUE
50 | LV_3219-1_0_5_line_50 |  | 45 | 109 | 0.011529 | 0.125 | 0.08 | 261 | 0 | 0.364 | 1 | 1 | cs | TRUE
51 | LV_3219-1_0_5_line_51 |  | 46 | 100 | 0.013609 | 0.125 | 0.08 | 261 | 0 | 0.364 | 1 | 1 | cs | TRUE
52 | LV_3219-1_0_5_line_52 |  | 46 | 96 | 0.018791 | 0.125 | 0.08 | 261 | 0 | 0.364 | 1 | 1 | cs | TRUE
53 | LV_3219-1_0_5_line_53 |  | 47 | 48 | 0.019845 | 0.125 | 0.08 | 261 | 0 | 0.364 | 1 | 1 | cs | TRUE
54 | LV_3219-1_0_5_line_54 |  | 47 | 49 | 0.014849 | 0.125 | 0.08 | 261 | 0 | 0.364 | 1 | 1 | cs | TRUE
55 | LV_3219-1_0_5_line_55 |  | 49 | 51 | 0.0038549 | 0.125 | 0.08 | 261 | 0 | 0.364 | 1 | 1 | cs | TRUE
56 | LV_3219-1_0_5_line_56 |  | 50 | 52 | 0.024988 | 0.125 | 0.08 | 261 | 0 | 0.364 | 1 | 1 | cs | TRUE
57 | LV_3219-1_0_5_line_57 |  | 51 | 191 | 0.018142 | 0.125 | 0.08 | 261 | 0 | 0.364 | 1 | 1 | cs | TRUE
58 | LV_3219-1_0_5_line_58 |  | 52 | 53 | 0.08975 | 0.125 | 0.08 | 261 | 0 | 0.364 | 1 | 1 | cs | TRUE
59 | LV_3219-1_0_5_line_59 |  | 53 | 56 | 0.010349 | 0.125 | 0.08 | 261 | 0 | 0.364 | 1 | 1 | cs | TRUE
60 | LV_3219-1_0_5_line_60 |  | 54 | 55 | 0.022093 | 0.125 | 0.08 | 261 | 0 | 0.364 | 1 | 1 | cs | TRUE
61 | LV_3219-1_0_5_line_61 |  | 55 | 128 | 0.0043948 | 0.125 | 0.08 | 261 | 0 | 0.364 | 1 | 1 | cs | TRUE
62 | LV_3219-1_0_5_line_62 |  | 57 | 58 | 0.016328 | 0.125 | 0.08 | 261 | 0 | 0.364 | 1 | 1 | cs | TRUE
63 | LV_3219-1_0_5_line_63 |  | 57 | 59 | 0.12288 | 0.125 | 0.08 | 261 | 0 | 0.364 | 1 | 1 | cs | TRUE
64 | LV_3219-1_0_5_line_64 |  | 59 | 60 | 0.028131 | 0.125 | 0.08 | 261 | 0 | 0.364 | 1 | 1 | cs | TRUE
65 | LV_3219-1_0_5_line_65 |  | 60 | 61 | 0.0050724 | 0.125 | 0.08 | 261 | 0 | 0.364 | 1 | 1 | cs | TRUE
66 | LV_3219-1_0_5_line_66 |  | 61 | 62 | 0.027356 | 0.125 | 0.08 | 261 | 0 | 0.364 | 1 | 1 | cs | TRUE
67 | LV_3219-1_0_5_line_67 |  | 62 | 79 | 0.0037876 | 0.125 | 0.08 | 261 | 0 | 0.364 | 1 | 1 | cs | TRUE
68 | LV_3219-1_0_5_line_68 |  | 63 | 64 | 0.03071 | 0.125 | 0.08 | 261 | 0 | 0.364 | 1 | 1 | cs | TRUE
69 | LV_3219-1_0_5_line_69 |  | 63 | 65 | 0.033343 | 0.125 | 0.08 | 261 | 0 | 0.364 | 1 | 1 | cs | TRUE
70 | LV_3219-1_0_5_line_70 |  | 64 | 66 | 0.03247 | 0.125 | 0.08 | 261 | 0 | 0.364 | 1 | 1 | cs | TRUE
71 | LV_3219-1_0_5_line_71 |  | 65 | 67 | 0.022501 | 0.125 | 0.08 | 261 | 0 | 0.364 | 1 | 1 | cs | TRUE
72 | LV_3219-1_0_5_line_72 |  | 66 | 68 | 0.039243 | 0.125 | 0.08 | 261 | 0 | 0.364 | 1 | 1 | cs | TRUE
73 | LV_3219-1_0_5_line_73 |  | 67 | 69 | 0.0058426 | 0.125 | 0.08 | 261 | 0 | 0.364 | 1 | 1 | cs | TRUE
74 | LV_3219-1_0_5_line_74 |  | 67 | 70 | 0.032949 | 0.125 | 0.08 | 261 | 0 | 0.364 | 1 | 1 | cs | TRUE
75 | LV_3219-1_0_5_line_75 |  | 68 | 71 | 0.014357 | 0.125 | 0.08 | 261 | 0 | 0.364 | 1 | 1 | cs | TRUE
76 | LV_3219-1_0_5_line_76 |  | 69 | 72 | 0.016009 | 0.125 | 0.08 | 261 | 0 | 0.364 | 1 | 1 | cs | TRUE
77 | LV_3219-1_0_5_line_77 |  | 71 | 74 | 0.0274 | 0.125 | 0.08 | 261 | 0 | 0.364 | 1 | 1 | cs | TRUE
78 | LV_3219-1_0_5_line_78 |  | 72 | 75 | 0.027063 | 0.125 | 0.08 | 261 | 0 | 0.364 | 1 | 1 | cs | TRUE
79 | LV_3219-1_0_5_line_79 |  | 72 | 76 | 0.016125 | 0.125 | 0.08 | 261 | 0 | 0.364 | 1 | 1 | cs | TRUE
80 | LV_3219-1_0_5_line_80 |  | 72 | 77 | 0.011414 | 0.125 | 0.08 | 261 | 0 | 0.364 | 1 | 1 | cs | TRUE
81 | LV_3219-1_0_5_line_81 |  | 75 | 78 | 0.036429 | 0.125 | 0.08 | 261 | 0 | 0.364 | 1 | 1 | cs | TRUE
82 | LV_3219-1_0_5_line_82 |  | 75 | 79 | 0.038265 | 0.125 | 0.08 | 261 | 0 | 0.364 | 1 | 1 | cs | TRUE
83 | LV_3219-1_0_5_line_83 |  | 76 | 80 | 0.039808 | 0.125 | 0.08 | 261 | 0 | 0.364 | 1 | 1 | cs | TRUE
84 | LV_3219-1_0_5_line_84 |  | 76 | 81 | 0.0022634 | 0.125 | 0.08 | 261 | 0 | 0.364 | 1 | 1 | cs | TRUE
85 | LV_3219-1_0_5_line_85 |  | 78 | 82 | 0.016392 | 0.125 | 0.08 | 261 | 0 | 0.364 | 1 | 1 | cs | TRUE
86 | LV_3219-1_0_5_line_86 |  | 80 | 83 | 0.013535 | 0.125 | 0.08 | 261 | 0 | 0.364 | 1 | 1 | cs | TRUE
87 | LV_3219-1_0_5_line_87 |  | 81 | 84 | 0.013116 | 0.125 | 0.08 | 261 | 0 | 0.364 | 1 | 1 | cs | TRUE
88 | LV_3219-1_0_5_line_88 |  | 83 | 91 | 0.015301 | 0.125 | 0.08 | 261 | 0 | 0.364 | 1 | 1 | cs | TRUE
89 | LV_3219-1_0_5_line_89 |  | 83 | 92 | 0.030287 | 0.125 | 0.08 | 261 | 0 | 0.364 | 1 | 1 | cs | TRUE
90 | LV_3219-1_0_5_line_90 |  | 84 | 86 | 0.023505 | 0.125 | 0.08 | 261 | 0 | 0.364 | 1 | 1 | cs | TRUE
91 | LV_3219-1_0_5_line_91 |  | 86 | 87 | 0.0062003 | 0.125 | 0.08 | 261 | 0 | 0.364 | 1 | 2 | cs | TRUE
92 | LV_3219-1_0_5_line_92 |  | 86 | 88 | 0.023631 | 0.125 | 0.08 | 261 | 0 | 0.364 | 1 | 1 | cs | TRUE
93 | LV_3219-1_0_5_line_93 |  | 87 | 89 | 0.010739 | 0.125 | 0.08 | 261 | 0 | 0.364 | 1 | 4 | cs | TRUE
94 | LV_3219-1_0_5_line_94 |  | 88 | 90 | 0.0053431 | 0.125 | 0.08 | 261 | 0 | 0.364 | 1 | 1 | cs | TRUE
95 | LV_3219-1_0_5_line_95 |  | 89 | 93 | 0.028559 | 0.125 | 0.08 | 261 | 0 | 0.364 | 1 | 4 | cs | TRUE
96 | LV_3219-1_0_5_line_96 |  | 90 | 94 | 0.029273 | 0.125 | 0.08 | 261 | 0 | 0.364 | 1 | 1 | cs | TRUE
97 | LV_3219-1_0_5_line_97 |  | 91 | 135 | 0.016392 | 0.125 | 0.08 | 261 | 0 | 0.364 | 1 | 1 | cs | TRUE
98 | LV_3219-1_0_5_line_98 |  | 92 | 134 | 0.0018901 | 0.125 | 0.08 | 261 | 0 | 0.364 | 1 | 1 | cs | TRUE
99 | LV_3219-1_0_5_line_99 |  | 93 | 146 | 0.01596 | 0.125 | 0.08 | 261 | 0 | 0.364 | 1 | 4 | cs | TRUE
100 | LV_3219-1_0_5_line_100 |  | 95 | 96 | 0.035608 | 0.125 | 0.08 | 261 | 0 | 0.364 | 1 | 1 | cs | TRUE
101 | LV_3219-1_0_5_line_101 |  | 95 | 97 | 0.024047 | 0.125 | 0.08 | 261 | 0 | 0.364 | 1 | 1 | cs | TRUE
102 | LV_3219-1_0_5_line_102 |  | 97 | 98 | 0.018074 | 0.125 | 0.08 | 261 | 0 | 0.364 | 1 | 1 | cs | TRUE
103 | LV_3219-1_0_5_line_103 |  | 97 | 99 | 0.014166 | 0.125 | 0.08 | 261 | 0 | 0.364 | 1 | 2 | cs | TRUE
104 | LV_3219-1_0_5_line_104 |  | 98 | 101 | 0.021564 | 0.125 | 0.08 | 261 | 0 | 0.364 | 1 | 1 | cs | TRUE
105 | LV_3219-1_0_5_line_105 |  | 99 | 102 | 0.028456 | 0.125 | 0.08 | 261 | 0 | 0.364 | 1 | 4 | cs | TRUE
106 | LV_3219-1_0_5_line_106 |  | 99 | 103 | 0.03219 | 0.125 | 0.08 | 261 | 0 | 0.364 | 1 | 1 | cs | TRUE
107 | LV_3219-1_0_5_line_107 |  | 100 | 104 | 0.013229 | 0.125 | 0.08 | 261 | 0 | 0.364 | 1 | 1 | cs | TRUE
108 | LV_3219-1_0_5_line_108 |  | 101 | 105 | 0.032166 | 0.125 | 0.08 | 261 | 0 | 0.364 | 1 | 1 | cs | TRUE
109 | LV_3219-1_0_5_line_109 |  | 101 | 106 | 0.034226 | 0.125 | 0.08 | 261 | 0 | 0.364 | 1 | 1 | cs | TRUE
110 | LV_3219-1_0_5_line_110 |  | 102 | 107 | 0.0137 | 0.125 | 0.08 | 261 | 0 | 0.364 | 1 | 4 | cs | TRUE
111 | LV_3219-1_0_5_line_111 |  | 103 | 108 | 0.0070086 | 0.125 | 0.08 | 261 | 0 | 0.364 | 1 | 1 | cs | TRUE
112 | LV_3219-1_0_5_line_112 |  | 104 | 110 | 0.04912 | 0.125 | 0.08 | 261 | 0 | 0.364 | 1 | 1 | cs | TRUE
113 | LV_3219-1_0_5_line_113 |  | 105 | 111 | 0.035476 | 0.125 | 0.08 | 261 | 0 | 0.364 | 1 | 1 | cs | TRUE
114 | LV_3219-1_0_5_line_114 |  | 107 | 172 | 0.020682 | 0.125 | 0.08 | 261 | 0 | 0.364 | 1 | 4 | cs | TRUE
115 | LV_3219-1_0_5_line_115 |  | 108 | 159 | 0.019202 | 0.125 | 0.08 | 261 | 0 | 0.364 | 1 | 1 | cs | TRUE
116 | LV_3219-1_0_5_line_116 |  | 109 | 115 | 0.012806 | 0.125 | 0.08 | 261 | 0 | 0.364 | 1 | 1 | cs | TRUE
117 | LV_3219-1_0_5_line_117 |  | 110 | 184 | 0.0014832 | 0.125 | 0.08 | 261 | 0 | 0.364 | 1 | 1 | cs | TRUE
118 | LV_3219-1_0_5_line_118 |  | 111 | 112 | 0.04586 | 0.125 | 0.08 | 261 | 0 | 0.364 | 1 | 1 | cs | TRUE
119 | LV_3219-1_0_5_line_119 |  | 113 | 114 | 0.017803 | 0.125 | 0.08 | 261 | 0 | 0.364 | 1 | 1 | cs | TRUE
120 | LV_3219-1_0_5_line_120 |  | 114 | 139 | 0.015238 | 0.125 | 0.08 | 261 | 0 | 0.364 | 1 | 1 | cs | TRUE
121 | LV_3219-1_0_5_line_121 |  | 115 | 116 | 0.015755 | 0.125 | 0.08 | 261 | 0 | 0.364 | 1 | 1 | cs | TRUE
122 | LV_3219-1_0_5_line_122 |  | 116 | 117 | 0.0099827 | 0.125 | 0.08 | 261 | 0 | 0.364 | 1 | 1 | cs | TRUE
123 | LV_3219-1_0_5_line_123 |  | 117 | 118 | 0.012384 | 0.125 | 0.08 | 261 | 0 | 0.364 | 1 | 1 | cs | TRUE
124 | LV_3219-1_0_5_line_124 |  | 118 | 119 | 0.014564 | 0.125 | 0.08 | 261 | 0 | 0.364 | 1 | 1 | cs | TRUE
125 | LV_3219-1_0_5_line_125 |  | 119 | 120 | 0.006276 | 0.125 | 0.08 | 261 | 0 | 0.364 | 1 | 1 | cs | TRUE
126 | LV_3219-1_0_5_line_126 |  | 120 | 121 | 0.011127 | 0.125 | 0.08 | 261 | 0 | 0.364 | 1 | 1 | cs | TRUE
127 | LV_3219-1_0_5_line_127 |  | 121 | 122 | 0.010893 | 0.125 | 0.08 | 261 | 0 | 0.364 | 1 | 1 | cs | TRUE
128 | LV_3219-1_0_5_line_128 |  | 121 | 123 | 0.016257 | 0.125 | 0.08 | 261 | 0 | 0.364 | 1 | 1 | cs | TRUE
129 | LV_3219-1_0_5_line_129 |  | 123 | 124 | 0.037002 | 0.125 | 0.08 | 261 | 0 | 0.364 | 1 | 1 | cs | TRUE
130 | LV_3219-1_0_5_line_130 |  | 124 | 125 | 9.8372e-06 | 0.125 | 0.08 | 261 | 0 | 0.364 | 1 | 1 | cs | TRUE
131 | LV_3219-1_0_5_line_131 |  | 125 | 126 | 0.014559 | 0.125 | 0.08 | 261 | 0 | 0.364 | 1 | 1 | cs | TRUE
132 | LV_3219-1_0_5_line_132 |  | 126 | 127 | 0.011865 | 0.125 | 0.08 | 261 | 0 | 0.364 | 1 | 1 | cs | TRUE
133 | LV_3219-1_0_5_line_133 |  | 127 | 128 | 0.025577 | 0.125 | 0.08 | 261 | 0 | 0.364 | 1 | 1 | cs | TRUE
134 | LV_3219-1_0_5_line_134 |  | 129 | 130 | 0.022493 | 0.125 | 0.08 | 261 | 0 | 0.364 | 1 | 1 | cs | TRUE
135 | LV_3219-1_0_5_line_135 |  | 129 | 131 | 0.030452 | 0.125 | 0.08 | 261 | 0 | 0.364 | 1 | 1 | cs | TRUE
136 | LV_3219-1_0_5_line_136 |  | 130 | 132 | 0.0087851 | 0.125 | 0.08 | 261 | 0 | 0.364 | 1 | 1 | cs | TRUE
137 | LV_3219-1_0_5_line_137 |  | 131 | 133 | 0.037695 | 0.125 | 0.08 | 261 | 0 | 0.364 | 1 | 1 | cs | TRUE
138 | LV_3219-1_0_5_line_138 |  | 132 | 134 | 0.01411 | 0.125 | 0.08 | 261 | 0 | 0.364 | 1 | 1 | cs | TRUE
139 | LV_3219-1_0_5_line_139 |  | 133 | 151 | 0.0086121 | 0.125 | 0.08 | 261 | 0 | 0.364 | 1 | 1 | cs | TRUE
140 | LV_3219-1_0_5_line_140 |  | 135 | 136 | 0.045286 | 0.125 | 0.08 | 261 | 0 | 0.364 | 1 | 1 | cs | TRUE
141 | LV_3219-1_0_5_line_141 |  | 136 | 152 | 0.033166 | 0.125 | 0.08 | 261 | 0 | 0.364 | 1 | 1 | cs | TRUE
142 | LV_3219-1_0_5_line_142 |  | 137 | 138 | 0.0022616 | 0.125 | 0.08 | 261 | 0 | 0.364 | 1 | 4 | cs | TRUE
143 | LV_3219-1_0_5_line_143 |  | 137 | 139 | 0.0022781 | 0.125 | 0.08 | 261 | 0 | 0.364 | 1 | 4 | cs | TRUE
144 | LV_3219-1_0_5_line_144 |  | 138 | 140 | 0.020275 | 0.125 | 0.08 | 261 | 0 | 0.364 | 1 | 4 | cs | TRUE
145 | LV_3219-1_0_5_line_145 |  | 139 | 141 | 0.019745 | 0.125 | 0.08 | 261 | 0 | 0.364 | 1 | 4 | cs | TRUE
146 | LV_3219-1_0_5_line_146 |  | 140 | 142 | 0.026288 | 0.125 | 0.08 | 261 | 0 | 0.364 | 1 | 4 | cs | TRUE
147 | LV_3219-1_0_5_line_147 |  | 141 | 143 | 0.021169 | 0.125 | 0.08 | 261 | 0 | 0.364 | 1 | 4 | cs | TRUE
148 | LV_3219-1_0_5_line_148 |  | 141 | 144 | 0.01345 | 0.125 | 0.08 | 261 | 0 | 0.364 | 1 | 4 | cs | TRUE
149 | LV_3219-1_0_5_line_149 |  | 142 | 145 | 0.02246 | 0.125 | 0.08 | 261 | 0 | 0.364 | 1 | 1 | cs | TRUE
150 | LV_3219-1_0_5_line_150 |  | 142 | 146 | 0.016833 | 0.125 | 0.08 | 261 | 0 | 0.364 | 1 | 4 | cs | TRUE
151 | LV_3219-1_0_5_line_151 |  | 143 | 147 | 0.041068 | 0.125 | 0.08 | 261 | 0 | 0.364 | 1 | 1 | cs | TRUE
152 | LV_3219-1_0_5_line_152 |  | 144 | 148 | 0.031676 | 0.125 | 0.08 | 261 | 0 | 0.364 | 1 | 4 | cs | TRUE
153 | LV_3219-1_0_5_line_153 |  | 145 | 149 | 0.036867 | 0.125 | 0.08 | 261 | 0 | 0.364 | 1 | 1 | cs | TRUE
154 | LV_3219-1_0_5_line_154 |  | 147 | 156 | 0.034296 | 0.125 | 0.08 | 261 | 0 | 0.364 | 1 | 1 | cs | TRUE
155 | LV_3219-1_0_5_line_155 |  | 148 | 160 | 0.00071382 | 0.125 | 0.08 | 261 | 0 | 0.364 | 1 | 4 | cs | TRUE
156 | LV_3219-1_0_5_line_156 |  | 149 | 150 | 0.00042267 | 0.125 | 0.08 | 261 | 0 | 0.364 | 1 | 1 | cs | TRUE
157 | LV_3219-1_0_5_line_157 |  | 153 | 154 | 0.017388 | 0.125 | 0.08 | 261 | 0 | 0.364 | 1 | 1 | cs | TRUE
158 | LV_3219-1_0_5_line_158 |  | 154 | 164 | 0.0077946 | 0.125 | 0.08 | 261 | 0 | 0.364 | 1 | 1 | cs | TRUE
159 | LV_3219-1_0_5_line_159 |  | 155 | 156 | 0.0048375 | 0.125 | 0.08 | 261 | 0 | 0.364 | 1 | 1 | cs | TRUE
160 | LV_3219-1_0_5_line_160 |  | 155 | 157 | 0.016688 | 0.125 | 0.08 | 261 | 0 | 0.364 | 1 | 1 | cs | TRUE
161 | LV_3219-1_0_5_line_161 |  | 157 | 158 | 0.0091434 | 0.125 | 0.08 | 261 | 0 | 0.364 | 1 | 1 | cs | TRUE
162 | LV_3219-1_0_5_line_162 |  | 160 | 161 | 0.021928 | 0.125 | 0.08 | 261 | 0 | 0.364 | 1 | 4 | cs | TRUE
163 | LV_3219-1_0_5_line_163 |  | 161 | 162 | 0.014108 | 0.125 | 0.08 | 261 | 0 | 0.364 | 1 | 4 | cs | TRUE
164 | LV_3219-1_0_5_line_164 |  | 161 | 163 | 0.0043309 | 0.125 | 0.08 | 261 | 0 | 0.364 | 1 | 1 | cs | TRUE
165 | LV_3219-1_0_5_line_165 |  | 162 | 170 | 0.01344 | 0.125 | 0.08 | 261 | 0 | 0.364 | 1 | 4 | cs | TRUE
166 | LV_3219-1_0_5_line_166 |  | 163 | 169 | 0.027142 | 0.125 | 0.08 | 261 | 0 | 0.364 | 1 | 1 | cs | TRUE
167 | LV_3219-1_0_5_line_167 |  | 164 | 165 | 0.028366 | 0.125 | 0.08 | 261 | 0 | 0.364 | 1 | 1 | cs | TRUE
168 | LV_3219-1_0_5_line_168 |  | 165 | 166 | 0.01984 | 0.125 | 0.08 | 261 | 0 | 0.364 | 1 | 1 | cs | TRUE
169 | LV_3219-1_0_5_line_169 |  | 166 | 167 | 0.0019984 | 0.125 | 0.08 | 261 | 0 | 0.364 | 1 | 1 | cs | TRUE
170 | LV_3219-1_0_5_line_170 |  | 167 | 168 | 0.022509 | 0.125 | 0.08 | 261 | 0 | 0.364 | 1 | 1 | cs | TRUE
171 | LV_3219-1_0_5_line_171 |  | 168 | 169 | 0.0045024 | 0.125 | 0.08 | 261 | 0 | 0.364 | 1 | 1 | cs | TRUE
172 | LV_3219-1_0_5_line_172 |  | 170 | 171 | 0.012684 | 0.125 | 0.08 | 261 | 0 | 0.364 | 1 | 1 | cs | TRUE
173 | LV_3219-1_0_5_line_173 |  | 170 | 172 | 0.030756 | 0.125 | 0.08 | 261 | 0 | 0.364 | 1 | 4 | cs | TRUE
174 | LV_3219-1_0_5_line_174 |  | 171 | 173 | 0.015237 | 0.125 | 0.08 | 261 | 0 | 0.364 | 1 | 1 | cs | TRUE
175 | LV_3219-1_0_5_line_175 |  | 173 | 174 | 0.0082048 | 0.125 | 0.08 | 261 | 0 | 0.364 | 1 | 1 | cs | TRUE
176 | LV_3219-1_0_5_line_176 |  | 173 | 175 | 0.012106 | 0.125 | 0.08 | 261 | 0 | 0.364 | 1 | 1 | cs | TRUE
177 | LV_3219-1_0_5_line_177 |  | 174 | 176 | 0.016708 | 0.125 | 0.08 | 261 | 0 | 0.364 | 1 | 1 | cs | TRUE
178 | LV_3219-1_0_5_line_178 |  | 175 | 177 | 0.018665 | 0.125 | 0.08 | 261 | 0 | 0.364 | 1 | 1 | cs | TRUE
179 | LV_3219-1_0_5_line_179 |  | 176 | 178 | 0.020726 | 0.125 | 0.08 | 261 | 0 | 0.364 | 1 | 1 | cs | TRUE
180 | LV_3219-1_0_5_line_180 |  | 177 | 179 | 0.011484 | 0.125 | 0.08 | 261 | 0 | 0.364 | 1 | 1 | cs | TRUE
181 | LV_3219-1_0_5_line_181 |  | 178 | 183 | 0.026637 | 0.125 | 0.08 | 261 | 0 | 0.364 | 1 | 1 | cs | TRUE
182 | LV_3219-1_0_5_line_182 |  | 180 | 181 | 0.0031322 | 0.125 | 0.08 | 261 | 0 | 0.364 | 1 | 1 | cs | TRUE
183 | LV_3219-1_0_5_line_183 |  | 180 | 182 | 0.01053 | 0.125 | 0.08 | 261 | 0 | 0.364 | 1 | 1 | cs | TRUE
184 | LV_3219-1_0_5_line_184 |  | 181 | 183 | 0.03104 | 0.125 | 0.08 | 261 | 0 | 0.364 | 1 | 1 | cs | TRUE
185 | LV_3219-1_0_5_line_185 |  | 184 | 185 | 0.018086 | 0.125 | 0.08 | 261 | 0 | 0.364 | 1 | 1 | cs | TRUE
186 | LV_3219-1_0_5_line_186 |  | 186 | 187 | 0.01977 | 0.125 | 0.08 | 261 | 0 | 0.364 | 1 | 1 | cs | TRUE
187 | LV_3219-1_0_5_line_187 |  | 187 | 188 | 0.0058406 | 0.125 | 0.08 | 261 | 0 | 0.364 | 1 | 1 | cs | TRUE
188 | LV_3219-1_0_5_line_188 |  | 188 | 189 | 0.017539 | 0.125 | 0.08 | 261 | 0 | 0.364 | 1 | 1 | cs | TRUE
189 | LV_3219-1_0_5_line_189 |  | 189 | 190 | 0.0045969 | 0.125 | 0.08 | 261 | 0 | 0.364 | 1 | 1 | cs | TRUE
190 | LV_3219-1_0_5_line_190 |  | 190 | 191 | 0.015458 | 0.125 | 0.08 | 261 | 0 | 0.364 | 1 | 1 | cs | TRUE

## trafo
| name | std_type | hv_bus | lv_bus | sn_mva | vn_hv_kv | vn_lv_kv | vk_percent | vkr_percent | pfe_kw | i0_percent | shift_degree | tap_side | tap_neutral | tap_min | tap_max | tap_step_percent | tap_step_degree | tap_pos | tap_phase_shifter | parallel | df | in_service
0 | LV_3219-1_0_5_trafo_198 | 0.63 MVA 20/0.4 kV | 192 | 143 | 0.63 | 20 | 0.4 | 6 | 1.206 | 1.65 | 0.2619 | 150 | hv | 0 | -2 | 2 | 2.5 | 0 | 0 | FALSE | 1 | 1 | TRUE

## line_geodata
| x0 | y0 | x1 | y1 | x2 | y2 | x3 | y3 | x4 | y4 | x5 | y5 | x6 | y6 | x7 | y7 | x8 | y8 | x9 | y9 | x10 | y10 | x11 | y11 | x12 | y12 | x13 | y13 | x14 | y14 | x15 | y15 | x16 | y16 | x17 | y17
0 | 2751891.4377 | 1257988.0329 | 2751894.9164 | 1257981.2649 | 2751895.9453 | 1257975.8637 | 2751897.4664 | 1257970.3862 | 2751906.1759 | 1257959.6546 | 2751911.6907 | 1257954.6467 | 2751911.9634 | 1257954.5934
1 | 2751916.2677 | 1257953.7528 | 2751911.9634 | 1257954.5934
2 | 2751916.2677 | 1257953.7528 | 2751920.5992 | 1257952.9069 | 2751933.1779 | 1257952.774 | 2751938.7777 | 1257953.563 | 2751943.2623 | 1257954.8905 | 2751946.7468 | 1257956.3815 | 2751948.7974 | 1257956.4342 | 2751950.4102 | 1257955.3189 | 2751951.4224 | 1257953.7989 | 2751952.49 | 1257951.5908 | 2751953.2679 | 1257948.6189 | 2751952.967 | 1257945.0632 | 2751951.5355 | 1257942.0568 | 2751937.5817 | 1257924.9483 | 2751935.8418 | 1257920.7328 | 2751934.4893 | 1257915.237 | 2751934.0735 | 1257908.5197 | 2751932.659 | 1257899.5511
3 | 2751927.044 | 1257866.7755 | 2751929.9653 | 1257874.9252 | 2751931.842 | 1257894.3705 | 2751932.659 | 1257899.5511
4 | 2751932.659 | 1257899.5511 | 2752192.626 | 1257964.8619
5 | 2751877.7835 | 1257886.7313 | 2751905.9197 | 1257871.5381 | 2751927.044 | 1257866.7755
6 | 2752192.626 | 1257964.8619 | 2752234.7177 | 1257943.256 | 2752251.5812 | 1257940.1395
7 | 2752192.626 | 1257964.8619 | 2752173.6066 | 1258198.169
8 | 2751827.4543 | 1257948.624 | 2751820.4432 | 1257955.2063 | 2751819.4436 | 1257956.6234
9 | 2751805.0081 | 1257920.8541 | 2751810.875 | 1257925.9318 | 2751814.5389 | 1257928.9621 | 2751822.544 | 1257937.1422 | 2751826.2948 | 1257944.4234 | 2751827.4543 | 1257948.624
10 | 2751819.4436 | 1257956.6234 | 2751816.0279 | 1257961.466 | 2751812.363 | 1257966.4102 | 2751808.3182 | 1257967.692
11 | 2751805.0081 | 1257920.8541 | 2751800.9324 | 1257924.4643 | 2751791.1967 | 1257925.4841
12 | 2751805.0081 | 1257920.8541 | 2751802.1156 | 1257918.157
13 | 2751789.1877 | 1257970.8648 | 2751803.7916 | 1257969.1264 | 2751808.3182 | 1257967.692
14 | 2751770.2129 | 1257929.8152 | 2751778.0787 | 1257927.2588 | 2751785.0706 | 1257926.1258 | 2751791.1967 | 1257925.4841
15 | 2751789.2253 | 1257906.1278 | 2751791.1353 | 1257907.9188 | 2751802.1156 | 1257918.157
16 | 2751789.1877 | 1257970.8648 | 2751787.6861 | 1257978.5228 | 2751784.4981 | 1257984.5804 | 2751769.153 | 1258004.9503
17 | 2751789.1877 | 1257970.8648 | 2751788.5105 | 1257965.8451
18 | 2751767.3872 | 1257926.1614 | 2751770.2129 | 1257929.8152
19 | 2751784.7777 | 1257901.9572 | 2751789.2253 | 1257906.1278
20 | 2751874.9476 | 1258452.8516 | 2751876.8606 | 1258447.8218 | 2751890.1792 | 1258441.0091
21 | 2751874.9476 | 1258452.8516 | 2751869.8528 | 1258466.2473
22 | 2751867.8329 | 1258471.5582 | 2751869.8528 | 1258466.2473
23 | 2751867.8329 | 1258471.5582 | 2751870.1356 | 1258475.588 | 2751872.2915 | 1258483.5709
24 | 2751867.8329 | 1258471.5582 | 2751854.2743 | 1258463.1909 | 2751849.7633 | 1258457.0555
25 | 2751872.2915 | 1258483.5709 | 2751878.2523 | 1258505.6422
26 | 2751828.9089 | 1258124.3806 | 2751849.7633 | 1258457.0555
27 | 2751878.2523 | 1258505.6422 | 2751878.9315 | 1258508.1573 | 2751878.8959 | 1258522.9128
28 | 2751878.8959 | 1258522.9128 | 2751878.8524 | 1258540.899
29 | 2752251.5812 | 1257940.1395 | 2752244.3205 | 1257683.3441
30 | 2751828.9089 | 1258124.3806 | 2751830.0017 | 1258117.3684 | 2751828.5606 | 1258112.9715 | 2751822.5339 | 1258104.4306 | 2751817.5391 | 1258095.9153
31 | 2751795.921 | 1258061.2792 | 2751797.9554 | 1258061.8913 | 2751811.6142 | 1258068.7484 | 2751815.2651 | 1258072.8683 | 2751815.0594 | 1258078.8245 | 2751812.6182 | 1258087.5261 | 2751817.5391 | 1258095.9153
32 | 2751749.6556 | 1258044.4911 | 2751741.2432 | 1258045.1317 | 2751737.3862 | 1258047.9938
33 | 2751749.6556 | 1258044.4911 | 2751751.2836 | 1258053.9534 | 2751756.8076 | 1258064.1607 | 2751763.8047 | 1258070.6351
34 | 2751749.6556 | 1258044.4911 | 2751769.9064 | 1258053.4526 | 2751795.921 | 1258061.2792
35 | 2751749.6556 | 1258044.4911 | 2751750.5622 | 1258034.1485 | 2751755.0532 | 1258026.1112 | 2751768.2149 | 1258006.1955
36 | 2751768.2149 | 1258006.1955 | 2751768.0392 | 1257995.1133 | 2751767.1909 | 1257992.0107 | 2751765.3845 | 1257990.385 | 2751763.1124 | 1257990.1487 | 2751758.7109 | 1257990.5105
37 | 2751768.2149 | 1258006.1955 | 2751769.153 | 1258004.9503
38 | 2751871.6721 | 1257437.5389 | 2751787.5294 | 1257491.929
39 | 2751735.268 | 1257588.0447 | 2751787.5294 | 1257491.929
40 | 2751871.6721 | 1257437.5389 | 2751827.2682 | 1257391.1749
41 | 2751735.268 | 1257588.0447 | 2751746.7045 | 1257593.8565 | 2751749.5167 | 1257594.9403
42 | 2751735.268 | 1257588.0447 | 2751726.1309 | 1257583.4015
43 | 2751827.2682 | 1257391.1749 | 2751823.6877 | 1257387.4364 | 2751816.5169 | 1257374.9401 | 2751803.9104 | 1257361.7037 | 2751794.5115 | 1257353.7103 | 2751780.898 | 1257356.358
44 | 2751750.4135 | 1257595.2859 | 2751749.5167 | 1257594.9403
45 | 2751720.309 | 1257580.4429 | 2751726.1309 | 1257583.4015
46 | 2751674.8504 | 1257551.7075 | 2751660.8305 | 1257556.174 | 2751654.0602 | 1257559.8264 | 2751653.4504 | 1257560.217
47 | 2751629.8545 | 1257574.6989 | 2751642.5397 | 1257567.2053 | 2751653.4504 | 1257560.217
48 | 2751629.8545 | 1257574.6989 | 2751613.9844 | 1257567.5298 | 2751607.0085 | 1257564.6612
49 | 2751629.8545 | 1257574.6989 | 2751635.4328 | 1257577.2221
50 | 2751596.3457 | 1257560.2765 | 2751607.0085 | 1257564.6612
51 | 2751646.2359 | 1257582.226 | 2751639.3138 | 1257582.6825 | 2751635.4328 | 1257577.2221
52 | 2751635.4328 | 1257577.2221 | 2751628.1941 | 1257590.0272 | 2751626.1089 | 1257593.5364
53 | 2751846.4497 | 1257622.1867 | 2751844.4728 | 1257641.8889 | 2751844.4748 | 1257641.9327
54 | 2751846.4497 | 1257622.1867 | 2751831.8728 | 1257619.3583
55 | 2751831.8728 | 1257619.3583 | 2751828.0885 | 1257618.6241
56 | 2751756.6492 | 1257355.3524 | 2751768.292 | 1257358.8098 | 2751780.898 | 1257356.358
57 | 2751810.2789 | 1257615.1685 | 2751828.0885 | 1257618.6241
58 | 2751756.6492 | 1257355.3524 | 2751739.6847 | 1257359.9443 | 2751728.543 | 1257361.3601 | 2751699.8726 | 1257362.8936 | 2751685.6755 | 1257365.1877 | 2751673.176 | 1257369.5384 | 2751669.195 | 1257371.8756
59 | 2751660.2701 | 1257377.1155 | 2751669.195 | 1257371.8756
60 | 2751618.9059 | 1257490.3237 | 2751597.4443 | 1257485.0795
61 | 2751593.1752 | 1257484.0363 | 2751593.1752 | 1257484.0363 | 2751597.4443 | 1257485.0795
62 | 2751517.024 | 1257838.0934 | 2751514.2488 | 1257836.1541 | 2751508.3054 | 1257824.6568
63 | 2751627.2283 | 1257892.456 | 2751517.024 | 1257838.0934
64 | 2751627.2283 | 1257892.456 | 2751632.3804 | 1257893.4024 | 2751652.9329 | 1257894.7413 | 2751655.2234 | 1257894.5679
65 | 2751660.2813 | 1257894.1849 | 2751655.2234 | 1257894.5679
66 | 2751660.2813 | 1257894.1849 | 2751687.1649 | 1257892.1492 | 2751687.5478 | 1257892.0495
67 | 2751691.2133 | 1257891.0955 | 2751687.5478 | 1257892.0495
68 | 2751730.3169 | 1257975.4609 | 2751733.4601 | 1257974.2061 | 2751741.7091 | 1257968.7677 | 2751747.4512 | 1257962.8312 | 2751751.4488 | 1257956.0936 | 2751751.925 | 1257954.8284
69 | 2751767.3872 | 1257926.1614 | 2751759.1115 | 1257934.4018 | 2751757.0752 | 1257941.1452 | 2751751.925 | 1257954.8284
70 | 2751700.161 | 1257987.4992 | 2751730.3169 | 1257975.4609
71 | 2751767.3872 | 1257926.1614 | 2751762.4538 | 1257919.3948 | 2751758.8683 | 1257913.8974 | 2751756.5946 | 1257906.6653
72 | 2751674.0512 | 1258016.6702 | 2751692.2739 | 1257994.1259 | 2751700.161 | 1257987.4992
73 | 2751756.5946 | 1257906.6653 | 2751756.3117 | 1257900.8295
74 | 2751756.5946 | 1257906.6653 | 2751738.8058 | 1257926.6847 | 2751733.449 | 1257929.7429
75 | 2751674.0512 | 1258016.6702 | 2751665.9662 | 1258013.0706 | 2751660.8798 | 1258010.961
76 | 2751755.5403 | 1257884.8388 | 2751755.8349 | 1257890.9969 | 2751756.3117 | 1257900.8295
77 | 2751660.8798 | 1258010.961 | 2751635.5703 | 1258000.4637
78 | 2751728.4296 | 1257883.8985 | 2751734.1027 | 1257884.4778 | 2751755.5403 | 1257884.8388
79 | 2751753.5897 | 1257868.8395 | 2751754.7225 | 1257876.1425 | 2751755.5403 | 1257884.8388
80 | 2751755.5403 | 1257884.8388 | 2751761.2244 | 1257887.3426 | 2751766.0708 | 1257889.2346
81 | 2751728.4296 | 1257883.8985 | 2751723.6332 | 1257877.6693 | 2751697.4789 | 1257866.1779
82 | 2751728.4296 | 1257883.8985 | 2751721.5905 | 1257883.1891 | 2751691.2133 | 1257891.0955
83 | 2751753.5897 | 1257868.8395 | 2751778.1601 | 1257874.1192 | 2751792.814 | 1257874.9368
84 | 2751753.5897 | 1257868.8395 | 2751753.0939 | 1257866.6311
85 | 2751681.444 | 1257865.7875 | 2751694.1152 | 1257864.7 | 2751697.4789 | 1257866.1779
86 | 2751806.2402 | 1257873.7388 | 2751796.6158 | 1257875.149 | 2751792.814 | 1257874.9368
87 | 2751753.0939 | 1257866.6311 | 2751750.221 | 1257853.8337
88 | 2751806.2402 | 1257873.7388 | 2751812.7478 | 1257859.8911
89 | 2751806.2402 | 1257873.7388 | 2751811.2302 | 1257873.0105 | 2751827.9191 | 1257877.632 | 2751834.9713 | 1257881.2527
90 | 2751742.4965 | 1257831.6515 | 2751749.7173 | 1257851.5898 | 2751750.221 | 1257853.8337
91 | 2751742.4965 | 1257831.6515 | 2751740.3841 | 1257825.8222
92 | 2751742.4965 | 1257831.6515 | 2751765.6063 | 1257836.5879
93 | 2751740.3841 | 1257825.8222 | 2751737.403 | 1257817.5959 | 2751736.6351 | 1257815.7606
94 | 2751770.8315 | 1257837.7041 | 2751765.6063 | 1257836.5879
95 | 2751736.6351 | 1257815.7606 | 2751727.793 | 1257794.6268 | 2751724.656 | 1257789.9274
96 | 2751770.8315 | 1257837.7041 | 2751772.4998 | 1257838.0604 | 2751799.9895 | 1257840.1233
97 | 2751819.7194 | 1257845.056 | 2751812.7478 | 1257859.8911
98 | 2751836.6528 | 1257882.116 | 2751834.9713 | 1257881.2527
99 | 2751714.8894 | 1257777.5313 | 2751717.7387 | 1257779.5652 | 2751724.656 | 1257789.9274
100 | 2751603.2356 | 1257620.3849 | 2751603.5471 | 1257620.0591 | 2751611.3896 | 1257614.0095 | 2751616.0084 | 1257607.4657 | 2751623.1166 | 1257598.5723 | 2751626.1089 | 1257593.5364
101 | 2751591.7452 | 1257640.7774 | 2751593.7249 | 1257632.1195 | 2751597.5161 | 1257626.3665 | 2751603.2356 | 1257620.3849
102 | 2751591.7452 | 1257640.7774 | 2751590.0957 | 1257640.3793 | 2751574.3649 | 1257642.2005 | 2751573.9113 | 1257642.495
103 | 2751605.699 | 1257642.6477 | 2751600.3899 | 1257642.8676 | 2751591.7452 | 1257640.7774
104 | 2751556.0697 | 1257654.5999 | 2751565.251 | 1257648.1175 | 2751573.9113 | 1257642.495
105 | 2751605.699 | 1257642.6477 | 2751613.0091 | 1257642.3569 | 2751624.0612 | 1257637.0569 | 2751629.8414 | 1257630.2315
106 | 2751605.699 | 1257642.6477 | 2751611.3176 | 1257661.2546 | 2751622.0811 | 1257668.0955
107 | 2751646.2359 | 1257582.226 | 2751656.592 | 1257573.9949
108 | 2751556.0697 | 1257654.5999 | 2751536.3583 | 1257633.6523 | 2751534.0262 | 1257631.1752
109 | 2751556.0697 | 1257654.5999 | 2751576.9791 | 1257677.369 | 2751579.4817 | 1257679.5402
110 | 2751629.8414 | 1257630.2315 | 2751637.181 | 1257638.7947 | 2751639.2238 | 1257640.0953
111 | 2751627.9961 | 1257671.855 | 2751622.0811 | 1257668.0955
112 | 2751656.592 | 1257573.9949 | 2751661.0528 | 1257570.4495 | 2751675.153 | 1257566.618 | 2751691.6857 | 1257566.4859 | 2751702.7388 | 1257571.8293
113 | 2751534.0262 | 1257631.1752 | 2751510.6389 | 1257606.3336 | 2751509.7131 | 1257605.3413
114 | 2751639.2238 | 1257640.0953 | 2751653.1625 | 1257648.9697 | 2751656.7813 | 1257651.0181
115 | 2751627.9961 | 1257671.855 | 2751644.2023 | 1257682.1552
116 | 2751596.3457 | 1257560.2765 | 2751584.5022 | 1257555.4062
117 | 2751702.7388 | 1257571.8293 | 2751704.0741 | 1257572.4748
118 | 2751509.7131 | 1257605.3413 | 2751478.4295 | 1257571.8085
119 | 2751632.4511 | 1257719.2224 | 2751640.9871 | 1257725.1446 | 2751647.0788 | 1257729.3707
120 | 2751659.5988 | 1257738.0564 | 2751647.0788 | 1257729.3707
121 | 2751569.9535 | 1257549.3597 | 2751576.7168 | 1257552.2047 | 2751584.5022 | 1257555.4062
122 | 2751569.9535 | 1257549.3597 | 2751560.7518 | 1257545.4888
123 | 2751549.547 | 1257540.2447 | 2751554.2212 | 1257542.7416 | 2751560.7518 | 1257545.4888
124 | 2751549.547 | 1257540.2447 | 2751537.863 | 1257534.0031 | 2751536.7625 | 1257533.2791
125 | 2751531.5193 | 1257529.8299 | 2751536.7625 | 1257533.2791
126 | 2751522.2234 | 1257523.7148 | 2751531.5193 | 1257529.8299
127 | 2751522.2234 | 1257523.7148 | 2751513.7834 | 1257516.8283
128 | 2751522.2234 | 1257523.7148 | 2751531.2245 | 1257510.1766
129 | 2751531.2245 | 1257510.1766 | 2751551.711 | 1257479.3636
130 | 2751551.7164 | 1257479.3554 | 2751551.711 | 1257479.3636
131 | 2751559.7774 | 1257467.2312 | 2751551.7164 | 1257479.3554
132 | 2751559.7774 | 1257467.2312 | 2751567.9105 | 1257472.2221 | 2751569.9863 | 1257473.263
133 | 2751593.1752 | 1257484.0363 | 2751579.0833 | 1257477.8248 | 2751569.9863 | 1257473.263
134 | 2751877.7835 | 1257886.7313 | 2751875.8175 | 1257887.793 | 2751865.2064 | 1257893.2596 | 2751857.0485 | 1257891.6153
135 | 2751877.7835 | 1257886.7313 | 2751882.6651 | 1257873.777 | 2751894.3886 | 1257866.4149 | 2751895.719 | 1257863.9911
136 | 2751857.0485 | 1257891.6153 | 2751848.448 | 1257889.8819 | 2751848.4382 | 1257889.8754
137 | 2751895.719 | 1257863.9911 | 2751898.2112 | 1257859.4505 | 2751898.4287 | 1257850.981 | 2751890.6207 | 1257847.7552 | 2751882.7505 | 1257846.9525 | 2751876.3643 | 1257851.2262
138 | 2751836.6528 | 1257882.116 | 2751848.4382 | 1257889.8754
139 | 2751873.1268 | 1257859.2067 | 2751876.3643 | 1257851.2262
140 | 2751819.7194 | 1257845.056 | 2751825.8702 | 1257831.9674 | 2751829.446 | 1257818.7459 | 2751833.7776 | 1257802.1751
141 | 2751833.7776 | 1257802.1751 | 2751837.7027 | 1257787.1596 | 2751844.4167 | 1257778.0561 | 2751848.5654 | 1257773.27
142 | 2751661.4529 | 1257739.3802 | 2751663.2935 | 1257740.6944
143 | 2751659.5988 | 1257738.0564 | 2751661.4529 | 1257739.3802
144 | 2751663.2935 | 1257740.6944 | 2751679.7941 | 1257752.4759
145 | 2751659.5988 | 1257738.0564 | 2751671.4181 | 1257734.3111 | 2751678.8193 | 1257734.2896
146 | 2751701.1887 | 1257767.7516 | 2751679.7941 | 1257752.4759
147 | 2751678.8193 | 1257734.2896 | 2751681.2184 | 1257734.2844 | 2751698.4367 | 1257741.7558
148 | 2751678.8193 | 1257734.2896 | 2751683.0799 | 1257721.5326
149 | 2751701.1887 | 1257767.7516 | 2751692.3307 | 1257784.5746 | 2751691.9743 | 1257788.0037
150 | 2751701.1887 | 1257767.7516 | 2751714.8894 | 1257777.5313
151 | 2751698.4367 | 1257741.7558 | 2751703.0937 | 1257743.7766 | 2751719.9548 | 1257752.5841 | 2751735.915 | 1257758.3456
152 | 2751683.0799 | 1257721.5326 | 2751687.2277 | 1257709.1133 | 2751696.091 | 1257707.9727 | 2751699.7613 | 1257699.0521
153 | 2751690.1595 | 1257824.2404 | 2751691.9858 | 1257813.6057 | 2751689.9067 | 1257807.9024 | 2751691.9743 | 1257788.0037
154 | 2751768.8066 | 1257767.6655 | 2751754.0841 | 1257764.9045 | 2751735.915 | 1257758.3456
155 | 2751700.0329 | 1257698.392 | 2751699.7613 | 1257699.0521
156 | 2751690.088 | 1257824.657 | 2751690.1595 | 1257824.2404
157 | 2751836.9841 | 1257712.5248 | 2751819.7332 | 1257710.3436
158 | 2751812.0003 | 1257709.3658 | 2751819.7332 | 1257710.3436
159 | 2751773.5613 | 1257768.5572 | 2751768.8066 | 1257767.6655
160 | 2751773.5613 | 1257768.5572 | 2751789.9638 | 1257771.6333
161 | 2751798.9505 | 1257773.3187 | 2751789.9638 | 1257771.6333
162 | 2751708.3766 | 1257678.1134 | 2751700.0329 | 1257698.392
163 | 2751708.3766 | 1257678.1134 | 2751697.3504 | 1257672.9924 | 2751695.617 | 1257672.098
164 | 2751708.3766 | 1257678.1134 | 2751712.3031 | 1257679.9408
165 | 2751683.673 | 1257665.9349 | 2751695.617 | 1257672.098
166 | 2751712.3031 | 1257679.9408 | 2751720.8712 | 1257683.9283 | 2751737.5661 | 1257689.7819
167 | 2751812.0003 | 1257709.3658 | 2751798.5536 | 1257707.6655 | 2751784.1028 | 1257704.4149
168 | 2751784.1028 | 1257704.4149 | 2751770.7036 | 1257701.4008 | 2751764.9415 | 1257699.3804
169 | 2751763.0556 | 1257698.7192 | 2751764.9415 | 1257699.3804
170 | 2751763.0556 | 1257698.7192 | 2751741.8149 | 1257691.2717
171 | 2751741.8149 | 1257691.2717 | 2751737.5661 | 1257689.7819
172 | 2751683.673 | 1257665.9349 | 2751689.1044 | 1257654.4727
173 | 2751683.673 | 1257665.9349 | 2751677.4487 | 1257662.7167 | 2751656.7813 | 1257651.0181
174 | 2751696.3862 | 1257641.1694 | 2751695.5835 | 1257643.6402 | 2751690.3328 | 1257651.8805 | 2751689.1044 | 1257654.4727
175 | 2751696.3862 | 1257641.1694 | 2751703.9489 | 1257644.3513
176 | 2751696.3862 | 1257641.1694 | 2751686.1876 | 1257634.6464
177 | 2751719.3494 | 1257650.8308 | 2751703.9489 | 1257644.3513
178 | 2751686.1876 | 1257634.6464 | 2751670.4635 | 1257624.5893
179 | 2751739.239 | 1257655.8473 | 2751731.0136 | 1257652.9241 | 2751723.0458 | 1257652.386 | 2751719.3494 | 1257650.8308
180 | 2751660.7888 | 1257618.4014 | 2751670.4635 | 1257624.5893
181 | 2751764.6564 | 1257663.4867 | 2751757.9641 | 1257662.5022 | 2751739.239 | 1257655.8473
182 | 2751798.4646 | 1257668.4603 | 2751795.3658 | 1257668.0044
183 | 2751808.8827 | 1257669.9929 | 2751798.4646 | 1257668.4603
184 | 2751795.3658 | 1257668.0044 | 2751764.6564 | 1257663.4867
185 | 2751720.309 | 1257580.4429 | 2751715.4716 | 1257577.9846 | 2751704.0741 | 1257572.4748
186 | 2751750.4135 | 1257595.2859 | 2751768.8606 | 1257602.3953
187 | 2751768.8606 | 1257602.3953 | 2751773.8812 | 1257604.3302 | 2751774.3163 | 1257604.4798
188 | 2751790.9026 | 1257610.1833 | 2751774.3163 | 1257604.4798
189 | 2751790.9026 | 1257610.1833 | 2751795.2497 | 1257611.6781
190 | 2751810.2789 | 1257615.1685 | 2751799.0824 | 1257612.9961 | 2751795.2497 | 1257611.6781

## bus_geodata
| x | y | coords
0 | 2751891.4377 | 1257988.0329
1 | 2751911.9634 | 1257954.5934
2 | 2751916.2677 | 1257953.7528
3 | 2751932.659 | 1257899.5511
4 | 2751927.044 | 1257866.7755
5 | 2752192.626 | 1257964.8619
6 | 2751827.4543 | 1257948.624
7 | 2751819.4436 | 1257956.6234
8 | 2751805.0081 | 1257920.8541
9 | 2751808.3182 | 1257967.692
10 | 2751791.1967 | 1257925.4841
11 | 2751802.1156 | 1257918.157
12 | 2751789.1877 | 1257970.8648
13 | 2751770.2129 | 1257929.8152
14 | 2751789.2253 | 1257906.1278
15 | 2752173.6066 | 1258198.169
16 | 2751874.9476 | 1258452.8516
17 | 2751890.1792 | 1258441.0091
18 | 2751869.8528 | 1258466.2473
19 | 2751867.8329 | 1258471.5582
20 | 2751872.2915 | 1258483.5709
21 | 2751849.7633 | 1258457.0555
22 | 2751878.2523 | 1258505.6422
23 | 2751878.8959 | 1258522.9128
24 | 2751878.8524 | 1258540.899
25 | 2752251.5812 | 1257940.1395
26 | 2752244.3205 | 1257683.3441
27 | 2751828.9089 | 1258124.3806
28 | 2751817.5391 | 1258095.9153
29 | 2751737.3862 | 1258047.9938
30 | 2751749.6556 | 1258044.4911
31 | 2751763.8047 | 1258070.6351
32 | 2751795.921 | 1258061.2792
33 | 2751768.2149 | 1258006.1955
34 | 2751758.7109 | 1257990.5105
35 | 2751769.153 | 1258004.9503
36 | 2751787.5294 | 1257491.929
37 | 2751871.6721 | 1257437.5389
38 | 2751735.268 | 1257588.0447
39 | 2751827.2682 | 1257391.1749
40 | 2751749.5167 | 1257594.9403
41 | 2751726.1309 | 1257583.4015
42 | 2751674.8504 | 1257551.7075
43 | 2751653.4504 | 1257560.217
44 | 2751629.8545 | 1257574.6989
45 | 2751607.0085 | 1257564.6612
46 | 2751635.4328 | 1257577.2221
47 | 2751846.4497 | 1257622.1867
48 | 2751844.4748 | 1257641.9327
49 | 2751831.8728 | 1257619.3583
50 | 2751780.898 | 1257356.358
51 | 2751828.0885 | 1257618.6241
52 | 2751756.6492 | 1257355.3524
53 | 2751669.195 | 1257371.8756
54 | 2751618.9059 | 1257490.3237
55 | 2751597.4443 | 1257485.0795
56 | 2751660.2701 | 1257377.1155
57 | 2751517.024 | 1257838.0934
58 | 2751508.3054 | 1257824.6568
59 | 2751627.2283 | 1257892.456
60 | 2751655.2234 | 1257894.5679
61 | 2751660.2813 | 1257894.1849
62 | 2751687.5478 | 1257892.0495
63 | 2751751.925 | 1257954.8284
64 | 2751730.3169 | 1257975.4609
65 | 2751767.3872 | 1257926.1614
66 | 2751700.161 | 1257987.4992
67 | 2751756.5946 | 1257906.6653
68 | 2751674.0512 | 1258016.6702
69 | 2751756.3117 | 1257900.8295
70 | 2751733.449 | 1257929.7429
71 | 2751660.8798 | 1258010.961
72 | 2751755.5403 | 1257884.8388
73 | 2751788.5105 | 1257965.8451
74 | 2751635.5703 | 1258000.4637
75 | 2751728.4296 | 1257883.8985
76 | 2751753.5897 | 1257868.8395
77 | 2751766.0708 | 1257889.2346
78 | 2751697.4789 | 1257866.1779
79 | 2751691.2133 | 1257891.0955
80 | 2751792.814 | 1257874.9368
81 | 2751753.0939 | 1257866.6311
82 | 2751681.444 | 1257865.7875
83 | 2751806.2402 | 1257873.7388
84 | 2751750.221 | 1257853.8337
85 | 2751784.7777 | 1257901.9572
86 | 2751742.4965 | 1257831.6515
87 | 2751740.3841 | 1257825.8222
88 | 2751765.6063 | 1257836.5879
89 | 2751736.6351 | 1257815.7606
90 | 2751770.8315 | 1257837.7041
91 | 2751812.7478 | 1257859.8911
92 | 2751834.9713 | 1257881.2527
93 | 2751724.656 | 1257789.9274
94 | 2751799.9895 | 1257840.1233
95 | 2751603.2356 | 1257620.3849
96 | 2751626.1089 | 1257593.5364
97 | 2751591.7452 | 1257640.7774
98 | 2751573.9113 | 1257642.495
99 | 2751605.699 | 1257642.6477
100 | 2751646.2359 | 1257582.226
101 | 2751556.0697 | 1257654.5999
102 | 2751629.8414 | 1257630.2315
103 | 2751622.0811 | 1257668.0955
104 | 2751656.592 | 1257573.9949
105 | 2751534.0262 | 1257631.1752
106 | 2751579.4817 | 1257679.5402
107 | 2751639.2238 | 1257640.0953
108 | 2751627.9961 | 1257671.855
109 | 2751596.3457 | 1257560.2765
110 | 2751702.7388 | 1257571.8293
111 | 2751509.7131 | 1257605.3413
112 | 2751478.4295 | 1257571.8085
113 | 2751632.4511 | 1257719.2224
114 | 2751647.0788 | 1257729.3707
115 | 2751584.5022 | 1257555.4062
116 | 2751569.9535 | 1257549.3597
117 | 2751560.7518 | 1257545.4888
118 | 2751549.547 | 1257540.2447
119 | 2751536.7625 | 1257533.2791
120 | 2751531.5193 | 1257529.8299
121 | 2751522.2234 | 1257523.7148
122 | 2751513.7834 | 1257516.8283
123 | 2751531.2245 | 1257510.1766
124 | 2751551.711 | 1257479.3636
125 | 2751551.7164 | 1257479.3554
126 | 2751559.7774 | 1257467.2312
127 | 2751569.9863 | 1257473.263
128 | 2751593.1752 | 1257484.0363
129 | 2751877.7835 | 1257886.7313
130 | 2751857.0485 | 1257891.6153
131 | 2751895.719 | 1257863.9911
132 | 2751848.4382 | 1257889.8754
133 | 2751876.3643 | 1257851.2262
134 | 2751836.6528 | 1257882.116
135 | 2751819.7194 | 1257845.056
136 | 2751833.7776 | 1257802.1751
137 | 2751661.4529 | 1257739.3802
138 | 2751663.2935 | 1257740.6944
139 | 2751659.5988 | 1257738.0564
140 | 2751679.7941 | 1257752.4759
141 | 2751678.8193 | 1257734.2896
142 | 2751701.1887 | 1257767.7516
143 | 2751698.4367 | 1257741.7558
144 | 2751683.0799 | 1257721.5326
145 | 2751691.9743 | 1257788.0037
146 | 2751714.8894 | 1257777.5313
147 | 2751735.915 | 1257758.3456
148 | 2751699.7613 | 1257699.0521
149 | 2751690.1595 | 1257824.2404
150 | 2751690.088 | 1257824.657
151 | 2751873.1268 | 1257859.2067
152 | 2751848.5654 | 1257773.27
153 | 2751836.9841 | 1257712.5248
154 | 2751819.7332 | 1257710.3436
155 | 2751773.5613 | 1257768.5572
156 | 2751768.8066 | 1257767.6655
157 | 2751789.9638 | 1257771.6333
158 | 2751798.9505 | 1257773.3187
159 | 2751644.2023 | 1257682.1552
160 | 2751700.0329 | 1257698.392
161 | 2751708.3766 | 1257678.1134
162 | 2751695.617 | 1257672.098
163 | 2751712.3031 | 1257679.9408
164 | 2751812.0003 | 1257709.3658
165 | 2751784.1028 | 1257704.4149
166 | 2751764.9415 | 1257699.3804
167 | 2751763.0556 | 1257698.7192
168 | 2751741.8149 | 1257691.2717
169 | 2751737.5661 | 1257689.7819
170 | 2751683.673 | 1257665.9349
171 | 2751689.1044 | 1257654.4727
172 | 2751656.7813 | 1257651.0181
173 | 2751696.3862 | 1257641.1694
174 | 2751703.9489 | 1257644.3513
175 | 2751686.1876 | 1257634.6464
176 | 2751719.3494 | 1257650.8308
177 | 2751670.4635 | 1257624.5893
178 | 2751739.239 | 1257655.8473
179 | 2751660.7888 | 1257618.4014
180 | 2751798.4646 | 1257668.4603
181 | 2751795.3658 | 1257668.0044
182 | 2751808.8827 | 1257669.9929
183 | 2751764.6564 | 1257663.4867
184 | 2751704.0741 | 1257572.4748
185 | 2751720.309 | 1257580.4429
186 | 2751750.4135 | 1257595.2859
187 | 2751768.8606 | 1257602.3953
188 | 2751774.3163 | 1257604.4798
189 | 2751790.9026 | 1257610.1833
190 | 2751795.2497 | 1257611.6781
191 | 2751810.2789 | 1257615.1685
192 | 2751678.8193 | 1257734.2896

## line_std_types
| c_nf_per_km | r_ohm_per_km | x_ohm_per_km | max_i_ka | type | q_mm2 | alpha | voltage_rating
NAYY 4x50 SE | 210 | 0.642 | 0.083 | 0.142 | cs | 50 | 0.00403 | LV
NAYY 4x120 SE | 264 | 0.225 | 0.08 | 0.242 | cs | 120 | 0.00403 | LV
NAYY 4x150 SE | 261 | 0.208 | 0.08 | 0.27 | cs | 150 | 0.00403 | LV
NA2XS2Y 1x95 RM/25 12/20 kV | 216 | 0.313 | 0.132 | 0.252 | cs | 95 | 0.00403 | MV
NA2XS2Y 1x185 RM/25 12/20 kV | 273 | 0.161 | 0.117 | 0.362 | cs | 185 | 0.00403 | MV
NA2XS2Y 1x240 RM/25 12/20 kV | 304 | 0.122 | 0.112 | 0.421 | cs | 240 | 0.00403 | MV
NA2XS2Y 1x95 RM/25 6/10 kV | 315 | 0.313 | 0.123 | 0.249 | cs | 95 | 0.00403 | MV
NA2XS2Y 1x185 RM/25 6/10 kV | 406 | 0.161 | 0.11 | 0.358 | cs | 185 | 0.00403 | MV
NA2XS2Y 1x240 RM/25 6/10 kV | 456 | 0.122 | 0.105 | 0.416 | cs | 240 | 0.00403 | MV
NA2XS2Y 1x150 RM/25 12/20 kV | 250 | 0.206 | 0.116 | 0.319 | cs | 150 | 0.00403 | MV
NA2XS2Y 1x120 RM/25 12/20 kV | 230 | 0.253 | 0.119 | 0.283 | cs | 120 | 0.00403 | MV
NA2XS2Y 1x70 RM/25 12/20 kV | 190 | 0.443 | 0.132 | 0.22 | cs | 70 | 0.00403 | MV
NA2XS2Y 1x150 RM/25 6/10 kV | 360 | 0.206 | 0.11 | 0.315 | cs | 150 | 0.00403 | MV
NA2XS2Y 1x120 RM/25 6/10 kV | 340 | 0.253 | 0.113 | 0.28 | cs | 120 | 0.00403 | MV
NA2XS2Y 1x70 RM/25 6/10 kV | 280 | 0.443 | 0.123 | 0.217 | cs | 70 | 0.00403 | MV
N2XS(FL)2Y 1x120 RM/35 64/110 kV | 112 | 0.153 | 0.166 | 0.366 | cs | 120 | 0.00393 | HV
N2XS(FL)2Y 1x185 RM/35 64/110 kV | 125 | 0.099 | 0.156 | 0.457 | cs | 185 | 0.00393 | HV
N2XS(FL)2Y 1x240 RM/35 64/110 kV | 135 | 0.075 | 0.149 | 0.526 | cs | 240 | 0.00393 | HV
N2XS(FL)2Y 1x300 RM/35 64/110 kV | 144 | 0.06 | 0.144 | 0.588 | cs | 300 | 0.00393 | HV
15-AL1/3-ST1A 0.4 | 11 | 1.8769 | 0.35 | 0.105 | ol | 16 | 0.00403 | LV
24-AL1/4-ST1A 0.4 | 11.25 | 1.2012 | 0.335 | 0.14 | ol | 24 | 0.00403 | LV
48-AL1/8-ST1A 0.4 | 12.2 | 0.5939 | 0.3 | 0.21 | ol | 48 | 0.00403 | LV
94-AL1/15-ST1A 0.4 | 13.2 | 0.306 | 0.29 | 0.35 | ol | 94 | 0.00403 | LV
34-AL1/6-ST1A 10.0 | 9.7 | 0.8342 | 0.36 | 0.17 | ol | 34 | 0.00403 | MV
48-AL1/8-ST1A 10.0 | 10.1 | 0.5939 | 0.35 | 0.21 | ol | 48 | 0.00403 | MV
70-AL1/11-ST1A 10.0 | 10.4 | 0.4132 | 0.339 | 0.29 | ol | 70 | 0.00403 | MV
94-AL1/15-ST1A 10.0 | 10.75 | 0.306 | 0.33 | 0.35 | ol | 94 | 0.00403 | MV
122-AL1/20-ST1A 10.0 | 11.1 | 0.2376 | 0.323 | 0.41 | ol | 122 | 0.00403 | MV
149-AL1/24-ST1A 10.0 | 11.25 | 0.194 | 0.315 | 0.47 | ol | 149 | 0.00403 | MV
34-AL1/6-ST1A 20.0 | 9.15 | 0.8342 | 0.382 | 0.17 | ol | 34 | 0.00403 | MV
48-AL1/8-ST1A 20.0 | 9.5 | 0.5939 | 0.372 | 0.21 | ol | 48 | 0.00403 | MV
70-AL1/11-ST1A 20.0 | 9.7 | 0.4132 | 0.36 | 0.29 | ol | 70 | 0.00403 | MV
94-AL1/15-ST1A 20.0 | 10 | 0.306 | 0.35 | 0.35 | ol | 94 | 0.00403 | MV
122-AL1/20-ST1A 20.0 | 10.3 | 0.2376 | 0.344 | 0.41 | ol | 122 | 0.00403 | MV
149-AL1/24-ST1A 20.0 | 10.5 | 0.194 | 0.337 | 0.47 | ol | 149 | 0.00403 | MV
184-AL1/30-ST1A 20.0 | 10.75 | 0.1571 | 0.33 | 0.535 | ol | 184 | 0.00403 | MV
243-AL1/39-ST1A 20.0 | 11 | 0.1188 | 0.32 | 0.645 | ol | 243 | 0.00403 | MV
48-AL1/8-ST1A 110.0 | 8 | 0.5939 | 0.46 | 0.21 | ol | 48 | 0.00403 | HV
70-AL1/11-ST1A 110.0 | 8.4 | 0.4132 | 0.45 | 0.29 | ol | 70 | 0.00403 | HV
94-AL1/15-ST1A 110.0 | 8.65 | 0.306 | 0.44 | 0.35 | ol | 94 | 0.00403 | HV
122-AL1/20-ST1A 110.0 | 8.5 | 0.2376 | 0.43 | 0.41 | ol | 122 | 0.00403 | HV
149-AL1/24-ST1A 110.0 | 8.75 | 0.194 | 0.41 | 0.47 | ol | 149 | 0.00403 | HV
184-AL1/30-ST1A 110.0 | 8.8 | 0.1571 | 0.4 | 0.535 | ol | 184 | 0.00403 | HV
243-AL1/39-ST1A 110.0 | 9 | 0.1188 | 0.39 | 0.645 | ol | 243 | 0.00403 | HV
305-AL1/39-ST1A 110.0 | 9.2 | 0.0949 | 0.38 | 0.74 | ol | 305 | 0.00403 | HV
490-AL1/64-ST1A 110.0 | 9.75 | 0.059 | 0.37 | 0.96 | ol | 490 | 0.00403 | HV
679-AL1/86-ST1A 110.0 | 9.95 | 0.042 | 0.36 | 1.15 | ol | 679 | 0.00403 | HV
490-AL1/64-ST1A 220.0 | 10 | 0.059 | 0.285 | 0.96 | ol | 490 | 0.00403 | HV
679-AL1/86-ST1A 220.0 | 11.7 | 0.042 | 0.275 | 1.15 | ol | 679 | 0.00403 | HV
490-AL1/64-ST1A 380.0 | 11 | 0.059 | 0.253 | 0.96 | ol | 490 | 0.00403 | HV
679-AL1/86-ST1A 380.0 | 14.6 | 0.042 | 0.25 | 1.15 | ol | 679 | 0.00403 | HV

## trafo_std_types
| i0_percent | pfe_kw | vkr_percent | sn_mva | vn_lv_kv | vn_hv_kv | vk_percent | shift_degree | vector_group | tap_side | tap_neutral | tap_min | tap_max | tap_step_degree | tap_step_percent | tap_phase_shifter
160 MVA 380/110 kV | 0.06 | 60 | 0.25 | 160 | 110 | 380 | 12.2 | 0 | Yy0 | hv | 0 | -9 | 9 | 0 | 1.5 | FALSE
100 MVA 220/110 kV | 0.06 | 55 | 0.26 | 100 | 110 | 220 | 12 | 0 | Yy0 | hv | 0 | -9 | 9 | 0 | 1.5 | FALSE
63 MVA 110/20 kV | 0.04 | 22 | 0.32 | 63 | 20 | 110 | 18 | 150 | YNd5 | hv | 0 | -9 | 9 | 0 | 1.5 | FALSE
40 MVA 110/20 kV | 0.05 | 18 | 0.34 | 40 | 20 | 110 | 16.2 | 150 | YNd5 | hv | 0 | -9 | 9 | 0 | 1.5 | FALSE
25 MVA 110/20 kV | 0.07 | 14 | 0.41 | 25 | 20 | 110 | 12 | 150 | YNd5 | hv | 0 | -9 | 9 | 0 | 1.5 | FALSE
63 MVA 110/10 kV | 0.04 | 22 | 0.32 | 63 | 10 | 110 | 18 | 150 | YNd5 | hv | 0 | -9 | 9 | 0 | 1.5 | FALSE
40 MVA 110/10 kV | 0.05 | 18 | 0.34 | 40 | 10 | 110 | 16.2 | 150 | YNd5 | hv | 0 | -9 | 9 | 0 | 1.5 | FALSE
25 MVA 110/10 kV | 0.07 | 14 | 0.41 | 25 | 10 | 110 | 12 | 150 | YNd5 | hv | 0 | -9 | 9 | 0 | 1.5 | FALSE
0.25 MVA 20/0.4 kV | 0.32 | 0.8 | 1.44 | 0.25 | 0.4 | 20 | 6 | 150 | Yzn5 | hv | 0 | -2 | 2 | 0 | 2.5 | FALSE
0.4 MVA 20/0.4 kV | 0.3375 | 1.35 | 1.425 | 0.4 | 0.4 | 20 | 6 | 150 | Dyn5 | hv | 0 | -2 | 2 | 0 | 2.5 | FALSE
0.63 MVA 20/0.4 kV | 0.2619 | 1.65 | 1.206 | 0.63 | 0.4 | 20 | 6 | 150 | Dyn5 | hv | 0 | -2 | 2 | 0 | 2.5 | FALSE
0.25 MVA 10/0.4 kV | 0.24 | 0.6 | 1.2 | 0.25 | 0.4 | 10 | 4 | 150 | Dyn5 | hv | 0 | -2 | 2 | 0 | 2.5 | FALSE
0.4 MVA 10/0.4 kV | 0.2375 | 0.95 | 1.325 | 0.4 | 0.4 | 10 | 4 | 150 | Dyn5 | hv | 0 | -2 | 2 | 0 | 2.5 | FALSE
0.63 MVA 10/0.4 kV | 0.1873 | 1.18 | 1.0794 | 0.63 | 0.4 | 10 | 4 | 150 | Dyn5 | hv | 0 | -2 | 2 | 0 | 2.5 | FALSE

## trafo3w_std_types
| sn_hv_mva | sn_mv_mva | sn_lv_mva | vn_hv_kv | vn_mv_kv | vn_lv_kv | vk_hv_percent | vk_mv_percent | vk_lv_percent | vkr_hv_percent | vkr_mv_percent | vkr_lv_percent | pfe_kw | i0_percent | shift_mv_degree | shift_lv_degree | vector_group | tap_side | tap_neutral | tap_min | tap_max | tap_step_percent
63/25/38 MVA 110/20/10 kV | 63 | 25 | 38 | 110 | 20 | 10 | 10.4 | 10.4 | 10.4 | 0.28 | 0.32 | 0.35 | 35 | 0.89 | 0 | 0 | YN0yn0yn0 | hv | 0 | -10 | 10 | 1.2
63/25/38 MVA 110/10/10 kV | 63 | 25 | 38 | 110 | 10 | 10 | 10.4 | 10.4 | 10.4 | 0.28 | 0.32 | 0.35 | 35 | 0.89 | 0 | 0 | YN0yn0yn0 | hv | 0 | -10 | 10 | 1.2

## fuse_std_types
| fuse_type | i_rated_a | t_avg | t_min | t_total | x_avg | x_min | x_total
HV 100A | HV 100A | 100 | 0 | [10.0, 3.64, 0.854, 0.281, 0.1, 0.0531, 0.022, 0.01] | [10.0, 4.267, 1.21, 0.403, 0.1, 0.058, 0.022, 0.01] | 0 | [300.0, 350.0, 450.0, 550.0, 700.0, 850.0, 1200.0, 1752.0] | [600.0, 700.0, 900.0, 1150.0, 1665.0, 2000.0, 3000.0, 4313.0]
HV 10A | HV 10A | 10 | 0 | [10.0, 1675.0, 0.344, 0.156, 0.1, 0.0417, 0.0171, 0.01] | [10.0, 1.3, 0.3, 0.155, 0.1, 0.0555, 0.023, 0.01] | 0 | [30.0, 32.0, 35.0, 37.0, 39.0, 50.0, 70.0, 88.0] | [60.0, 70.0, 80.0, 87.0, 94.0, 110.0, 150.0, 216.0]
HV 125A | HV 125A | 125 | 0 | [10.0, 1.82, 0.344, 0.1, 0.0467, 0.0269, 0.01] | [10.0, 2.478, 0.426, 0.1, 0.0427, 0.0211, 0.01] | 0 | [375.0, 500.0, 700.0, 925.0, 1200.0, 1500.0, 2341.0] | [750.0, 1000.0, 1500.0, 2200.0, 3000.0, 4000.0, 5765.0]
HV 160A | HV 160A | 160 | 0 | [10.0, 4.15, 1.03, 0.198, 0.1, 0.051, 0.0172, 0.01] | [10.0, 2.3, 0.734, 0.274, 0.1, 0.046, 0.0177, 0.01] | 0 | [480.0, 550.0, 700.0, 1000.0, 1260.0, 1600.0, 2500.0, 3227.0] | [960.0, 1300.0, 1700.0, 2200.0, 2996.0, 4000.0, 6000.0, 7946.0]
HV 16A | HV 16A | 16 | 0 | [10.0, 0.352, 0.164, 0.1, 0.0649, 0.0342, 0.01] | [10.0, 2.34, 0.722, 0.181, 0.1, 0.055, 0.0296, 0.01] | 0 | [48.0, 60.0, 65.0, 71.0, 80.0, 100.0, 162.0] | [96.0, 110.0, 125.0, 150.0, 168.0, 200.0, 250.0, 398.0]
HV 200A | HV 200A | 200 | 0 | [10.0, 4.267, 1.21, 0.403, 0.1, 0.058, 0.022, 0.01] | [10.0, 3.73, 1.654, 0.328, 0.1, 0.0531, 0.019, 0.01] | 0 | [600.0, 700.0, 900.0, 1150.0, 1665.0, 2000.0, 3000.0, 4313.0] | [1200.0, 1500.0, 1800.0, 2700.0, 3960.0, 5000.0, 7500.0, 10620.0]
HV 20A | HV 20A | 20 | 0 | [10.0, 1.3, 0.3, 0.155, 0.1, 0.0555, 0.023, 0.01] | [10.0, 1.3, 0.161, 0.1, 0.0611, 0.0399, 0.0141, 0.01] | 0 | [60.0, 70.0, 80.0, 87.0, 94.0, 110.0, 150.0, 216.0] | [120.0, 150.0, 200.0, 223.0, 260.0, 300.0, 450.0, 532.0]
HV 25A | HV 25A | 25 | 0 | [10.0, 2.512, 0.833, 0.299, 0.1, 0.0372, 0.0223, 0.01] | [10.0, 3.125, 0.597, 0.198, 0.1, 0.0378, 0.022, 0.01] | 0 | [75.0, 82.0, 90.0, 100.0, 124.0, 170.0, 200.0, 289.0] | [150.0, 170.0, 210.0, 250.0, 294.0, 400.0, 500.0, 711.0]
HV 31.5A | HV 31.5A | 31.5 | 0 | [10.0, 2.34, 0.722, 0.181, 0.1, 0.055, 0.0296, 0.01] | [10.0, 2.84, 0.368, 0.164, 0.1, 0.0621, 0.0378, 0.0195, 0.01] | 0 | [95.0, 110.0, 125.0, 150.0, 165.0, 200.0, 250.0, 390.0] | [189.0, 220.0, 300.0, 350.0, 393.0, 450.0, 530.0, 700.0, 960.0]
HV 40A | HV 40A | 40 | 0 | [10.0, 1.3, 0.161, 0.1, 0.0611, 0.0399, 0.0141, 0.01] | [10.0, 2.05, 0.369, 0.198, 0.1, 0.051, 0.0298, 0.01] | 0 | [120.0, 150.0, 200.0, 223.0, 260.0, 300.0, 450.0, 532.0] | [240.0, 300.0, 400.0, 450.0, 530.0, 650.0, 800.0, 1311.0]
HV 50A | HV 50A | 50 | 0 | [10.0, 3.215, 0.597, 0.198, 0.1, 0.0378, 0.022, 0.01] | [10.0, 3.64, 0.854, 0.281, 0.1, 0.0531, 0.022, 0.01] | 0 | [150.0, 170.0, 210.0, 250.0, 294.0, 400.0, 500.0, 711.0] | [300.0, 350.0, 450.0, 550.0, 700.0, 850.0, 1200.0, 1752.0]
HV 6.3A | HV 6.3A | 6.3 | 0 | [10.0, 1.39, 0.344, 0.168, 0.1, 0.056, 0.0263, 0.01] | [10.0, 1.711, 0.516, 0.198, 0.1, 0.0634, 0.0303, 0.01] | 0 | [19.0, 19.5, 20.4, 20.8, 22.0, 25.0, 32.0, 48.0] | [38.0, 40.0, 43.0, 48.0, 53.0, 60.0, 75.0, 118.0]
HV 63A | HV 63A | 63 | 0 | [10.0, 2.84, 0.368, 0.164, 0.1, 0.0621, 0.0378, 0.0195, 0.01] | [10.0, 1.82, 0.344, 0.1, 0.0467, 0.0269, 0.01] | 0 | [189.0, 220.0, 300.0, 350.0, 393.0, 450.0, 530.0, 700.0, 961.0] | [378.0, 500.0, 700.0, 934.0, 1200.0, 1500.0, 2366.0]
HV 80A | HV 80A | 80 | 0 | [10.0, 2.05, 0.369, 0.198, 0.1, 0.051, 0.0298, 0.01] | [10.0, 4.15, 1.03, 0.198, 0.1, 0.051, 0.0172, 0.01] | 0 | [240.0, 300.0, 400.0, 450.0, 530.0, 650.0, 800.0, 1311.0] | [480.0, 550.0, 700.0, 1000.0, 1260.0, 1600.0, 2500.0, 3227.0]
Siemens NH-1-100 | Siemens NH-1-100 | 100 | [5400.0, 2000.0, 400.0, 20.0, 1.0, 0.2, 0.012, 0.004] | 0 | 0 | [150.0, 190.0, 250.0, 430.0, 900.0, 1250.0, 2700.0, 3600.0] | 0 | 0
Siemens NH-1-125 | Siemens NH-1-125 | 125 | [4800.0, 120.0, 7.0, 0.1, 0.004] | 0 | 0 | [180.0, 400.0, 740.0, 2000.0, 4250.0] | 0 | 0
Siemens NH-1-16 | Siemens NH-1-16 | 16 | [4000.0, 400.0, 2.0, 0.1, 0.04, 0.01] | 0 | 0 | [26.0, 35.0, 75.0, 150.0, 200.0, 300.0] | 0 | 0
Siemens NH-1-160 | Siemens NH-1-160 | 160 | [4800.0, 120.0, 7.0, 0.1, 0.004] | 0 | 0 | [210.0, 500.0, 900.0, 2300.0, 5000.0] | 0 | 0
Siemens NH-1-25 | Siemens NH-1-25 | 25 | [4000.0, 1000.0, 10.0, 0.2, 0.02, 0.01] | 0 | 0 | [40.0, 50.0, 100.0, 210.0, 400.0, 500.0] | 0 | 0
Siemens NH-1-50 | Siemens NH-1-50 | 50 | [4000.0, 40.0, 4.0, 1.0, 0.02, 0.01] | 0 | 0 | [86.0, 200.0, 300.0, 400.0, 1000.0, 1280.0] | 0 | 0
Siemens NH-1-63 | Siemens NH-1-63 | 63 | [4000.0, 100.0, 10.0, 2.0, 0.04, 0.01] | 0 | 0 | [100.0, 200.0, 300.0, 400.0, 1000.0, 1500.0] | 0 | 0
Siemens NH-1-80 | Siemens NH-1-80 | 80 | [4800.0, 120.0, 7.0, 0.1, 0.01] | 0 | 0 | [150.58, 250.0, 450.0, 1150.0, 2470.0] | 0 | 0
Siemens NH-2-1000 | Siemens NH-2-1000 | 1000 | [4800.0, 120.0, 7.0, 0.1, 0.004] | 0 | 0 | [1900.0, 3500.0, 8400.0, 24000.0, 52000.0] | 0 | 0
Siemens NH-2-200 | Siemens NH-2-200 | 200 | [4800.0, 120.0, 7.0, 0.1, 0.004] | 0 | 0 | [280.0, 650.0, 1200.0, 3000.0, 7000.0] | 0 | 0
Siemens NH-2-224 | Siemens NH-2-224 | 224 | [4800.0, 120.0, 7.0, 0.2, 0.04, 0.004] | 0 | 0 | [400.0, 750.0, 1453.0, 3025.0, 4315.0, 7600.0] | 0 | 0
Siemens NH-2-250 | Siemens NH-2-250 | 250 | [4800.0, 120.0, 7.0, 0.1, 0.004] | 0 | 0 | [450.0, 800.0, 1650.0, 4000.0, 8500.0] | 0 | 0
Siemens NH-2-315 | Siemens NH-2-315 | 315 | [4800.0, 120.0, 7.0, 0.1, 0.004] | 0 | 0 | [550.0, 920.0, 1900.0, 5000.0, 11000.0] | 0 | 0
Siemens NH-2-355 | Siemens NH-2-355 | 355 | [4800.0, 120.0, 6.0, 0.1, 0.004] | 0 | 0 | [650.0, 1116.27, 2350.0, 5840.0, 12790.0] | 0 | 0
Siemens NH-2-400 | Siemens NH-2-400 | 400 | [4800.0, 120.0, 7.0, 0.1, 0.004] | 0 | 0 | [720.0, 1350.0, 2800.0, 6500.0, 15000.0] | 0 | 0
Siemens NH-2-425 | Siemens NH-2-425 | 425 | [4800.0, 120.0, 7.0, 0.1, 0.004] | 0 | 0 | [850.0, 1500.0, 3050.0, 7500.0, 16500.0] | 0 | 0
Siemens NH-2-630 | Siemens NH-2-630 | 630 | [4800.0, 120.0, 7.0, 0.1, 0.004] | 0 | 0 | [1200.0, 2000.0, 4800.0, 12000.0, 26000.0] | 0 | 0

## dtypes
| element | column | dtype
0 | bus | name | object
1 | bus | vn_kv | float64
2 | bus | type | object
3 | bus | zone | object
4 | bus | in_service | bool
5 | load | name | object
6 | load | bus | uint32
7 | load | p_mw | float64
8 | load | q_mvar | float64
9 | load | const_z_percent | float64
10 | load | const_i_percent | float64
11 | load | sn_mva | float64
12 | load | scaling | float64
13 | load | in_service | bool
14 | load | type | object
15 | ext_grid | name | object
16 | ext_grid | bus | uint32
17 | ext_grid | vm_pu | float64
18 | ext_grid | va_degree | float64
19 | ext_grid | slack_weight | float64
20 | ext_grid | in_service | bool
21 | line | name | object
22 | line | std_type | object
23 | line | from_bus | uint32
24 | line | to_bus | uint32
25 | line | length_km | float64
26 | line | r_ohm_per_km | float64
27 | line | x_ohm_per_km | float64
28 | line | c_nf_per_km | float64
29 | line | g_us_per_km | float64
30 | line | max_i_ka | float64
31 | line | df | float64
32 | line | parallel | uint32
33 | line | type | object
34 | line | in_service | bool
35 | trafo | name | object
36 | trafo | std_type | object
37 | trafo | hv_bus | uint32
38 | trafo | lv_bus | uint32
39 | trafo | sn_mva | float64
40 | trafo | vn_hv_kv | float64
41 | trafo | vn_lv_kv | float64
42 | trafo | vk_percent | float64
43 | trafo | vkr_percent | float64
44 | trafo | pfe_kw | float64
45 | trafo | i0_percent | float64
46 | trafo | shift_degree | float64
47 | trafo | tap_side | object
48 | trafo | tap_neutral | int32
49 | trafo | tap_min | int32
50 | trafo | tap_max | int32
51 | trafo | tap_step_percent | float64
52 | trafo | tap_step_degree | float64
53 | trafo | tap_pos | int32
54 | trafo | tap_phase_shifter | bool
55 | trafo | parallel | uint32
56 | trafo | df | float64
57 | trafo | in_service | bool
58 | line_geodata | coords | object
59 | bus_geodata | x | float64
60 | bus_geodata | y | float64
61 | bus_geodata | coords | object

## parameters
| version | format_version | converged | OPF_converged | name | f_hz | sn_mva
0 | 2.14.6 | 2.14.0 | FALSE | FALSE |  | 50 | 1