## bus
| name | vn_kv | type | zone | in_service
0 | bus_LV_3275-2_0_2_node_0 | 0.4 | n |  | TRUE
1 | bus_LV_3275-2_0_2_node_1 | 0.4 | n |  | TRUE
2 | bus_LV_3275-2_0_2_node_300 | 0.4 | n |  | TRUE
3 | bus_LV_3275-2_0_2_node_2 | 0.4 | n |  | TRUE
4 | bus_LV_3275-2_0_2_node_3 | 0.4 | n |  | TRUE
5 | bus_LV_3275-2_0_2_node_4 | 0.4 | n |  | TRUE
6 | bus_LV_3275-2_0_2_node_5 | 0.4 | n |  | TRUE
7 | bus_LV_3275-2_0_2_node_6 | 0.4 | n |  | TRUE
8 | bus_LV_3275-2_0_2_node_7 | 0.4 | n |  | TRUE
9 | bus_LV_3275-2_0_2_node_8 | 0.4 | n |  | TRUE
10 | bus_LV_3275-2_0_2_node_45 | 0.4 | n |  | TRUE
11 | bus_LV_3275-2_0_2_node_46 | 0.4 | n |  | TRUE
12 | bus_LV_3275-2_0_2_node_47 | 0.4 | n |  | TRUE
13 | bus_LV_3275-2_0_2_node_239 | 0.4 | n |  | TRUE
14 | bus_LV_3275-2_0_2_node_325 | 0.4 | n |  | TRUE
15 | bus_LV_3275-2_0_2_node_48 | 0.4 | n |  | TRUE
16 | bus_LV_3275-2_0_2_node_343 | 0.4 | n |  | TRUE
17 | bus_LV_3275-2_0_2_node_127 | 0.4 | n |  | TRUE
18 | bus_LV_3275-2_0_2_node_128 | 0.4 | n |  | TRUE
19 | bus_LV_3275-2_0_2_node_129 | 0.4 | n |  | TRUE
20 | bus_LV_3275-2_0_2_node_130 | 0.4 | n |  | TRUE
21 | bus_LV_3275-2_0_2_node_131 | 0.4 | n |  | TRUE
22 | bus_LV_3275-2_0_2_node_132 | 0.4 | n |  | TRUE
23 | bus_LV_3275-2_0_2_node_133 | 0.4 | n |  | TRUE
24 | bus_LV_3275-2_0_2_node_134 | 0.4 | n |  | TRUE
25 | bus_LV_3275-2_0_2_node_135 | 0.4 | n |  | TRUE
26 | bus_LV_3275-2_0_2_node_136 | 0.4 | n |  | TRUE
27 | bus_LV_3275-2_0_2_node_137 | 0.4 | n |  | TRUE
28 | bus_LV_3275-2_0_2_node_138 | 0.4 | n |  | TRUE
29 | bus_LV_3275-2_0_2_node_301 | 0.4 | n |  | TRUE
30 | bus_LV_3275-2_0_2_node_213 | 0.4 | n |  | TRUE
31 | bus_LV_3275-2_0_2_node_215 | 0.4 | n |  | TRUE
32 | bus_LV_3275-2_0_2_node_217 | 0.4 | n |  | TRUE
33 | bus_LV_3275-2_0_2_node_218 | 0.4 | n |  | TRUE
34 | bus_LV_3275-2_0_2_node_219 | 0.4 | n |  | TRUE
35 | bus_LV_3275-2_0_2_node_216 | 0.4 | n |  | TRUE
36 | bus_LV_3275-2_0_2_node_220 | 0.4 | n |  | TRUE
37 | bus_LV_3275-2_0_2_node_221 | 0.4 | n |  | TRUE
38 | bus_LV_3275-2_0_2_node_222 | 0.4 | n |  | TRUE
39 | bus_LV_3275-2_0_2_node_223 | 0.4 | n |  | TRUE
40 | bus_LV_3275-2_0_2_node_340 | 0.4 | n |  | TRUE
41 | bus_LV_3275-2_0_2_node_337 | 0.4 | n |  | TRUE
42 | bus_LV_3275-2_0_2_node_224 | 0.4 | n |  | TRUE
43 | bus_LV_3275-2_0_2_node_231 | 0.4 | n |  | TRUE
44 | bus_LV_3275-2_0_2_node_229 | 0.4 | n |  | TRUE
45 | bus_LV_3275-2_0_2_node_225 | 0.4 | n |  | TRUE
46 | bus_LV_3275-2_0_2_node_226 | 0.4 | n |  | TRUE
47 | bus_LV_3275-2_0_2_node_227 | 0.4 | n |  | TRUE
48 | bus_LV_3275-2_0_2_node_228 | 0.4 | n |  | TRUE
49 | bus_LV_3275-2_0_2_node_238 | 0.4 | n |  | TRUE
50 | bus_LV_3275-2_0_2_node_230 | 0.4 | n |  | TRUE
51 | bus_LV_3275-2_0_2_node_232 | 0.4 | n |  | TRUE
52 | bus_LV_3275-2_0_2_node_233 | 0.4 | n |  | TRUE
53 | bus_LV_3275-2_0_2_node_234 | 0.4 | n |  | TRUE
54 | bus_LV_3275-2_0_2_node_268 | 0.4 | n |  | TRUE
55 | bus_LV_3275-2_0_2_node_235 | 0.4 | n |  | TRUE
56 | bus_LV_3275-2_0_2_node_236 | 0.4 | n |  | TRUE
57 | bus_LV_3275-2_0_2_node_237 | 0.4 | n |  | TRUE
58 | bus_LV_3275-2_0_2_node_240 | 0.4 | n |  | TRUE
59 | bus_LV_3275-2_0_2_node_241 | 0.4 | n |  | TRUE
60 | bus_LV_3275-2_0_2_node_242 | 0.4 | n |  | TRUE
61 | bus_LV_3275-2_0_2_node_243 | 0.4 | n |  | TRUE
62 | bus_LV_3275-2_0_2_node_244 | 0.4 | n |  | TRUE
63 | bus_LV_3275-2_0_2_node_245 | 0.4 | n |  | TRUE
64 | bus_LV_3275-2_0_2_node_246 | 0.4 | n |  | TRUE
65 | bus_LV_3275-2_0_2_node_247 | 0.4 | n |  | TRUE
66 | bus_LV_3275-2_0_2_node_248 | 0.4 | n |  | TRUE
67 | bus_LV_3275-2_0_2_node_272 | 0.4 | n |  | TRUE
68 | bus_LV_3275-2_0_2_node_249 | 0.4 | n |  | TRUE
69 | bus_LV_3275-2_0_2_node_250 | 0.4 | n |  | TRUE
70 | bus_LV_3275-2_0_2_node_251 | 0.4 | n |  | TRUE
71 | bus_LV_3275-2_0_2_node_252 | 0.4 | n |  | TRUE
72 | bus_LV_3275-2_0_2_node_253 | 0.4 | n |  | TRUE
73 | bus_LV_3275-2_0_2_node_254 | 0.4 | n |  | TRUE
74 | bus_LV_3275-2_0_2_node_255 | 0.4 | n |  | TRUE
75 | bus_LV_3275-2_0_2_node_256 | 0.4 | n |  | TRUE
76 | bus_LV_3275-2_0_2_node_257 | 0.4 | n |  | TRUE
77 | bus_LV_3275-2_0_2_node_258 | 0.4 | n |  | TRUE
78 | bus_LV_3275-2_0_2_node_259 | 0.4 | n |  | TRUE
79 | bus_LV_3275-2_0_2_node_260 | 0.4 | n |  | TRUE
80 | bus_LV_3275-2_0_2_node_261 | 0.4 | n |  | TRUE
81 | bus_LV_3275-2_0_2_node_262 | 0.4 | n |  | TRUE
82 | bus_LV_3275-2_0_2_node_267 | 0.4 | n |  | TRUE
83 | bus_LV_3275-2_0_2_node_273 | 0.4 | n |  | TRUE
84 | bus_LV_3275-2_0_2_node_263 | 0.4 | n |  | TRUE
85 | bus_LV_3275-2_0_2_node_264 | 0.4 | n |  | TRUE
86 | bus_LV_3275-2_0_2_node_265 | 0.4 | n |  | TRUE
87 | bus_LV_3275-2_0_2_node_266 | 0.4 | n |  | TRUE
88 | bus_LV_3275-2_0_2_node_269 | 0.4 | n |  | TRUE
89 | bus_LV_3275-2_0_2_node_270 | 0.4 | n |  | TRUE
90 | bus_LV_3275-2_0_2_node_271 | 0.4 | n |  | TRUE
91 | bus_LV_3275-2_0_2_node_274 | 0.4 | n |  | TRUE
92 | bus_LV_3275-2_0_2_node_275 | 0.4 | n |  | TRUE
93 | bus_LV_3275-2_0_2_node_276 | 0.4 | n |  | TRUE
94 | bus_LV_3275-2_0_2_node_277 | 0.4 | n |  | TRUE
95 | bus_LV_3275-2_0_2_node_278 | 0.4 | n |  | TRUE
96 | bus_LV_3275-2_0_2_node_279 | 0.4 | n |  | TRUE
97 | bus_LV_3275-2_0_2_node_280 | 0.4 | n |  | TRUE
98 | bus_LV_3275-2_0_2_node_302 | 0.4 | n |  | TRUE
99 | bus_LV_3275-2_0_2_node_281 | 0.4 | n |  | TRUE
100 | bus_LV_3275-2_0_2_node_282 | 0.4 | n |  | TRUE
101 | bus_LV_3275-2_0_2_node_283 | 0.4 | n |  | TRUE
102 | bus_LV_3275-2_0_2_node_284 | 0.4 | n |  | TRUE
103 | bus_LV_3275-2_0_2_node_285 | 0.4 | n |  | TRUE
104 | bus_LV_3275-2_0_2_node_286 | 0.4 | n |  | TRUE
105 | bus_LV_3275-2_0_2_node_287 | 0.4 | n |  | TRUE
106 | bus_LV_3275-2_0_2_node_288 | 0.4 | n |  | TRUE
107 | bus_LV_3275-2_0_2_node_289 | 0.4 | n |  | TRUE
108 | bus_LV_3275-2_0_2_node_290 | 0.4 | n |  | TRUE
109 | bus_LV_3275-2_0_2_node_291 | 0.4 | n |  | TRUE
110 | bus_LV_3275-2_0_2_node_292 | 0.4 | n |  | TRUE
111 | bus_LV_3275-2_0_2_node_296 | 0.4 | n |  | TRUE
112 | bus_LV_3275-2_0_2_node_297 | 0.4 | n |  | TRUE
113 | bus_LV_3275-2_0_2_node_295 | 0.4 | n |  | TRUE
114 | bus_LV_3275-2_0_2_node_298 | 0.4 | n |  | TRUE
115 | bus_LV_3275-2_0_2_node_299 | 0.4 | n |  | TRUE
116 | bus_LV_3275-2_0_2_node_303 | 0.4 | n |  | TRUE
117 | bus_LV_3275-2_0_2_node_304 | 0.4 | n |  | TRUE
118 | bus_LV_3275-2_0_2_node_305 | 0.4 | n |  | TRUE
119 | bus_LV_3275-2_0_2_node_306 | 0.4 | n |  | TRUE
120 | bus_LV_3275-2_0_2_node_307 | 0.4 | n |  | TRUE
121 | bus_LV_3275-2_0_2_node_308 | 0.4 | n |  | TRUE
122 | bus_LV_3275-2_0_2_node_309 | 0.4 | n |  | TRUE
123 | bus_LV_3275-2_0_2_node_323 | 0.4 | n |  | TRUE
124 | bus_LV_3275-2_0_2_node_324 | 0.4 | n |  | TRUE
125 | bus_LV_3275-2_0_2_node_326 | 0.4 | n |  | TRUE
126 | bus_LV_3275-2_0_2_node_327 | 0.4 | n |  | TRUE
127 | bus_LV_3275-2_0_2_node_328 | 0.4 | n |  | TRUE
128 | bus_LV_3275-2_0_2_node_329 | 0.4 | n |  | TRUE
129 | bus_LV_3275-2_0_2_node_330 | 0.4 | n |  | TRUE
130 | bus_LV_3275-2_0_2_node_331 | 0.4 | n |  | TRUE
131 | bus_LV_3275-2_0_2_node_332 | 0.4 | n |  | TRUE
132 | bus_LV_3275-2_0_2_node_333 | 0.4 | n |  | TRUE
133 | bus_LV_3275-2_0_2_node_334 | 0.4 | n |  | TRUE
134 | bus_LV_3275-2_0_2_node_335 | 0.4 | n |  | TRUE
135 | bus_LV_3275-2_0_2_node_336 | 0.4 | n |  | TRUE
136 | bus_LV_3275-2_0_2_node_338 | 0.4 | n |  | TRUE
137 | bus_LV_3275-2_0_2_node_339 | 0.4 | n |  | TRUE
138 | bus_LV_3275-2_0_2_node_345 | 0.4 | n |  | TRUE
139 | bus_LV_3275-2_0_2_node_354 | 0.4 | n |  | TRUE
140 | bus_LV_3275-2_0_2_node_344 | 0.4 | n |  | TRUE
141 | bus_LV_3275-2_0_2_node_346 | 0.4 | n |  | TRUE
142 | bus_LV_3275-2_0_2_node_353 | 0.4 | n |  | TRUE
143 | bus_LV_3275-2_0_2_node_347 | 0.4 | n |  | TRUE
144 | bus_LV_3275-2_0_2_node_348 | 0.4 | n |  | TRUE
145 | bus_LV_3275-2_0_2_node_349 | 0.4 | n |  | TRUE
146 | bus_LV_3275-2_0_2_node_350 | 0.4 | n |  | TRUE
147 | bus_LV_3275-2_0_2_node_351 | 0.4 | n |  | TRUE
148 | bus_LV_3275-2_0_2_node_352 | 0.4 | n |  | TRUE
149 | bus_MV_0_node_216 | 20 | n |  | TRUE

## load
| name | bus | p_mw | q_mvar | const_z_percent | const_i_percent | sn_mva | scaling | in_service | type
0 | LV_3275-2_0_2_load_0 | 0 | 0.00049402 | 0.00012381 | 0 | 0 |  | 1 | TRUE | wye
1 | LV_3275-2_0_2_load_1 | 1 | 0.0007389 | 0.00018518 | 0 | 0 |  | 1 | TRUE | wye
2 | LV_3275-2_0_2_load_300 | 2 | 0.00037886 | 9.4952e-05 | 0 | 0 |  | 1 | TRUE | wye
3 | LV_3275-2_0_2_load_2 | 3 | 0.00070742 | 0.0001773 | 0 | 0 |  | 1 | TRUE | wye
4 | LV_3275-2_0_2_load_3 | 4 | 0.00038791 | 9.7221e-05 | 0 | 0 |  | 1 | TRUE | wye
5 | LV_3275-2_0_2_load_4 | 5 | 0.00030345 | 7.6051e-05 | 0 | 0 |  | 1 | TRUE | wye
6 | LV_3275-2_0_2_load_5 | 6 | 0.00047931 | 0.00012013 | 0 | 0 |  | 1 | TRUE | wye
7 | LV_3275-2_0_2_load_6 | 7 | 0.00033877 | 8.4905e-05 | 0 | 0 |  | 1 | TRUE | wye
8 | LV_3275-2_0_2_load_7 | 8 | 0.00057228 | 0.00014343 | 0 | 0 |  | 1 | TRUE | wye
9 | LV_3275-2_0_2_load_8 | 9 | 0.00047617 | 0.00011934 | 0 | 0 |  | 1 | TRUE | wye
10 | LV_3275-2_0_2_load_45 | 10 | 0.00032781 | 8.2156e-05 | 0 | 0 |  | 1 | TRUE | wye
11 | LV_3275-2_0_2_load_46 | 11 | 0.00071926 | 0.00018026 | 0 | 0 |  | 1 | TRUE | wye
12 | LV_3275-2_0_2_load_47 | 12 | 0.00041988 | 0.00010523 | 0 | 0 |  | 1 | TRUE | wye
13 | LV_3275-2_0_2_load_239 | 13 | 0.00078398 | 0.00019649 | 0 | 0 |  | 1 | TRUE | wye
14 | LV_3275-2_0_2_load_48 | 15 | 0.00045934 | 0.00011512 | 0 | 0 |  | 1 | TRUE | wye
15 | LV_3275-2_0_2_load_343 | 16 | 0.00032144 | 8.0561e-05 | 0 | 0 |  | 1 | TRUE | wye
16 | LV_3275-2_0_2_load_127 | 17 | 0.00023966 | 6.0063e-05 | 0 | 0 |  | 1 | TRUE | wye
17 | LV_3275-2_0_2_load_128 | 18 | 0.00020019 | 5.0172e-05 | 0 | 0 |  | 1 | TRUE | wye
18 | LV_3275-2_0_2_load_129 | 19 | 0.00035761 | 8.9624e-05 | 0 | 0 |  | 1 | TRUE | wye
19 | LV_3275-2_0_2_load_131 | 21 | 0.00021766 | 5.455e-05 | 0 | 0 |  | 1 | TRUE | wye
20 | LV_3275-2_0_2_load_132 | 22 | 0.00024121 | 6.0453e-05 | 0 | 0 |  | 1 | TRUE | wye
21 | LV_3275-2_0_2_load_133 | 23 | 0.00042427 | 0.00010633 | 0 | 0 |  | 1 | TRUE | wye
22 | LV_3275-2_0_2_load_134 | 24 | 0.00027527 | 6.8989e-05 | 0 | 0 |  | 1 | TRUE | wye
23 | LV_3275-2_0_2_load_135 | 25 | 0.00015423 | 3.8653e-05 | 0 | 0 |  | 1 | TRUE | wye
24 | LV_3275-2_0_2_load_137 | 27 | 0.00018926 | 4.7433e-05 | 0 | 0 |  | 1 | TRUE | wye
25 | LV_3275-2_0_2_load_138 | 28 | 0.00037485 | 9.3947e-05 | 0 | 0 |  | 1 | TRUE | wye
26 | LV_3275-2_0_2_load_301 | 29 | 0.0004118 | 0.00010321 | 0 | 0 |  | 1 | TRUE | wye
27 | LV_3275-2_0_2_load_213 | 30 | 0.00010601 | 2.6569e-05 | 0 | 0 |  | 1 | TRUE | wye
28 | LV_3275-2_0_2_load_216 | 35 | 5.1957e-05 | 1.3022e-05 | 0 | 0 |  | 1 | TRUE | wye
29 | LV_3275-2_0_2_load_220 | 36 | 7.4762e-05 | 1.8737e-05 | 0 | 0 |  | 1 | TRUE | wye
30 | LV_3275-2_0_2_load_221 | 37 | 0.00010143 | 2.542e-05 | 0 | 0 |  | 1 | TRUE | wye
31 | LV_3275-2_0_2_load_223 | 39 | 7.3561e-05 | 1.8436e-05 | 0 | 0 |  | 1 | TRUE | wye
32 | LV_3275-2_0_2_load_340 | 40 | 9.2118e-05 | 2.3087e-05 | 0 | 0 |  | 1 | TRUE | wye
33 | LV_3275-2_0_2_load_337 | 41 | 3.8058e-05 | 9.5383e-06 | 0 | 0 |  | 1 | TRUE | wye
34 | LV_3275-2_0_2_load_224 | 42 | 0.00012919 | 3.2377e-05 | 0 | 0 |  | 1 | TRUE | wye
35 | LV_3275-2_0_2_load_231 | 43 | 6.7598e-05 | 1.6942e-05 | 0 | 0 |  | 1 | TRUE | wye
36 | LV_3275-2_0_2_load_229 | 44 | 0.00013624 | 3.4144e-05 | 0 | 0 |  | 1 | TRUE | wye
37 | LV_3275-2_0_2_load_225 | 45 | 6.8631e-05 | 1.7201e-05 | 0 | 0 |  | 1 | TRUE | wye
38 | LV_3275-2_0_2_load_226 | 46 | 8.9837e-05 | 2.2515e-05 | 0 | 0 |  | 1 | TRUE | wye
39 | LV_3275-2_0_2_load_227 | 47 | 0.00011738 | 2.9419e-05 | 0 | 0 |  | 1 | TRUE | wye
40 | LV_3275-2_0_2_load_228 | 48 | 7.7067e-05 | 1.9315e-05 | 0 | 0 |  | 1 | TRUE | wye
41 | LV_3275-2_0_2_load_238 | 49 | 0.00020895 | 5.2369e-05 | 0 | 0 |  | 1 | TRUE | wye
42 | LV_3275-2_0_2_load_230 | 50 | 7.5076e-05 | 1.8816e-05 | 0 | 0 |  | 1 | TRUE | wye
43 | LV_3275-2_0_2_load_232 | 51 | 4.1726e-05 | 1.0457e-05 | 0 | 0 |  | 1 | TRUE | wye
44 | LV_3275-2_0_2_load_233 | 52 | 4.9699e-05 | 1.2456e-05 | 0 | 0 |  | 1 | TRUE | wye
45 | LV_3275-2_0_2_load_234 | 53 | 5.5092e-05 | 1.3807e-05 | 0 | 0 |  | 1 | TRUE | wye
46 | LV_3275-2_0_2_load_268 | 54 | 7.6593e-05 | 1.9196e-05 | 0 | 0 |  | 1 | TRUE | wye
47 | LV_3275-2_0_2_load_235 | 55 | 0.00010457 | 2.6207e-05 | 0 | 0 |  | 1 | TRUE | wye
48 | LV_3275-2_0_2_load_236 | 56 | 9.7945e-05 | 2.4547e-05 | 0 | 0 |  | 1 | TRUE | wye
49 | LV_3275-2_0_2_load_237 | 57 | 0.00083379 | 0.00020897 | 0 | 0 |  | 1 | TRUE | wye
50 | LV_3275-2_0_2_load_240 | 58 | 8.2304e-05 | 2.0627e-05 | 0 | 0 |  | 1 | TRUE | wye
51 | LV_3275-2_0_2_load_244 | 62 | 0.00014252 | 3.5718e-05 | 0 | 0 |  | 1 | TRUE | wye
52 | LV_3275-2_0_2_load_245 | 63 | 0.00015068 | 3.7764e-05 | 0 | 0 |  | 1 | TRUE | wye
53 | LV_3275-2_0_2_load_246 | 64 | 0.00013137 | 3.2924e-05 | 0 | 0 |  | 1 | TRUE | wye
54 | LV_3275-2_0_2_load_247 | 65 | 0.00019312 | 4.8401e-05 | 0 | 0 |  | 1 | TRUE | wye
55 | LV_3275-2_0_2_load_248 | 66 | 3.1292e-05 | 7.8424e-06 | 0 | 0 |  | 1 | TRUE | wye
56 | LV_3275-2_0_2_load_272 | 67 | 0.00043202 | 0.00010828 | 0 | 0 |  | 1 | TRUE | wye
57 | LV_3275-2_0_2_load_249 | 68 | 0.00010289 | 2.5787e-05 | 0 | 0 |  | 1 | TRUE | wye
58 | LV_3275-2_0_2_load_250 | 69 | 7.6441e-05 | 1.9158e-05 | 0 | 0 |  | 1 | TRUE | wye
59 | LV_3275-2_0_2_load_251 | 70 | 4.374e-05 | 1.0962e-05 | 0 | 0 |  | 1 | TRUE | wye
60 | LV_3275-2_0_2_load_253 | 72 | 5.4479e-05 | 1.3654e-05 | 0 | 0 |  | 1 | TRUE | wye
61 | LV_3275-2_0_2_load_254 | 73 | 5.5684e-05 | 1.3956e-05 | 0 | 0 |  | 1 | TRUE | wye
62 | LV_3275-2_0_2_load_256 | 75 | 0.00014756 | 3.6982e-05 | 0 | 0 |  | 1 | TRUE | wye
63 | LV_3275-2_0_2_load_257 | 76 | 0.00013096 | 3.2821e-05 | 0 | 0 |  | 1 | TRUE | wye
64 | LV_3275-2_0_2_load_259 | 78 | 5.5138e-05 | 1.3819e-05 | 0 | 0 |  | 1 | TRUE | wye
65 | LV_3275-2_0_2_load_260 | 79 | 0.00023394 | 5.863e-05 | 0 | 0 |  | 1 | TRUE | wye
66 | LV_3275-2_0_2_load_261 | 80 | 3.6681e-05 | 9.1931e-06 | 0 | 0 |  | 1 | TRUE | wye
67 | LV_3275-2_0_2_load_262 | 81 | 0.00027289 | 6.8392e-05 | 0 | 0 |  | 1 | TRUE | wye
68 | LV_3275-2_0_2_load_267 | 82 | 0.00013625 | 3.4147e-05 | 0 | 0 |  | 1 | TRUE | wye
69 | LV_3275-2_0_2_load_263 | 84 | 0.00020136 | 5.0466e-05 | 0 | 0 |  | 1 | TRUE | wye
70 | LV_3275-2_0_2_load_264 | 85 | 5.2895e-05 | 1.3257e-05 | 0 | 0 |  | 1 | TRUE | wye
71 | LV_3275-2_0_2_load_266 | 87 | 3.0577e-05 | 7.6633e-06 | 0 | 0 |  | 1 | TRUE | wye
72 | LV_3275-2_0_2_load_269 | 88 | 3.1583e-05 | 7.9155e-06 | 0 | 0 |  | 1 | TRUE | wye
73 | LV_3275-2_0_2_load_271 | 90 | 8.2837e-05 | 2.0761e-05 | 0 | 0 |  | 1 | TRUE | wye
74 | LV_3275-2_0_2_load_275 | 92 | 4.8326e-05 | 1.2112e-05 | 0 | 0 |  | 1 | TRUE | wye
75 | LV_3275-2_0_2_load_276 | 93 | 0.00033787 | 8.4678e-05 | 0 | 0 |  | 1 | TRUE | wye
76 | LV_3275-2_0_2_load_277 | 94 | 6.6787e-05 | 1.6739e-05 | 0 | 0 |  | 1 | TRUE | wye
77 | LV_3275-2_0_2_load_278 | 95 | 3.6789e-05 | 9.2202e-06 | 0 | 0 |  | 1 | TRUE | wye
78 | LV_3275-2_0_2_load_279 | 96 | 0.00011595 | 2.906e-05 | 0 | 0 |  | 1 | TRUE | wye
79 | LV_3275-2_0_2_load_302 | 98 | 7.1293e-05 | 1.7868e-05 | 0 | 0 |  | 1 | TRUE | wye
80 | LV_3275-2_0_2_load_281 | 99 | 0.00021197 | 5.3124e-05 | 0 | 0 |  | 1 | TRUE | wye
81 | LV_3275-2_0_2_load_282 | 100 | 0.00041408 | 0.00010378 | 0 | 0 |  | 1 | TRUE | wye
82 | LV_3275-2_0_2_load_283 | 101 | 0.00029324 | 7.3494e-05 | 0 | 0 |  | 1 | TRUE | wye
83 | LV_3275-2_0_2_load_284 | 102 | 0.00039858 | 9.9895e-05 | 0 | 0 |  | 1 | TRUE | wye
84 | LV_3275-2_0_2_load_285 | 103 | 0.0001505 | 3.7718e-05 | 0 | 0 |  | 1 | TRUE | wye
85 | LV_3275-2_0_2_load_286 | 104 | 0.00035339 | 8.8569e-05 | 0 | 0 |  | 1 | TRUE | wye
86 | LV_3275-2_0_2_load_287 | 105 | 0.0002093 | 5.2456e-05 | 0 | 0 |  | 1 | TRUE | wye
87 | LV_3275-2_0_2_load_289 | 107 | 0.00041193 | 0.00010324 | 0 | 0 |  | 1 | TRUE | wye
88 | LV_3275-2_0_2_load_290 | 108 | 0.00048493 | 0.00012153 | 0 | 0 |  | 1 | TRUE | wye
89 | LV_3275-2_0_2_load_291 | 109 | 0.00077705 | 0.00019475 | 0 | 0 |  | 1 | TRUE | wye
90 | LV_3275-2_0_2_load_296 | 111 | 0.00028676 | 7.1869e-05 | 0 | 0 |  | 1 | TRUE | wye
91 | LV_3275-2_0_2_load_295 | 113 | 0.00088351 | 0.00022143 | 0 | 0 |  | 1 | TRUE | wye
92 | LV_3275-2_0_2_load_298 | 114 | 0.00050092 | 0.00012554 | 0 | 0 |  | 1 | TRUE | wye
93 | LV_3275-2_0_2_load_303 | 116 | 0.00010683 | 2.6773e-05 | 0 | 0 |  | 1 | TRUE | wye
94 | LV_3275-2_0_2_load_304 | 117 | 3.1661e-05 | 7.935e-06 | 0 | 0 |  | 1 | TRUE | wye
95 | LV_3275-2_0_2_load_306 | 119 | 8.3031e-05 | 2.081e-05 | 0 | 0 |  | 1 | TRUE | wye
96 | LV_3275-2_0_2_load_307 | 120 | 0.00019828 | 4.9693e-05 | 0 | 0 |  | 1 | TRUE | wye
97 | LV_3275-2_0_2_load_308 | 121 | 7.1498e-05 | 1.7919e-05 | 0 | 0 |  | 1 | TRUE | wye
98 | LV_3275-2_0_2_load_309 | 122 | 0.00027605 | 6.9186e-05 | 0 | 0 |  | 1 | TRUE | wye
99 | LV_3275-2_0_2_load_323 | 123 | 0.0023523 | 0.00058954 | 0 | 0 |  | 1 | TRUE | wye
100 | LV_3275-2_0_2_load_324 | 124 | 0.00052751 | 0.00013221 | 0 | 0 |  | 1 | TRUE | wye
101 | LV_3275-2_0_2_load_326 | 125 | 0.00030999 | 7.769e-05 | 0 | 0 |  | 1 | TRUE | wye
102 | LV_3275-2_0_2_load_327 | 126 | 0.00029912 | 7.4968e-05 | 0 | 0 |  | 1 | TRUE | wye
103 | LV_3275-2_0_2_load_328 | 127 | 0.00029493 | 7.3917e-05 | 0 | 0 |  | 1 | TRUE | wye
104 | LV_3275-2_0_2_load_329 | 128 | 0.00033778 | 8.4655e-05 | 0 | 0 |  | 1 | TRUE | wye
105 | LV_3275-2_0_2_load_330 | 129 | 5.4635e-05 | 1.3693e-05 | 0 | 0 |  | 1 | TRUE | wye
106 | LV_3275-2_0_2_load_331 | 130 | 6.9563e-05 | 1.7434e-05 | 0 | 0 |  | 1 | TRUE | wye
107 | LV_3275-2_0_2_load_334 | 133 | 8.0865e-05 | 2.0267e-05 | 0 | 0 |  | 1 | TRUE | wye
108 | LV_3275-2_0_2_load_335 | 134 | 9.6972e-05 | 2.4304e-05 | 0 | 0 |  | 1 | TRUE | wye
109 | LV_3275-2_0_2_load_336 | 135 | 0.00016297 | 4.0845e-05 | 0 | 0 |  | 1 | TRUE | wye
110 | LV_3275-2_0_2_load_338 | 136 | 7.3504e-05 | 1.8422e-05 | 0 | 0 |  | 1 | TRUE | wye
111 | LV_3275-2_0_2_load_339 | 137 | 9.8053e-05 | 2.4574e-05 | 0 | 0 |  | 1 | TRUE | wye
112 | LV_3275-2_0_2_load_354 | 139 | 0.00014264 | 3.5748e-05 | 0 | 0 |  | 1 | TRUE | wye
113 | LV_3275-2_0_2_load_344 | 140 | 0.00049797 | 0.0001248 | 0 | 0 |  | 1 | TRUE | wye
114 | LV_3275-2_0_2_load_353 | 142 | 0.00071473 | 0.00017913 | 0 | 0 |  | 1 | TRUE | wye
115 | LV_3275-2_0_2_load_347 | 143 | 0.00045539 | 0.00011413 | 0 | 0 |  | 1 | TRUE | wye
116 | LV_3275-2_0_2_load_348 | 144 | 0.00072294 | 0.00018119 | 0 | 0 |  | 1 | TRUE | wye
117 | LV_3275-2_0_2_load_349 | 145 | 0.0020917 | 0.00052422 | 0 | 0 |  | 1 | TRUE | wye
118 | LV_3275-2_0_2_load_352 | 148 | 0.00081957 | 0.0002054 | 0 | 0 |  | 1 | TRUE | wye

## ext_grid
| name | bus | vm_pu | va_degree | slack_weight | in_service
0 |  | 35 | 1 | 0 | 1 | TRUE

## line
| name | std_type | from_bus | to_bus | length_km | r_ohm_per_km | x_ohm_per_km | c_nf_per_km | g_us_per_km | max_i_ka | df | parallel | type | in_service
0 | LV_3275-2_0_2_line_0 |  | 0 | 1 | 0.038275 | 0.125 | 0.08 | 261 | 0 | 0.364 | 1 | 1 | cs | TRUE
1 | LV_3275-2_0_2_line_1 |  | 0 | 2 | 0.37863 | 0.125 | 0.08 | 261 | 0 | 0.364 | 1 | 1 | cs | TRUE
2 | LV_3275-2_0_2_line_2 |  | 1 | 3 | 0.01552 | 0.125 | 0.08 | 261 | 0 | 0.364 | 1 | 1 | cs | TRUE
3 | LV_3275-2_0_2_line_3 |  | 1 | 4 | 0.076091 | 0.125 | 0.08 | 261 | 0 | 0.364 | 1 | 1 | cs | TRUE
4 | LV_3275-2_0_2_line_4 |  | 2 | 115 | 0.11735 | 0.125 | 0.08 | 261 | 0 | 0.364 | 1 | 1 | cs | TRUE
5 | LV_3275-2_0_2_line_5 |  | 4 | 5 | 0.033883 | 0.125 | 0.08 | 261 | 0 | 0.364 | 1 | 1 | cs | TRUE
6 | LV_3275-2_0_2_line_6 |  | 5 | 6 | 0.048477 | 0.125 | 0.08 | 261 | 0 | 0.364 | 1 | 1 | cs | TRUE
7 | LV_3275-2_0_2_line_7 |  | 6 | 7 | 0.016869 | 0.125 | 0.08 | 261 | 0 | 0.364 | 1 | 1 | cs | TRUE
8 | LV_3275-2_0_2_line_8 |  | 7 | 8 | 0.011992 | 0.125 | 0.08 | 261 | 0 | 0.364 | 1 | 1 | cs | TRUE
9 | LV_3275-2_0_2_line_9 |  | 8 | 9 | 0.045671 | 0.125 | 0.08 | 261 | 0 | 0.364 | 1 | 1 | cs | TRUE
10 | LV_3275-2_0_2_line_10 |  | 10 | 11 | 0.12216 | 0.125 | 0.08 | 261 | 0 | 0.364 | 1 | 1 | cs | TRUE
11 | LV_3275-2_0_2_line_11 |  | 10 | 12 | 0.28399 | 0.125 | 0.08 | 261 | 0 | 0.364 | 1 | 1 | cs | TRUE
12 | LV_3275-2_0_2_line_12 |  | 11 | 13 | 0.30392 | 0.125 | 0.08 | 261 | 0 | 0.364 | 1 | 1 | cs | TRUE
13 | LV_3275-2_0_2_line_13 |  | 11 | 14 | 0.41243 | 0.125 | 0.08 | 261 | 0 | 0.364 | 1 | 1 | cs | TRUE
14 | LV_3275-2_0_2_line_14 |  | 12 | 15 | 0.069123 | 0.125 | 0.08 | 261 | 0 | 0.364 | 1 | 1 | cs | TRUE
15 | LV_3275-2_0_2_line_15 |  | 13 | 57 | 0.17964 | 0.125 | 0.08 | 261 | 0 | 0.364 | 1 | 1 | cs | TRUE
16 | LV_3275-2_0_2_line_16 |  | 14 | 123 | 0.059987 | 0.125 | 0.08 | 261 | 0 | 0.364 | 1 | 1 | cs | TRUE
17 | LV_3275-2_0_2_line_17 |  | 15 | 16 | 0.089635 | 0.125 | 0.08 | 261 | 0 | 0.364 | 1 | 1 | cs | TRUE
18 | LV_3275-2_0_2_line_18 |  | 16 | 140 | 0.021835 | 0.125 | 0.08 | 261 | 0 | 0.364 | 1 | 1 | cs | TRUE
19 | LV_3275-2_0_2_line_19 |  | 17 | 18 | 0.023139 | 0.125 | 0.08 | 261 | 0 | 0.364 | 1 | 1 | cs | TRUE
20 | LV_3275-2_0_2_line_20 |  | 17 | 19 | 0.0013503 | 0.125 | 0.08 | 261 | 0 | 0.364 | 1 | 1 | cs | TRUE
21 | LV_3275-2_0_2_line_21 |  | 18 | 20 | 0.201 | 0.125 | 0.08 | 261 | 0 | 0.364 | 1 | 1 | cs | TRUE
22 | LV_3275-2_0_2_line_22 |  | 20 | 21 | 0.19275 | 0.125 | 0.08 | 261 | 0 | 0.364 | 1 | 1 | cs | TRUE
23 | LV_3275-2_0_2_line_23 |  | 21 | 22 | 0.040501 | 0.125 | 0.08 | 261 | 0 | 0.364 | 1 | 1 | cs | TRUE
24 | LV_3275-2_0_2_line_24 |  | 22 | 23 | 0.014302 | 0.125 | 0.08 | 261 | 0 | 0.364 | 1 | 1 | cs | TRUE
25 | LV_3275-2_0_2_line_25 |  | 23 | 24 | 0.0098912 | 0.125 | 0.08 | 261 | 0 | 0.364 | 1 | 1 | cs | TRUE
26 | LV_3275-2_0_2_line_26 |  | 24 | 25 | 0.0018275 | 0.125 | 0.08 | 261 | 0 | 0.364 | 1 | 1 | cs | TRUE
27 | LV_3275-2_0_2_line_27 |  | 25 | 26 | 0.014975 | 0.125 | 0.08 | 261 | 0 | 0.364 | 1 | 1 | cs | TRUE
28 | LV_3275-2_0_2_line_28 |  | 26 | 27 | 0.20969 | 0.125 | 0.08 | 261 | 0 | 0.364 | 1 | 1 | cs | TRUE
29 | LV_3275-2_0_2_line_29 |  | 27 | 28 | 0.070098 | 0.125 | 0.08 | 261 | 0 | 0.364 | 1 | 1 | cs | TRUE
30 | LV_3275-2_0_2_line_30 |  | 28 | 29 | 0.057538 | 0.125 | 0.08 | 261 | 0 | 0.364 | 1 | 1 | cs | TRUE
31 | LV_3275-2_0_2_line_31 |  | 29 | 76 | 0.21503 | 0.125 | 0.08 | 261 | 0 | 0.364 | 1 | 1 | cs | TRUE
32 | LV_3275-2_0_2_line_32 |  | 30 | 31 | 0.018818 | 0.125 | 0.08 | 261 | 0 | 0.364 | 1 | 1 | cs | TRUE
33 | LV_3275-2_0_2_line_33 |  | 31 | 32 | 0.087508 | 0.125 | 0.08 | 261 | 0 | 0.364 | 1 | 1 | cs | TRUE
34 | LV_3275-2_0_2_line_34 |  | 31 | 33 | 0.14797 | 0.125 | 0.08 | 261 | 0 | 0.364 | 1 | 1 | cs | TRUE
35 | LV_3275-2_0_2_line_35 |  | 31 | 34 | 0.096355 | 0.125 | 0.08 | 261 | 0 | 0.364 | 1 | 1 | cs | TRUE
36 | LV_3275-2_0_2_line_36 |  | 32 | 37 | 0.17994 | 0.125 | 0.08 | 261 | 0 | 0.364 | 1 | 1 | cs | TRUE
37 | LV_3275-2_0_2_line_37 |  | 33 | 38 | 0.012949 | 0.125 | 0.08 | 261 | 0 | 0.364 | 1 | 1 | cs | TRUE
38 | LV_3275-2_0_2_line_38 |  | 33 | 39 | 0.10949 | 0.125 | 0.08 | 261 | 0 | 0.364 | 1 | 1 | cs | TRUE
39 | LV_3275-2_0_2_line_39 |  | 34 | 40 | 0.029225 | 0.125 | 0.08 | 261 | 0 | 0.364 | 1 | 1 | cs | TRUE
40 | LV_3275-2_0_2_line_40 |  | 34 | 41 | 0.13479 | 0.125 | 0.08 | 261 | 0 | 0.364 | 1 | 1 | cs | TRUE
41 | LV_3275-2_0_2_line_41 |  | 35 | 36 | 0.068384 | 0.125 | 0.08 | 261 | 0 | 0.364 | 1 | 1 | cs | TRUE
42 | LV_3275-2_0_2_line_42 |  | 36 | 38 | 0.0081436 | 0.125 | 0.08 | 261 | 0 | 0.364 | 1 | 1 | cs | TRUE
43 | LV_3275-2_0_2_line_43 |  | 37 | 42 | 0.018843 | 0.125 | 0.08 | 261 | 0 | 0.364 | 1 | 1 | cs | TRUE
44 | LV_3275-2_0_2_line_44 |  | 38 | 43 | 0.010786 | 0.125 | 0.08 | 261 | 0 | 0.364 | 1 | 1 | cs | TRUE
45 | LV_3275-2_0_2_line_45 |  | 39 | 44 | 0.082658 | 0.125 | 0.08 | 261 | 0 | 0.364 | 1 | 1 | cs | TRUE
46 | LV_3275-2_0_2_line_46 |  | 41 | 132 | 0.06761 | 0.125 | 0.08 | 261 | 0 | 0.364 | 1 | 1 | cs | TRUE
47 | LV_3275-2_0_2_line_47 |  | 42 | 45 | 0.028268 | 0.125 | 0.08 | 261 | 0 | 0.364 | 1 | 1 | cs | TRUE
48 | LV_3275-2_0_2_line_48 |  | 43 | 51 | 0.25017 | 0.125 | 0.08 | 261 | 0 | 0.364 | 1 | 1 | cs | TRUE
49 | LV_3275-2_0_2_line_49 |  | 44 | 50 | 0.0041064 | 0.125 | 0.08 | 261 | 0 | 0.364 | 1 | 1 | cs | TRUE
50 | LV_3275-2_0_2_line_50 |  | 45 | 46 | 0.046195 | 0.125 | 0.08 | 261 | 0 | 0.364 | 1 | 1 | cs | TRUE
51 | LV_3275-2_0_2_line_51 |  | 46 | 47 | 0.050034 | 0.125 | 0.08 | 261 | 0 | 0.364 | 1 | 1 | cs | TRUE
52 | LV_3275-2_0_2_line_52 |  | 47 | 48 | 0.0056004 | 0.125 | 0.08 | 261 | 0 | 0.364 | 1 | 1 | cs | TRUE
53 | LV_3275-2_0_2_line_53 |  | 48 | 49 | 0.009976 | 0.125 | 0.08 | 261 | 0 | 0.364 | 1 | 1 | cs | TRUE
54 | LV_3275-2_0_2_line_54 |  | 49 | 56 | 0.051669 | 0.125 | 0.08 | 261 | 0 | 0.364 | 1 | 1 | cs | TRUE
55 | LV_3275-2_0_2_line_55 |  | 51 | 52 | 0.0088035 | 0.125 | 0.08 | 261 | 0 | 0.364 | 1 | 1 | cs | TRUE
56 | LV_3275-2_0_2_line_56 |  | 52 | 53 | 0.014941 | 0.125 | 0.08 | 261 | 0 | 0.364 | 1 | 1 | cs | TRUE
57 | LV_3275-2_0_2_line_57 |  | 53 | 54 | 0.098353 | 0.125 | 0.08 | 261 | 0 | 0.364 | 1 | 1 | cs | TRUE
58 | LV_3275-2_0_2_line_58 |  | 54 | 86 | 0.044104 | 0.125 | 0.08 | 261 | 0 | 0.364 | 1 | 1 | cs | TRUE
59 | LV_3275-2_0_2_line_59 |  | 55 | 56 | 0.010377 | 0.125 | 0.08 | 261 | 0 | 0.364 | 1 | 1 | cs | TRUE
60 | LV_3275-2_0_2_line_60 |  | 55 | 57 | 0.10173 | 0.125 | 0.08 | 261 | 0 | 0.364 | 1 | 1 | cs | TRUE
61 | LV_3275-2_0_2_line_61 |  | 58 | 59 | 0.065514 | 0.125 | 0.08 | 261 | 0 | 0.364 | 1 | 1 | cs | TRUE
62 | LV_3275-2_0_2_line_62 |  | 58 | 60 | 0.069761 | 0.125 | 0.08 | 261 | 0 | 0.364 | 1 | 1 | cs | TRUE
63 | LV_3275-2_0_2_line_63 |  | 59 | 61 | 0.095203 | 0.125 | 0.08 | 261 | 0 | 0.364 | 1 | 1 | cs | TRUE
64 | LV_3275-2_0_2_line_64 |  | 59 | 62 | 0.069859 | 0.125 | 0.08 | 261 | 0 | 0.364 | 1 | 1 | cs | TRUE
65 | LV_3275-2_0_2_line_65 |  | 60 | 63 | 0.17122 | 0.125 | 0.08 | 261 | 0 | 0.364 | 1 | 1 | cs | TRUE
66 | LV_3275-2_0_2_line_66 |  | 61 | 64 | 0.07806 | 0.125 | 0.08 | 261 | 0 | 0.364 | 1 | 1 | cs | TRUE
67 | LV_3275-2_0_2_line_67 |  | 62 | 65 | 0.041386 | 0.125 | 0.08 | 261 | 0 | 0.364 | 1 | 1 | cs | TRUE
68 | LV_3275-2_0_2_line_68 |  | 64 | 66 | 0.028241 | 0.125 | 0.08 | 261 | 0 | 0.364 | 1 | 1 | cs | TRUE
69 | LV_3275-2_0_2_line_69 |  | 65 | 67 | 0.014123 | 0.125 | 0.08 | 261 | 0 | 0.364 | 1 | 1 | cs | TRUE
70 | LV_3275-2_0_2_line_70 |  | 66 | 68 | 0.046004 | 0.125 | 0.08 | 261 | 0 | 0.364 | 1 | 1 | cs | TRUE
71 | LV_3275-2_0_2_line_71 |  | 67 | 89 | 0.20264 | 0.125 | 0.08 | 261 | 0 | 0.364 | 1 | 1 | cs | TRUE
72 | LV_3275-2_0_2_line_72 |  | 69 | 70 | 0.013993 | 0.125 | 0.08 | 261 | 0 | 0.364 | 1 | 1 | cs | TRUE
73 | LV_3275-2_0_2_line_73 |  | 69 | 71 | 0.029266 | 0.125 | 0.08 | 261 | 0 | 0.364 | 1 | 1 | cs | TRUE
74 | LV_3275-2_0_2_line_74 |  | 71 | 72 | 0.014044 | 0.125 | 0.08 | 261 | 0 | 0.364 | 1 | 1 | cs | TRUE
75 | LV_3275-2_0_2_line_75 |  | 71 | 73 | 0.04121 | 0.125 | 0.08 | 261 | 0 | 0.364 | 1 | 1 | cs | TRUE
76 | LV_3275-2_0_2_line_76 |  | 72 | 74 | 0.1958 | 0.125 | 0.08 | 261 | 0 | 0.364 | 1 | 1 | cs | TRUE
77 | LV_3275-2_0_2_line_77 |  | 73 | 75 | 0.055675 | 0.125 | 0.08 | 261 | 0 | 0.364 | 1 | 1 | cs | TRUE
78 | LV_3275-2_0_2_line_78 |  | 74 | 76 | 0.15744 | 0.125 | 0.08 | 261 | 0 | 0.364 | 1 | 1 | cs | TRUE
79 | LV_3275-2_0_2_line_79 |  | 75 | 77 | 0.092422 | 0.125 | 0.08 | 261 | 0 | 0.364 | 1 | 1 | cs | TRUE
80 | LV_3275-2_0_2_line_80 |  | 77 | 78 | 0.01353 | 0.125 | 0.08 | 261 | 0 | 0.364 | 1 | 1 | cs | TRUE
81 | LV_3275-2_0_2_line_81 |  | 77 | 79 | 0.020441 | 0.125 | 0.08 | 261 | 0 | 0.364 | 1 | 1 | cs | TRUE
82 | LV_3275-2_0_2_line_82 |  | 78 | 80 | 0.022438 | 0.125 | 0.08 | 261 | 0 | 0.364 | 1 | 1 | cs | TRUE
83 | LV_3275-2_0_2_line_83 |  | 79 | 81 | 0.033098 | 0.125 | 0.08 | 261 | 0 | 0.364 | 1 | 1 | cs | TRUE
84 | LV_3275-2_0_2_line_84 |  | 80 | 82 | 0.048492 | 0.125 | 0.08 | 261 | 0 | 0.364 | 1 | 1 | cs | TRUE
85 | LV_3275-2_0_2_line_85 |  | 81 | 83 | 0.14985 | 0.125 | 0.08 | 261 | 0 | 0.364 | 1 | 1 | cs | TRUE
86 | LV_3275-2_0_2_line_86 |  | 82 | 86 | 0.02452 | 0.125 | 0.08 | 261 | 0 | 0.364 | 1 | 1 | cs | TRUE
87 | LV_3275-2_0_2_line_87 |  | 83 | 91 | 0.11619 | 0.125 | 0.08 | 261 | 0 | 0.364 | 1 | 1 | cs | TRUE
88 | LV_3275-2_0_2_line_88 |  | 83 | 92 | 0.07575 | 0.125 | 0.08 | 261 | 0 | 0.364 | 1 | 1 | cs | TRUE
89 | LV_3275-2_0_2_line_89 |  | 84 | 85 | 0.0034321 | 0.125 | 0.08 | 261 | 0 | 0.364 | 1 | 1 | cs | TRUE
90 | LV_3275-2_0_2_line_90 |  | 84 | 86 | 0.010502 | 0.125 | 0.08 | 261 | 0 | 0.364 | 1 | 1 | cs | TRUE
91 | LV_3275-2_0_2_line_91 |  | 85 | 87 | 0.02056 | 0.125 | 0.08 | 261 | 0 | 0.364 | 1 | 1 | cs | TRUE
92 | LV_3275-2_0_2_line_92 |  | 87 | 88 | 0.0082001 | 0.125 | 0.08 | 261 | 0 | 0.364 | 1 | 1 | cs | TRUE
93 | LV_3275-2_0_2_line_93 |  | 88 | 89 | 0.093153 | 0.125 | 0.08 | 261 | 0 | 0.364 | 1 | 1 | cs | TRUE
94 | LV_3275-2_0_2_line_94 |  | 89 | 90 | 0.090246 | 0.125 | 0.08 | 261 | 0 | 0.364 | 1 | 1 | cs | TRUE
95 | LV_3275-2_0_2_line_95 |  | 91 | 93 | 0.03071 | 0.125 | 0.08 | 261 | 0 | 0.364 | 1 | 1 | cs | TRUE
96 | LV_3275-2_0_2_line_96 |  | 91 | 94 | 0.097997 | 0.125 | 0.08 | 261 | 0 | 0.364 | 1 | 1 | cs | TRUE
97 | LV_3275-2_0_2_line_97 |  | 91 | 95 | 0.010884 | 0.125 | 0.08 | 261 | 0 | 0.364 | 1 | 1 | cs | TRUE
98 | LV_3275-2_0_2_line_98 |  | 92 | 96 | 0.049187 | 0.125 | 0.08 | 261 | 0 | 0.364 | 1 | 1 | cs | TRUE
99 | LV_3275-2_0_2_line_99 |  | 95 | 97 | 0.083223 | 0.125 | 0.08 | 261 | 0 | 0.364 | 1 | 1 | cs | TRUE
100 | LV_3275-2_0_2_line_100 |  | 96 | 98 | 0.023218 | 0.125 | 0.08 | 261 | 0 | 0.364 | 1 | 1 | cs | TRUE
101 | LV_3275-2_0_2_line_101 |  | 97 | 99 | 0.056722 | 0.125 | 0.08 | 261 | 0 | 0.364 | 1 | 1 | cs | TRUE
102 | LV_3275-2_0_2_line_102 |  | 97 | 100 | 0.12899 | 0.125 | 0.08 | 261 | 0 | 0.364 | 1 | 1 | cs | TRUE
103 | LV_3275-2_0_2_line_103 |  | 98 | 116 | 0.0040776 | 0.125 | 0.08 | 261 | 0 | 0.364 | 1 | 1 | cs | TRUE
104 | LV_3275-2_0_2_line_104 |  | 99 | 101 | 0.22786 | 0.125 | 0.08 | 261 | 0 | 0.364 | 1 | 1 | cs | TRUE
105 | LV_3275-2_0_2_line_105 |  | 101 | 102 | 0.026925 | 0.125 | 0.08 | 261 | 0 | 0.364 | 1 | 1 | cs | TRUE
106 | LV_3275-2_0_2_line_106 |  | 102 | 103 | 0.096058 | 0.125 | 0.08 | 261 | 0 | 0.364 | 1 | 1 | cs | TRUE
107 | LV_3275-2_0_2_line_107 |  | 103 | 104 | 0.020068 | 0.125 | 0.08 | 261 | 0 | 0.364 | 1 | 1 | cs | TRUE
108 | LV_3275-2_0_2_line_108 |  | 104 | 105 | 0.011522 | 0.125 | 0.08 | 261 | 0 | 0.364 | 1 | 1 | cs | TRUE
109 | LV_3275-2_0_2_line_109 |  | 105 | 106 | 0.029026 | 0.125 | 0.08 | 261 | 0 | 0.364 | 1 | 1 | cs | TRUE
110 | LV_3275-2_0_2_line_110 |  | 106 | 107 | 0.060268 | 0.125 | 0.08 | 261 | 0 | 0.364 | 1 | 1 | cs | TRUE
111 | LV_3275-2_0_2_line_111 |  | 106 | 108 | 0.04828 | 0.125 | 0.08 | 261 | 0 | 0.364 | 1 | 1 | cs | TRUE
112 | LV_3275-2_0_2_line_112 |  | 107 | 109 | 0.0027252 | 0.125 | 0.08 | 261 | 0 | 0.364 | 1 | 1 | cs | TRUE
113 | LV_3275-2_0_2_line_113 |  | 108 | 110 | 0.11297 | 0.125 | 0.08 | 261 | 0 | 0.364 | 1 | 1 | cs | TRUE
114 | LV_3275-2_0_2_line_114 |  | 110 | 111 | 0.047257 | 0.125 | 0.08 | 261 | 0 | 0.364 | 1 | 1 | cs | TRUE
115 | LV_3275-2_0_2_line_115 |  | 110 | 112 | 0.12572 | 0.125 | 0.08 | 261 | 0 | 0.364 | 1 | 1 | cs | TRUE
116 | LV_3275-2_0_2_line_116 |  | 111 | 114 | 0.009757 | 0.125 | 0.08 | 261 | 0 | 0.364 | 1 | 1 | cs | TRUE
117 | LV_3275-2_0_2_line_117 |  | 112 | 115 | 0.09667 | 0.125 | 0.08 | 261 | 0 | 0.364 | 1 | 1 | cs | TRUE
118 | LV_3275-2_0_2_line_118 |  | 112 | 113 | 0.086916 | 0.125 | 0.08 | 261 | 0 | 0.364 | 1 | 1 | cs | TRUE
119 | LV_3275-2_0_2_line_119 |  | 116 | 117 | 0.057927 | 0.125 | 0.08 | 261 | 0 | 0.364 | 1 | 1 | cs | TRUE
120 | LV_3275-2_0_2_line_120 |  | 117 | 118 | 0.19479 | 0.125 | 0.08 | 261 | 0 | 0.364 | 1 | 1 | cs | TRUE
121 | LV_3275-2_0_2_line_121 |  | 118 | 119 | 0.063505 | 0.125 | 0.08 | 261 | 0 | 0.364 | 1 | 1 | cs | TRUE
122 | LV_3275-2_0_2_line_122 |  | 118 | 120 | 0.070585 | 0.125 | 0.08 | 261 | 0 | 0.364 | 1 | 1 | cs | TRUE
123 | LV_3275-2_0_2_line_123 |  | 119 | 121 | 0.017814 | 0.125 | 0.08 | 261 | 0 | 0.364 | 1 | 1 | cs | TRUE
124 | LV_3275-2_0_2_line_124 |  | 121 | 122 | 0.028288 | 0.125 | 0.08 | 261 | 0 | 0.364 | 1 | 1 | cs | TRUE
125 | LV_3275-2_0_2_line_125 |  | 123 | 124 | 0.0063398 | 0.125 | 0.08 | 261 | 0 | 0.364 | 1 | 1 | cs | TRUE
126 | LV_3275-2_0_2_line_126 |  | 124 | 125 | 0.0026976 | 0.125 | 0.08 | 261 | 0 | 0.364 | 1 | 1 | cs | TRUE
127 | LV_3275-2_0_2_line_127 |  | 125 | 126 | 0.010282 | 0.125 | 0.08 | 261 | 0 | 0.364 | 1 | 1 | cs | TRUE
128 | LV_3275-2_0_2_line_128 |  | 126 | 127 | 0.070043 | 0.125 | 0.08 | 261 | 0 | 0.364 | 1 | 1 | cs | TRUE
129 | LV_3275-2_0_2_line_129 |  | 127 | 128 | 0.012512 | 0.125 | 0.08 | 261 | 0 | 0.364 | 1 | 1 | cs | TRUE
130 | LV_3275-2_0_2_line_130 |  | 129 | 130 | 0.077667 | 0.125 | 0.08 | 261 | 0 | 0.364 | 1 | 1 | cs | TRUE
131 | LV_3275-2_0_2_line_131 |  | 129 | 131 | 0.15274 | 0.125 | 0.08 | 261 | 0 | 0.364 | 1 | 1 | cs | TRUE
132 | LV_3275-2_0_2_line_132 |  | 130 | 132 | 0.098787 | 0.125 | 0.08 | 261 | 0 | 0.364 | 1 | 1 | cs | TRUE
133 | LV_3275-2_0_2_line_133 |  | 131 | 133 | 0.064886 | 0.125 | 0.08 | 261 | 0 | 0.364 | 1 | 1 | cs | TRUE
134 | LV_3275-2_0_2_line_134 |  | 131 | 134 | 0.01323 | 0.125 | 0.08 | 261 | 0 | 0.364 | 1 | 1 | cs | TRUE
135 | LV_3275-2_0_2_line_135 |  | 132 | 135 | 0.2731 | 0.125 | 0.08 | 261 | 0 | 0.364 | 1 | 1 | cs | TRUE
136 | LV_3275-2_0_2_line_136 |  | 133 | 136 | 0.021273 | 0.125 | 0.08 | 261 | 0 | 0.364 | 1 | 1 | cs | TRUE
137 | LV_3275-2_0_2_line_137 |  | 134 | 137 | 0.0069872 | 0.125 | 0.08 | 261 | 0 | 0.364 | 1 | 1 | cs | TRUE
138 | LV_3275-2_0_2_line_138 |  | 136 | 138 | 0.27398 | 0.125 | 0.08 | 261 | 0 | 0.364 | 1 | 1 | cs | TRUE
139 | LV_3275-2_0_2_line_139 |  | 137 | 139 | 0.044524 | 0.125 | 0.08 | 261 | 0 | 0.364 | 1 | 1 | cs | TRUE
140 | LV_3275-2_0_2_line_140 |  | 138 | 141 | 0.072588 | 0.125 | 0.08 | 261 | 0 | 0.364 | 1 | 1 | cs | TRUE
141 | LV_3275-2_0_2_line_141 |  | 141 | 142 | 0.096652 | 0.125 | 0.08 | 261 | 0 | 0.364 | 1 | 1 | cs | TRUE
142 | LV_3275-2_0_2_line_142 |  | 142 | 148 | 0.035111 | 0.125 | 0.08 | 261 | 0 | 0.364 | 1 | 1 | cs | TRUE
143 | LV_3275-2_0_2_line_143 |  | 143 | 144 | 0.10202 | 0.125 | 0.08 | 261 | 0 | 0.364 | 1 | 1 | cs | TRUE
144 | LV_3275-2_0_2_line_144 |  | 144 | 145 | 0.0030911 | 0.125 | 0.08 | 261 | 0 | 0.364 | 1 | 1 | cs | TRUE
145 | LV_3275-2_0_2_line_145 |  | 145 | 146 | 0.076349 | 0.125 | 0.08 | 261 | 0 | 0.364 | 1 | 1 | cs | TRUE
146 | LV_3275-2_0_2_line_146 |  | 146 | 147 | 0.17844 | 0.125 | 0.08 | 261 | 0 | 0.364 | 1 | 1 | cs | TRUE
147 | LV_3275-2_0_2_line_147 |  | 147 | 148 | 0.15028 | 0.125 | 0.08 | 261 | 0 | 0.364 | 1 | 1 | cs | TRUE

## trafo
| name | std_type | hv_bus | lv_bus | sn_mva | vn_hv_kv | vn_lv_kv | vk_percent | vkr_percent | pfe_kw | i0_percent | shift_degree | tap_side | tap_neutral | tap_min | tap_max | tap_step_percent | tap_step_degree | tap_pos | tap_phase_shifter | parallel | df | in_service
0 | LV_3275-2_0_2_trafo_216 | 0.63 MVA 20/0.4 kV | 149 | 35 | 0.63 | 20 | 0.4 | 6 | 1.206 | 1.65 | 0.2619 | 150 | hv | 0 | -2 | 2 | 2.5 | 0 | 0 | FALSE | 1 | 1 | TRUE

## line_geodata
| x0 | y0 | x1 | y1 | x2 | y2 | x3 | y3 | x4 | y4 | x5 | y5 | x6 | y6 | x7 | y7 | x8 | y8 | x9 | y9 | x10 | y10 | x11 | y11 | x12 | y12 | x13 | y13 | x14 | y14 | x15 | y15 | x16 | y16
0 | 2753854.6619 | 1221533.3767 | 2753850.6784 | 1221538.901 | 2753847.4177 | 1221550.5273 | 2753846.683 | 1221569.9028
1 | 2753472.3347 | 1221513.1273 | 2753846.683 | 1221569.9028
2 | 2753854.6619 | 1221533.3767 | 2753859.3044 | 1221527.0242 | 2753863.8536 | 1221520.8714
3 | 2753854.6619 | 1221533.3767 | 2753853.7702 | 1221541.1496 | 2753849.3186 | 1221580.9262 | 2753842.5082 | 1221608.3351
4 | 2753494.6176 | 1221398.153 | 2753494.5401 | 1221409.984 | 2753472.3347 | 1221513.1273
5 | 2753842.5082 | 1221608.3351 | 2753837.2211 | 1221629.6134 | 2753835.2545 | 1221641.4083
6 | 2753858.7077 | 1221677.8601 | 2753851.5485 | 1221678.7392 | 2753834.7508 | 1221644.4297 | 2753835.2545 | 1221641.4083
7 | 2753858.7077 | 1221677.8601 | 2753870.4774 | 1221676.415 | 2753875.4042 | 1221677.3298
8 | 2753875.4042 | 1221677.3298 | 2753887.1944 | 1221679.519
9 | 2753887.1944 | 1221679.519 | 2753899.3554 | 1221681.7771 | 2753913.0907 | 1221703.0069 | 2753915.3613 | 1221710.6954
10 | 2753259.0274 | 1223871.2325 | 2753254.6811 | 1223868.5023 | 2753237.1948 | 1223848.9789 | 2753229.9461 | 1223833.7785 | 2753210.1606 | 1223815.7307 | 2753184.9593 | 1223775.8237
11 | 2753513.2524 | 1223744.6679 | 2753259.0274 | 1223871.2325
12 | 2753197.3476 | 1223472.1555 | 2753184.9593 | 1223775.8237
13 | 2753184.9593 | 1223775.8237 | 2752772.8585 | 1223759.4529
14 | 2753506.0428 | 1223677.4016 | 2753505.2499 | 1223678.8185 | 2753503.4495 | 1223686.5458 | 2753503.1579 | 1223694.0229 | 2753504.9448 | 1223702.9882 | 2753512.6625 | 1223726.1638 | 2753513.2524 | 1223744.6679
15 | 2753197.3476 | 1223472.1555 | 2753197.7926 | 1223436.023 | 2753192.4231 | 1223408.2263 | 2753187.0517 | 1223399.3578 | 2753179.3441 | 1223358.6336 | 2753182.1638 | 1223343.4257 | 2753162.0625 | 1223299.9383
16 | 2752772.8585 | 1223759.4529 | 2752753.2979 | 1223749.4308 | 2752729.855 | 1223719.5134 | 2752729.855 | 1223719.5134
17 | 2753506.0428 | 1223677.4016 | 2753509.2987 | 1223671.583 | 2753525.657 | 1223651.3086 | 2753546.738 | 1223627.386 | 2753561.7055 | 1223609.8561 | 2753563.0783 | 1223608.4282
18 | 2753563.0783 | 1223608.4282 | 2753578.2115 | 1223592.6885
19 | 2752910.1427 | 1221737.4419 | 2752916.6004 | 1221715.2219
20 | 2752909.7659 | 1221738.7385 | 2752910.1427 | 1221737.4419
21 | 2752943.67 | 1221520.2229 | 2752953.4843 | 1221546.1984 | 2752948.4271 | 1221576.1067 | 2752925.3485 | 1221669.0201 | 2752921.8638 | 1221697.1116 | 2752916.6004 | 1221715.2219
22 | 2752943.67 | 1221520.2229 | 2752966.0139 | 1221543.6068 | 2752978.1368 | 1221560.3777 | 2753001.9376 | 1221613.5816 | 2753005.3637 | 1221641.506 | 2753006.4764 | 1221694.7901
23 | 2753006.4764 | 1221694.7901 | 2753006.9079 | 1221715.4569 | 2753001.5895 | 1221734.5597
24 | 2753001.5895 | 1221734.5597 | 2753001.5895 | 1221734.5597 | 2752998.8152 | 1221748.59 | 2752998.8152 | 1221748.59
25 | 2752998.8152 | 1221748.59 | 2753002.0204 | 1221757.9475 | 2753002.0204 | 1221757.9475
26 | 2753003.6342 | 1221758.805 | 2753002.0204 | 1221757.9475
27 | 2753016.9671 | 1221762.5801 | 2753013.5886 | 1221764.0947 | 2753003.6342 | 1221758.805
28 | 2753016.9671 | 1221762.5801 | 2753015.131 | 1221793.839 | 2753009.2193 | 1221809.1565 | 2752990.4339 | 1221828.9584 | 2752979.5573 | 1221849.6422 | 2752956.2265 | 1221872.0743 | 2752944.7039 | 1221891.0288 | 2752917.9888 | 1221924.3729 | 2752912.2012 | 1221934.8782 | 2752911.5604 | 1221936.797
29 | 2752911.5604 | 1221936.797 | 2752892.4018 | 1221994.1679 | 2752891.3642 | 1222003.724
30 | 2752888.6175 | 1222061.0978 | 2752888.3451 | 1222031.5308 | 2752891.3642 | 1222003.724
31 | 2752847.3871 | 1222272.1392 | 2752888.6175 | 1222061.0978
32 | 2753363.5748 | 1222825.9705 | 2753364.4135 | 1222818.1627 | 2753372.3763 | 1222810.6247
33 | 2753363.5748 | 1222825.9705 | 2753362.5461 | 1222835.5527 | 2753363.3328 | 1222860.0841 | 2753363.099 | 1222887.4028 | 2753365.5343 | 1222903.0242 | 2753365.9322 | 1222913.1992
34 | 2753363.5748 | 1222825.9705 | 2753356.1406 | 1222829.4043 | 2753352.552 | 1222819.0692 | 2753345.0929 | 1222809.9243 | 2753324.3393 | 1222793.3971 | 2753312.2589 | 1222789.249 | 2753302.0396 | 1222787.3842 | 2753298.6588 | 1222794.0143 | 2753278.2672 | 1222763.4283 | 2753274.6531 | 1222754.3715 | 2753265.6886 | 1222744.1537
35 | 2753363.5748 | 1222825.9705 | 2753400.8618 | 1222843.1576 | 2753406.502 | 1222838.6656 | 2753411.636 | 1222837.3299 | 2753415.5531 | 1222839.9221 | 2753420.327 | 1222870.4951 | 2753422.8757 | 1222871.4171 | 2753427.1411 | 1222870.2148
36 | 2753365.9322 | 1222913.1992 | 2753365.7991 | 1222944.5576 | 2753364.1625 | 1222961.2417 | 2753354.1354 | 1222974.3064 | 2753327.8939 | 1222987.2979 | 2753322.8895 | 1222993.3301 | 2753317.9989 | 1223008.1954 | 2753312.3823 | 1223018.5491 | 2753294.0195 | 1223037.0709 | 2753271.3711 | 1223046.9857
37 | 2753269.8971 | 1222731.9064 | 2753265.6886 | 1222744.1537
38 | 2753265.6886 | 1222744.1537 | 2753264.1877 | 1222748.5079 | 2753255.7229 | 1222801.3713 | 2753239.922 | 1222819.4032 | 2753227.6295 | 1222823.4905 | 2753216.1739 | 1222820.4263 | 2753215.7214 | 1222817.9054
39 | 2753427.1411 | 1222870.2148 | 2753443.1923 | 1222853.6801 | 2753446.4178 | 1222848.3695
40 | 2753427.1411 | 1222870.2148 | 2753464.5952 | 1222921.7935 | 2753482.409 | 1222971.3533 | 2753493.3082 | 1222986.1525
41 | 2753299.2934 | 1222679.2238 | 2753303.528 | 1222714.3118 | 2753299.1944 | 1222724.3427 | 2753277.7821 | 1222729.8707
42 | 2753269.8971 | 1222731.9064 | 2753277.7821 | 1222729.8707
43 | 2753252.5483 | 1223047.8616 | 2753271.3711 | 1223046.9857
44 | 2753269.8971 | 1222731.9064 | 2753261.7904 | 1222724.7913
45 | 2753215.7214 | 1222817.9054 | 2753213.0415 | 1222802.9743 | 2753197.0025 | 1222764.2488 | 2753193.6009 | 1222749.2922 | 2753198.4845 | 1222740.2988
46 | 2753528.6117 | 1223043.4988 | 2753514.7701 | 1223015.2941 | 2753493.3082 | 1222986.1525
47 | 2753252.5483 | 1223047.8616 | 2753248.4499 | 1223048.0523 | 2753227.1327 | 1223045.1788 | 2753224.6186 | 1223046.0325
48 | 2753261.7904 | 1222724.7913 | 2753252.7178 | 1222716.8284 | 2753246.9027 | 1222707.7816 | 2753214.597 | 1222681.5821 | 2753203.9671 | 1222660.0001 | 2753170.6041 | 1222627.6904 | 2753147.5069 | 1222623.448 | 2753140.2303 | 1222637.2622 | 2753107.2243 | 1222606.9861 | 2753093.3692 | 1222599.5342 | 2753078.8191 | 1222595.5009 | 2753078.3083 | 1222595.3375
49 | 2753200.4441 | 1222736.6901 | 2753198.4845 | 1222740.2988
50 | 2753224.6186 | 1223046.0325 | 2753218.0306 | 1223048.2696 | 2753207.5128 | 1223060.6658 | 2753206.4127 | 1223070.969 | 2753206.0401 | 1223078.9556 | 2753203.465 | 1223082.7957
51 | 2753203.465 | 1223082.7957 | 2753195.6079 | 1223094.5124 | 2753193.16 | 1223111.7762 | 2753188.9074 | 1223121.331 | 2753183.4071 | 1223127.1837
52 | 2753182.6639 | 1223132.7346 | 2753183.4071 | 1223127.1837 | 2753183.4071 | 1223127.1837
53 | 2753181.3401 | 1223142.6223 | 2753182.6639 | 1223132.7346
54 | 2753175.445 | 1223193.1146 | 2753178.2031 | 1223186.359 | 2753183.5123 | 1223155.5121 | 2753181.3401 | 1223142.6223 | 2753181.3401 | 1223142.6223
55 | 2753069.9236 | 1222592.6542 | 2753078.3083 | 1222595.3375
56 | 2753069.9236 | 1222592.6542 | 2753062.2676 | 1222590.204 | 2753055.3703 | 1222589.9458
57 | 2752968.8852 | 1222549.225 | 2752976.2015 | 1222549.233 | 2753014.6831 | 1222564.6357 | 2753045.1788 | 1222589.5642 | 2753055.3703 | 1222589.9458
58 | 2752925.1476 | 1222545.5405 | 2752943.2213 | 1222549.1969 | 2752968.8852 | 1222549.225
59 | 2753171.5226 | 1223202.7222 | 2753175.445 | 1223193.1146
60 | 2753171.5226 | 1223202.7222 | 2753171.068 | 1223203.8358 | 2753158.1654 | 1223226.3465 | 2753154.9329 | 1223247.8607 | 2753159.8035 | 1223295.051 | 2753162.0625 | 1223299.9383
61 | 2752719.2842 | 1222896.7526 | 2752721.4985 | 1222913.658 | 2752734.1309 | 1222960.4466
62 | 2752742.2582 | 1223029.5955 | 2752741.428 | 1223009.3225 | 2752738.8202 | 1222984.0994 | 2752734.1309 | 1222960.4466
63 | 2752719.2842 | 1222896.7526 | 2752712.6889 | 1222900.042 | 2752705.2387 | 1222904.7107 | 2752696.8675 | 1222913.6263 | 2752687.8445 | 1222932.2673 | 2752682.5809 | 1222946.9457 | 2752681.8123 | 1222960.9275 | 2752683.423 | 1222977.4059
64 | 2752719.2842 | 1222896.7526 | 2752724.4795 | 1222892.4264 | 2752730.2255 | 1222874.9246 | 2752739.8456 | 1222848.9924 | 2752745.0026 | 1222832.7744
65 | 2752742.2582 | 1223029.5955 | 2752745.9844 | 1223037.8541 | 2752757.7109 | 1223064.935 | 2752773.0326 | 1223094.1434 | 2752787.7327 | 1223116.2295 | 2752794.213 | 1223117.408 | 2752797.3367 | 1223114.8525 | 2752799.4263 | 1223112.6708 | 2752797.25 | 1223102.2722 | 2752797.9929 | 1223089.3018 | 2752801.3748 | 1223076.3991 | 2752811.059 | 1223055.9513
66 | 2752683.423 | 1222977.4059 | 2752691.3536 | 1222993.6351 | 2752695.63 | 1223001.4518 | 2752697.3088 | 1223007.5893 | 2752694.7891 | 1223010.5607 | 2752691.0899 | 1223011.8893 | 2752678.8519 | 1223012.9987 | 2752672.0864 | 1223014.6489 | 2752666.5026 | 1223018.1534 | 2752658.614 | 1223025.8946
67 | 2752758.3808 | 1222793.6187 | 2752750.9157 | 1222814.1782 | 2752745.0026 | 1222832.7744
68 | 2752658.614 | 1223025.8946 | 2752648.9647 | 1223035.3637 | 2752643.4556 | 1223043.9414 | 2752642.7085 | 1223048.4063
69 | 2752765.5591 | 1222781.539 | 2752759.4573 | 1222790.6538 | 2752758.3808 | 1222793.6187
70 | 2752644.4336 | 1223093.0664 | 2752639.9991 | 1223083.4218 | 2752638.7974 | 1223074.6609 | 2752641.5286 | 1223055.4579 | 2752642.7085 | 1223048.4063
71 | 2752819.1008 | 1222591.3372 | 2752822.6173 | 1222605.4069 | 2752818.4575 | 1222617.2664 | 2752807.1066 | 1222631.3768 | 2752804.8555 | 1222639.8378 | 2752802.7665 | 1222657.6447 | 2752793.2727 | 1222686.6162 | 2752786.2009 | 1222732.087 | 2752781.8332 | 1222751.4591 | 2752776.8181 | 1222764.7202 | 2752765.5591 | 1222781.539
72 | 2752758.9749 | 1222470.4887 | 2752748.2153 | 1222474.2348 | 2752745.8174 | 1222475.2396
73 | 2752787.3055 | 1222463.3167 | 2752766.5701 | 1222467.8444 | 2752758.9749 | 1222470.4887
74 | 2752787.3055 | 1222463.3167 | 2752786.4467 | 1222461.0037 | 2752777.1765 | 1222457.3181 | 2752775.7748 | 1222456.5458
75 | 2752787.3055 | 1222463.3167 | 2752828.4697 | 1222461.3798
76 | 2752724.8666 | 1222283.4525 | 2752733.8437 | 1222362.4207 | 2752744.2032 | 1222386.0522 | 2752752.7602 | 1222393.5785 | 2752756.1403 | 1222396.7125 | 2752756.8425 | 1222400.9899 | 2752756.5438 | 1222404.6411 | 2752754.4072 | 1222408.6455 | 2752750.311 | 1222409.7525 | 2752748.4081 | 1222412.3394 | 2752748.3039 | 1222416.3959 | 2752749.9726 | 1222422.9335 | 2752757.4837 | 1222439.5635 | 2752766.7376 | 1222451.5673 | 2752775.7748 | 1222456.5458
77 | 2752828.4697 | 1222461.3798 | 2752837.1493 | 1222460.9715 | 2752867.952 | 1222461.0066 | 2752884.0651 | 1222462.5132
78 | 2752724.8666 | 1222283.4525 | 2752748.368 | 1222311.6251 | 2752760.3837 | 1222319.2291 | 2752827.9482 | 1222303.9267 | 2752847.3871 | 1222272.1392
79 | 2752973.1997 | 1222449.9327 | 2752962.9627 | 1222446.6668 | 2752947.2889 | 1222449.4222 | 2752926.3856 | 1222457.8152 | 2752909.1076 | 1222463.3432 | 2752895.8352 | 1222463.6137 | 2752884.0651 | 1222462.5132
80 | 2752973.1997 | 1222449.9327 | 2752964.7934 | 1222460.5344
81 | 2752973.1997 | 1222449.9327 | 2752986.367 | 1222439.2947 | 2752988.6027 | 1222436.5847
82 | 2752950.8525 | 1222478.116 | 2752964.7934 | 1222460.5344
83 | 2752988.6027 | 1222436.5847 | 2752995.1715 | 1222428.6223 | 2753001.9625 | 1222415.3848 | 2753006.5749 | 1222408.9738
84 | 2752930.5394 | 1222521.6242 | 2752932.4616 | 1222512.2427 | 2752946.0463 | 1222484.1773 | 2752950.8525 | 1222478.116
85 | 2753117.8345 | 1222310.0122 | 2753112.9023 | 1222311.7536 | 2753107.2095 | 1222316.2113 | 2753084.4825 | 1222341.1829 | 2753070.0289 | 1222354.9016 | 2753053.9061 | 1222369.2001 | 2753033.7062 | 1222386.5189 | 2753021.9731 | 1222393.9129 | 2753010.3052 | 1222403.7887 | 2753006.5749 | 1222408.9738
86 | 2752925.1476 | 1222545.5405 | 2752928.5741 | 1222531.2156 | 2752930.5394 | 1222521.6242
87 | 2753154.362 | 1222202.0761 | 2753149.7314 | 1222236.3213 | 2753146.2708 | 1222259.0195 | 2753140.0409 | 1222275.4964 | 2753127.5399 | 1222296.494 | 2753117.8345 | 1222310.0122
88 | 2753117.8345 | 1222310.0122 | 2753189.9412 | 1222333.2211
89 | 2752918.2574 | 1222553.4669 | 2752916.0058 | 1222556.0571
90 | 2752925.1476 | 1222545.5405 | 2752918.2574 | 1222553.4669
91 | 2752916.0058 | 1222556.0571 | 2752911.9942 | 1222560.672 | 2752904.5491 | 1222568.3656 | 2752901.4395 | 1222570.4415
92 | 2752894.6195 | 1222574.9944 | 2752901.4395 | 1222570.4415
93 | 2752819.1008 | 1222591.3372 | 2752816.6061 | 1222583.5773 | 2752816.9192 | 1222578.4807 | 2752821.8826 | 1222574.6269 | 2752829.356 | 1222573.5065 | 2752847.6841 | 1222573.1655 | 2752870.2408 | 1222577.4929 | 2752885.8332 | 1222577.5933 | 2752894.6195 | 1222574.9944 | 2752894.6195 | 1222574.9944
94 | 2752819.1008 | 1222591.3372 | 2752831.4946 | 1222598.6731 | 2752843.9106 | 1222611.0474 | 2752850.4323 | 1222624.2267 | 2752848.2925 | 1222643.7116 | 2752858.8705 | 1222665.2629
95 | 2753154.362 | 1222202.0761 | 2753124.1686 | 1222196.0052
96 | 2753154.362 | 1222202.0761 | 2753159.3593 | 1222200.759 | 2753182.9414 | 1222170.3157 | 2753189.9104 | 1222168.4711 | 2753197.8436 | 1222168.6754 | 2753204.866 | 1222172.7153 | 2753208.1731 | 1222178.6835 | 2753213.0531 | 1222202.5529
97 | 2753154.362 | 1222202.0761 | 2753157.7459 | 1222191.7313
98 | 2753189.9412 | 1222333.2211 | 2753205.3369 | 1222339.5117 | 2753217.7959 | 1222342.8464 | 2753237.426 | 1222343.8942
99 | 2753184.624 | 1222114.3973 | 2753164.6265 | 1222150.9271 | 2753161.6276 | 1222179.8651 | 2753157.7459 | 1222191.7313
100 | 2753260.5717 | 1222344.4697 | 2753257.66 | 1222344.9742 | 2753237.426 | 1222343.8942
101 | 2753184.624 | 1222114.3973 | 2753200.443 | 1222107.8094 | 2753218.2073 | 1222103.1956 | 2753239.4108 | 1222102.0832
102 | 2753184.624 | 1222114.3973 | 2753174.3979 | 1222077.6677 | 2753170.1313 | 1222055.9049 | 2753165.9815 | 1222036.3805 | 2753156.2708 | 1222018.2477 | 2753140.3762 | 1221999.4553 | 2753139.1567 | 1221996.1251
103 | 2753260.5717 | 1222344.4697 | 2753264.5894 | 1222343.7736 | 2753264.5894 | 1222343.7736
104 | 2753239.4108 | 1222102.0832 | 2753251.9044 | 1222101.4277 | 2753257.073 | 1222095.2329 | 2753258.9544 | 1222085.5392 | 2753258.1996 | 1222060.0412 | 2753257.6241 | 1222025.5173 | 2753262.1181 | 1221983.6395 | 2753272.3296 | 1221949.9163 | 2753276.0219 | 1221933.8634 | 2753284.4073 | 1221905.3312 | 2753288.2104 | 1221892.0567
105 | 2753288.2104 | 1221892.0567 | 2753291.4793 | 1221880.6465 | 2753295.4002 | 1221866.1106
106 | 2753295.4002 | 1221866.1106 | 2753304.897 | 1221830.9024 | 2753309.9121 | 1221796.2112 | 2753310.7626 | 1221771.6864
107 | 2753310.7626 | 1221771.6864 | 2753311.1525 | 1221760.4441 | 2753312.0651 | 1221751.6724
108 | 2753312.0651 | 1221751.6724 | 2753313.2574 | 1221740.2127
109 | 2753320.5851 | 1221712.1988 | 2753313.7754 | 1221735.2333 | 2753313.2574 | 1221740.2127
110 | 2753320.5851 | 1221712.1988 | 2753315.4959 | 1221680.5392 | 2753309.238 | 1221653.0403
111 | 2753320.5851 | 1221712.1988 | 2753339.8162 | 1221707.5564 | 2753365.1096 | 1221694.4295
112 | 2753309.238 | 1221653.0403 | 2753308.6333 | 1221650.3831
113 | 2753419.9864 | 1221601.0915 | 2753401.1394 | 1221662.3614 | 2753394.7849 | 1221672.1399 | 2753370.3569 | 1221691.7063 | 2753365.1096 | 1221694.4295
114 | 2753419.9864 | 1221601.0915 | 2753427.6848 | 1221625.4452 | 2753429.7445 | 1221630.0468 | 2753433.5057 | 1221634.3031 | 2753437.9129 | 1221637.0525 | 2753443.6939 | 1221637.5113
115 | 2753449.1983 | 1221479.9233 | 2753447.3488 | 1221488.9505 | 2753445.7374 | 1221493.7466 | 2753434.3433 | 1221515.5728 | 2753428.4136 | 1221540.0756 | 2753422.3747 | 1221588.8308 | 2753419.9864 | 1221601.0915
116 | 2753443.6939 | 1221637.5113 | 2753453.4204 | 1221638.2831
117 | 2753449.1983 | 1221479.9233 | 2753454.3292 | 1221478.4542 | 2753457.9889 | 1221474.8786 | 2753460.7213 | 1221470.4672 | 2753463.7116 | 1221462.2368 | 2753466.4715 | 1221445.8709 | 2753469.785 | 1221435.7026 | 2753482.891 | 1221416.9679 | 2753494.6176 | 1221398.153
118 | 2753449.1983 | 1221479.9233 | 2753443.827 | 1221478.9396 | 2753437.8582 | 1221476.6949 | 2753433.9484 | 1221473.4913 | 2753431.0899 | 1221467.7791 | 2753430.0028 | 1221461.3675 | 2753436.1774 | 1221432.3782 | 2753437.1784 | 1221420.0484 | 2753437.1134 | 1221408.7364 | 2753436.5453 | 1221404.9682
119 | 2753311.7369 | 1222310.3539 | 2753271.8351 | 1222340.3125 | 2753264.5894 | 1222343.7736
120 | 2753433.0185 | 1222161.7793 | 2753400.1587 | 1222188.4792 | 2753394.8455 | 1222195.571 | 2753386.1674 | 1222214.8427 | 2753378.3422 | 1222231.6453 | 2753342.7482 | 1222283.1864 | 2753322.3159 | 1222302.4111 | 2753311.7369 | 1222310.3539
121 | 2753433.0185 | 1222161.7793 | 2753432.9593 | 1222168.1947 | 2753420.7777 | 1222211.4868 | 2753419.9412 | 1222223.5743
122 | 2753433.0185 | 1222161.7793 | 2753447.3036 | 1222142.2853 | 2753458.7552 | 1222129.9581 | 2753474.947 | 1222105.1891
123 | 2753418.8568 | 1222241.3518 | 2753418.8785 | 1222238.9294 | 2753419.9412 | 1222223.5743
124 | 2753418.6027 | 1222269.639 | 2753418.8568 | 1222241.3518
125 | 2752729.855 | 1223719.5134 | 2752727.1345 | 1223713.7869
126 | 2752727.1345 | 1223713.7869 | 2752725.9769 | 1223711.3503
127 | 2752725.9769 | 1223711.3503 | 2752721.5649 | 1223702.0633
128 | 2752684.8626 | 1223642.8751 | 2752707.1873 | 1223671.7998 | 2752721.5649 | 1223702.0633
129 | 2752684.8626 | 1223642.8751 | 2752677.2177 | 1223632.9703
130 | 2753566.3232 | 1223211.7158 | 2753564.8502 | 1223208.8169 | 2753549.9101 | 1223181.7403 | 2753539.4659 | 1223152.4555 | 2753536.2277 | 1223140.4865
131 | 2753584.2454 | 1223359.5765 | 2753579.0855 | 1223346.6539 | 2753570.2773 | 1223317.211 | 2753569.4734 | 1223293.68 | 2753571.986 | 1223271.8916 | 2753575.7758 | 1223230.3183 | 2753566.3232 | 1223211.7158
132 | 2753528.6117 | 1223043.4988 | 2753523.3132 | 1223075.0353 | 2753529.7123 | 1223116.4046 | 2753536.2277 | 1223140.4865
133 | 2753584.2454 | 1223359.5765 | 2753590.4475 | 1223363.5846 | 2753594.0318 | 1223374.6426 | 2753597.9972 | 1223386.5113 | 2753607.3235 | 1223395.8826 | 2753626.498 | 1223402.0497
134 | 2753584.2454 | 1223359.5765 | 2753571.0262 | 1223359.035
135 | 2753528.6117 | 1223043.4988 | 2753506.9808 | 1223113.9496 | 2753489.8916 | 1223131.3248 | 2753479.9312 | 1223138.2743 | 2753469.891 | 1223148.903 | 2753456.703 | 1223155.3689 | 2753445.4082 | 1223161.9839 | 2753395.5031 | 1223228.4138 | 2753384.9853 | 1223245.514 | 2753372.0745 | 1223257.4255
136 | 2753647.7046 | 1223400.369 | 2753626.498 | 1223402.0497 | 2753626.498 | 1223402.0497
137 | 2753571.0262 | 1223359.035 | 2753564.1007 | 1223358.1092
138 | 2753786.717 | 1223455.9683 | 2753777.9091 | 1223450.6249 | 2753774.656 | 1223429.1213 | 2753766.4667 | 1223413.3509 | 2753763.9108 | 1223378.6645 | 2753756.2909 | 1223343.2132 | 2753748.3549 | 1223324.6803 | 2753736.0916 | 1223325.0195 | 2753703.344 | 1223355.4906 | 2753675.8637 | 1223387.9775 | 2753667.8772 | 1223398.4142 | 2753651.5815 | 1223400.0618 | 2753647.7046 | 1223400.369
139 | 2753564.1007 | 1223358.1092 | 2753546.4882 | 1223355.7547 | 2753523.2475 | 1223357.19 | 2753519.8601 | 1223356.4391
140 | 2753786.717 | 1223455.9683 | 2753814.8486 | 1223428.2365 | 2753836.9135 | 1223412.1141 | 2753841.5397 | 1223408.686
141 | 2753841.5397 | 1223408.686 | 2753847.9625 | 1223440.2363 | 2753870.3353 | 1223479.9729 | 2753874.5656 | 1223498.3444
142 | 2753884.5396 | 1223531.9204 | 2753878.9371 | 1223517.3292 | 2753874.5656 | 1223498.3444
143 | 2753701.3811 | 1223871.3207 | 2753706.9202 | 1223865.7253 | 2753711.8541 | 1223862.1161 | 2753716.4915 | 1223859.4111 | 2753721.5843 | 1223856.996 | 2753730.6019 | 1223854.4932 | 2753742.5227 | 1223852.9775 | 2753756.91 | 1223851.4365 | 2753784.873 | 1223848.0557 | 2753797.7968 | 1223846.5194
144 | 2753797.7968 | 1223846.5194 | 2753799.9345 | 1223846.2653 | 2753800.8661 | 1223846.153
145 | 2753872.9698 | 1223825.1333 | 2753868.1731 | 1223828.7126 | 2753862.8676 | 1223832.3121 | 2753855.7446 | 1223835.7756 | 2753849.105 | 1223838.1506 | 2753840.5369 | 1223840.5759 | 2753827.3189 | 1223842.9587 | 2753808.063 | 1223845.2856 | 2753800.8661 | 1223846.153
146 | 2753872.9698 | 1223825.1333 | 2753875.3018 | 1223819.1659 | 2753878.2484 | 1223811.435 | 2753882.0301 | 1223802.8027 | 2753885.864 | 1223789.8122 | 2753887.759 | 1223779.6185 | 2753886.5064 | 1223767.6196 | 2753884.1052 | 1223754.2676 | 2753880.612 | 1223741.1876 | 2753877.011 | 1223729.3393 | 2753875.7084 | 1223716.9277 | 2753876.4906 | 1223710.1528 | 2753879.1106 | 1223700.6786 | 2753885.5618 | 1223691.5147 | 2753896.4911 | 1223677.8959 | 2753903.0858 | 1223669.3475 | 2753908.5028 | 1223660.5684
147 | 2753908.5028 | 1223660.5684 | 2753909.6627 | 1223643.3049 | 2753909.8955 | 1223610.848 | 2753918.4615 | 1223570.6884 | 2753900.5667 | 1223570.2254 | 2753893.8084 | 1223556.06 | 2753884.5396 | 1223531.9204

## bus_geodata
| x | y | coords
0 | 2753846.683 | 1221569.9028
1 | 2753854.6619 | 1221533.3767
2 | 2753472.3347 | 1221513.1273
3 | 2753863.8536 | 1221520.8714
4 | 2753842.5082 | 1221608.3351
5 | 2753835.2545 | 1221641.4083
6 | 2753858.7077 | 1221677.8601
7 | 2753875.4042 | 1221677.3298
8 | 2753887.1944 | 1221679.519
9 | 2753915.3613 | 1221710.6954
10 | 2753259.0274 | 1223871.2325
11 | 2753184.9593 | 1223775.8237
12 | 2753513.2524 | 1223744.6679
13 | 2753197.3476 | 1223472.1555
14 | 2752772.8585 | 1223759.4529
15 | 2753506.0428 | 1223677.4016
16 | 2753563.0783 | 1223608.4282
17 | 2752910.1427 | 1221737.4419
18 | 2752916.6004 | 1221715.2219
19 | 2752909.7659 | 1221738.7385
20 | 2752943.67 | 1221520.2229
21 | 2753006.4764 | 1221694.7901
22 | 2753001.5895 | 1221734.5597
23 | 2752998.8152 | 1221748.59
24 | 2753002.0204 | 1221757.9475
25 | 2753003.6342 | 1221758.805
26 | 2753016.9671 | 1221762.5801
27 | 2752911.5604 | 1221936.797
28 | 2752891.3642 | 1222003.724
29 | 2752888.6175 | 1222061.0978
30 | 2753372.3763 | 1222810.6247
31 | 2753363.5748 | 1222825.9705
32 | 2753365.9322 | 1222913.1992
33 | 2753265.6886 | 1222744.1537
34 | 2753427.1411 | 1222870.2148
35 | 2753299.2934 | 1222679.2238
36 | 2753277.7821 | 1222729.8707
37 | 2753271.3711 | 1223046.9857
38 | 2753269.8971 | 1222731.9064
39 | 2753215.7214 | 1222817.9054
40 | 2753446.4178 | 1222848.3695
41 | 2753493.3082 | 1222986.1525
42 | 2753252.5483 | 1223047.8616
43 | 2753261.7904 | 1222724.7913
44 | 2753198.4845 | 1222740.2988
45 | 2753224.6186 | 1223046.0325
46 | 2753203.465 | 1223082.7957
47 | 2753183.4071 | 1223127.1837
48 | 2753182.6639 | 1223132.7346
49 | 2753181.3401 | 1223142.6223
50 | 2753200.4441 | 1222736.6901
51 | 2753078.3083 | 1222595.3375
52 | 2753069.9236 | 1222592.6542
53 | 2753055.3703 | 1222589.9458
54 | 2752968.8852 | 1222549.225
55 | 2753171.5226 | 1223202.7222
56 | 2753175.445 | 1223193.1146
57 | 2753162.0625 | 1223299.9383
58 | 2752734.1309 | 1222960.4466
59 | 2752719.2842 | 1222896.7526
60 | 2752742.2582 | 1223029.5955
61 | 2752683.423 | 1222977.4059
62 | 2752745.0026 | 1222832.7744
63 | 2752811.059 | 1223055.9513
64 | 2752658.614 | 1223025.8946
65 | 2752758.3808 | 1222793.6187
66 | 2752642.7085 | 1223048.4063
67 | 2752765.5591 | 1222781.539
68 | 2752644.4336 | 1223093.0664
69 | 2752758.9749 | 1222470.4887
70 | 2752745.8174 | 1222475.2396
71 | 2752787.3055 | 1222463.3167
72 | 2752775.7748 | 1222456.5458
73 | 2752828.4697 | 1222461.3798
74 | 2752724.8666 | 1222283.4525
75 | 2752884.0651 | 1222462.5132
76 | 2752847.3871 | 1222272.1392
77 | 2752973.1997 | 1222449.9327
78 | 2752964.7934 | 1222460.5344
79 | 2752988.6027 | 1222436.5847
80 | 2752950.8525 | 1222478.116
81 | 2753006.5749 | 1222408.9738
82 | 2752930.5394 | 1222521.6242
83 | 2753117.8345 | 1222310.0122
84 | 2752918.2574 | 1222553.4669
85 | 2752916.0058 | 1222556.0571
86 | 2752925.1476 | 1222545.5405
87 | 2752901.4395 | 1222570.4415
88 | 2752894.6195 | 1222574.9944
89 | 2752819.1008 | 1222591.3372
90 | 2752858.8705 | 1222665.2629
91 | 2753154.362 | 1222202.0761
92 | 2753189.9412 | 1222333.2211
93 | 2753124.1686 | 1222196.0052
94 | 2753213.0531 | 1222202.5529
95 | 2753157.7459 | 1222191.7313
96 | 2753237.426 | 1222343.8942
97 | 2753184.624 | 1222114.3973
98 | 2753260.5717 | 1222344.4697
99 | 2753239.4108 | 1222102.0832
100 | 2753139.1567 | 1221996.1251
101 | 2753288.2104 | 1221892.0567
102 | 2753295.4002 | 1221866.1106
103 | 2753310.7626 | 1221771.6864
104 | 2753312.0651 | 1221751.6724
105 | 2753313.2574 | 1221740.2127
106 | 2753320.5851 | 1221712.1988
107 | 2753309.238 | 1221653.0403
108 | 2753365.1096 | 1221694.4295
109 | 2753308.6333 | 1221650.3831
110 | 2753419.9864 | 1221601.0915
111 | 2753443.6939 | 1221637.5113
112 | 2753449.1983 | 1221479.9233
113 | 2753436.5453 | 1221404.9682
114 | 2753453.4204 | 1221638.2831
115 | 2753494.6176 | 1221398.153
116 | 2753264.5894 | 1222343.7736
117 | 2753311.7369 | 1222310.3539
118 | 2753433.0185 | 1222161.7793
119 | 2753419.9412 | 1222223.5743
120 | 2753474.947 | 1222105.1891
121 | 2753418.8568 | 1222241.3518
122 | 2753418.6027 | 1222269.639
123 | 2752729.855 | 1223719.5134
124 | 2752727.1345 | 1223713.7869
125 | 2752725.9769 | 1223711.3503
126 | 2752721.5649 | 1223702.0633
127 | 2752684.8626 | 1223642.8751
128 | 2752677.2177 | 1223632.9703
129 | 2753566.3232 | 1223211.7158
130 | 2753536.2277 | 1223140.4865
131 | 2753584.2454 | 1223359.5765
132 | 2753528.6117 | 1223043.4988
133 | 2753626.498 | 1223402.0497
134 | 2753571.0262 | 1223359.035
135 | 2753372.0745 | 1223257.4255
136 | 2753647.7046 | 1223400.369
137 | 2753564.1007 | 1223358.1092
138 | 2753786.717 | 1223455.9683
139 | 2753519.8601 | 1223356.4391
140 | 2753578.2115 | 1223592.6885
141 | 2753841.5397 | 1223408.686
142 | 2753874.5656 | 1223498.3444
143 | 2753701.3811 | 1223871.3207
144 | 2753797.7968 | 1223846.5194
145 | 2753800.8661 | 1223846.153
146 | 2753872.9698 | 1223825.1333
147 | 2753908.5028 | 1223660.5684
148 | 2753884.5396 | 1223531.9204
149 | 2753299.2934 | 1222679.2238

## line_std_types
| c_nf_per_km | r_ohm_per_km | x_ohm_per_km | max_i_ka | type | q_mm2 | alpha | voltage_rating
NAYY 4x50 SE | 210 | 0.642 | 0.083 | 0.142 | cs | 50 | 0.00403 | LV
NAYY 4x120 SE | 264 | 0.225 | 0.08 | 0.242 | cs | 120 | 0.00403 | LV
NAYY 4x150 SE | 261 | 0.208 | 0.08 | 0.27 | cs | 150 | 0.00403 | LV
NA2XS2Y 1x95 RM/25 12/20 kV | 216 | 0.313 | 0.132 | 0.252 | cs | 95 | 0.00403 | MV
NA2XS2Y 1x185 RM/25 12/20 kV | 273 | 0.161 | 0.117 | 0.362 | cs | 185 | 0.00403 | MV
NA2XS2Y 1x240 RM/25 12/20 kV | 304 | 0.122 | 0.112 | 0.421 | cs | 240 | 0.00403 | MV
NA2XS2Y 1x95 RM/25 6/10 kV | 315 | 0.313 | 0.123 | 0.249 | cs | 95 | 0.00403 | MV
NA2XS2Y 1x185 RM/25 6/10 kV | 406 | 0.161 | 0.11 | 0.358 | cs | 185 | 0.00403 | MV
NA2XS2Y 1x240 RM/25 6/10 kV | 456 | 0.122 | 0.105 | 0.416 | cs | 240 | 0.00403 | MV
NA2XS2Y 1x150 RM/25 12/20 kV | 250 | 0.206 | 0.116 | 0.319 | cs | 150 | 0.00403 | MV
NA2XS2Y 1x120 RM/25 12/20 kV | 230 | 0.253 | 0.119 | 0.283 | cs | 120 | 0.00403 | MV
NA2XS2Y 1x70 RM/25 12/20 kV | 190 | 0.443 | 0.132 | 0.22 | cs | 70 | 0.00403 | MV
NA2XS2Y 1x150 RM/25 6/10 kV | 360 | 0.206 | 0.11 | 0.315 | cs | 150 | 0.00403 | MV
NA2XS2Y 1x120 RM/25 6/10 kV | 340 | 0.253 | 0.113 | 0.28 | cs | 120 | 0.00403 | MV
NA2XS2Y 1x70 RM/25 6/10 kV | 280 | 0.443 | 0.123 | 0.217 | cs | 70 | 0.00403 | MV
N2XS(FL)2Y 1x120 RM/35 64/110 kV | 112 | 0.153 | 0.166 | 0.366 | cs | 120 | 0.00393 | HV
N2XS(FL)2Y 1x185 RM/35 64/110 kV | 125 | 0.099 | 0.156 | 0.457 | cs | 185 | 0.00393 | HV
N2XS(FL)2Y 1x240 RM/35 64/110 kV | 135 | 0.075 | 0.149 | 0.526 | cs | 240 | 0.00393 | HV
N2XS(FL)2Y 1x300 RM/35 64/110 kV | 144 | 0.06 | 0.144 | 0.588 | cs | 300 | 0.00393 | HV
15-AL1/3-ST1A 0.4 | 11 | 1.8769 | 0.35 | 0.105 | ol | 16 | 0.00403 | LV
24-AL1/4-ST1A 0.4 | 11.25 | 1.2012 | 0.335 | 0.14 | ol | 24 | 0.00403 | LV
48-AL1/8-ST1A 0.4 | 12.2 | 0.5939 | 0.3 | 0.21 | ol | 48 | 0.00403 | LV
94-AL1/15-ST1A 0.4 | 13.2 | 0.306 | 0.29 | 0.35 | ol | 94 | 0.00403 | LV
34-AL1/6-ST1A 10.0 | 9.7 | 0.8342 | 0.36 | 0.17 | ol | 34 | 0.00403 | MV
48-AL1/8-ST1A 10.0 | 10.1 | 0.5939 | 0.35 | 0.21 | ol | 48 | 0.00403 | MV
70-AL1/11-ST1A 10.0 | 10.4 | 0.4132 | 0.339 | 0.29 | ol | 70 | 0.00403 | MV
94-AL1/15-ST1A 10.0 | 10.75 | 0.306 | 0.33 | 0.35 | ol | 94 | 0.00403 | MV
122-AL1/20-ST1A 10.0 | 11.1 | 0.2376 | 0.323 | 0.41 | ol | 122 | 0.00403 | MV
149-AL1/24-ST1A 10.0 | 11.25 | 0.194 | 0.315 | 0.47 | ol | 149 | 0.00403 | MV
34-AL1/6-ST1A 20.0 | 9.15 | 0.8342 | 0.382 | 0.17 | ol | 34 | 0.00403 | MV
48-AL1/8-ST1A 20.0 | 9.5 | 0.5939 | 0.372 | 0.21 | ol | 48 | 0.00403 | MV
70-AL1/11-ST1A 20.0 | 9.7 | 0.4132 | 0.36 | 0.29 | ol | 70 | 0.00403 | MV
94-AL1/15-ST1A 20.0 | 10 | 0.306 | 0.35 | 0.35 | ol | 94 | 0.00403 | MV
122-AL1/20-ST1A 20.0 | 10.3 | 0.2376 | 0.344 | 0.41 | ol | 122 | 0.00403 | MV
149-AL1/24-ST1A 20.0 | 10.5 | 0.194 | 0.337 | 0.47 | ol | 149 | 0.00403 | MV
184-AL1/30-ST1A 20.0 | 10.75 | 0.1571 | 0.33 | 0.535 | ol | 184 | 0.00403 | MV
243-AL1/39-ST1A 20.0 | 11 | 0.1188 | 0.32 | 0.645 | ol | 243 | 0.00403 | MV
48-AL1/8-ST1A 110.0 | 8 | 0.5939 | 0.46 | 0.21 | ol | 48 | 0.00403 | HV
70-AL1/11-ST1A 110.0 | 8.4 | 0.4132 | 0.45 | 0.29 | ol | 70 | 0.00403 | HV
94-AL1/15-ST1A 110.0 | 8.65 | 0.306 | 0.44 | 0.35 | ol | 94 | 0.00403 | HV
122-AL1/20-ST1A 110.0 | 8.5 | 0.2376 | 0.43 | 0.41 | ol | 122 | 0.00403 | HV
149-AL1/24-ST1A 110.0 | 8.75 | 0.194 | 0.41 | 0.47 | ol | 149 | 0.00403 | HV
184-AL1/30-ST1A 110.0 | 8.8 | 0.1571 | 0.4 | 0.535 | ol | 184 | 0.00403 | HV
243-AL1/39-ST1A 110.0 | 9 | 0.1188 | 0.39 | 0.645 | ol | 243 | 0.00403 | HV
305-AL1/39-ST1A 110.0 | 9.2 | 0.0949 | 0.38 | 0.74 | ol | 305 | 0.00403 | HV
490-AL1/64-ST1A 110.0 | 9.75 | 0.059 | 0.37 | 0.96 | ol | 490 | 0.00403 | HV
679-AL1/86-ST1A 110.0 | 9.95 | 0.042 | 0.36 | 1.15 | ol | 679 | 0.00403 | HV
490-AL1/64-ST1A 220.0 | 10 | 0.059 | 0.285 | 0.96 | ol | 490 | 0.00403 | HV
679-AL1/86-ST1A 220.0 | 11.7 | 0.042 | 0.275 | 1.15 | ol | 679 | 0.00403 | HV
490-AL1/64-ST1A 380.0 | 11 | 0.059 | 0.253 | 0.96 | ol | 490 | 0.00403 | HV
679-AL1/86-ST1A 380.0 | 14.6 | 0.042 | 0.25 | 1.15 | ol | 679 | 0.00403 | HV

## trafo_std_types
| i0_percent | pfe_kw | vkr_percent | sn_mva | vn_lv_kv | vn_hv_kv | vk_percent | shift_degree | vector_group | tap_side | tap_neutral | tap_min | tap_max | tap_step_degree | tap_step_percent | tap_phase_shifter
160 MVA 380/110 kV | 0.06 | 60 | 0.25 | 160 | 110 | 380 | 12.2 | 0 | Yy0 | hv | 0 | -9 | 9 | 0 | 1.5 | FALSE
100 MVA 220/110 kV | 0.06 | 55 | 0.26 | 100 | 110 | 220 | 12 | 0 | Yy0 | hv | 0 | -9 | 9 | 0 | 1.5 | FALSE
63 MVA 110/20 kV | 0.04 | 22 | 0.32 | 63 | 20 | 110 | 18 | 150 | YNd5 | hv | 0 | -9 | 9 | 0 | 1.5 | FALSE
40 MVA 110/20 kV | 0.05 | 18 | 0.34 | 40 | 20 | 110 | 16.2 | 150 | YNd5 | hv | 0 | -9 | 9 | 0 | 1.5 | FALSE
25 MVA 110/20 kV | 0.07 | 14 | 0.41 | 25 | 20 | 110 | 12 | 150 | YNd5 | hv | 0 | -9 | 9 | 0 | 1.5 | FALSE
63 MVA 110/10 kV | 0.04 | 22 | 0.32 | 63 | 10 | 110 | 18 | 150 | YNd5 | hv | 0 | -9 | 9 | 0 | 1.5 | FALSE
40 MVA 110/10 kV | 0.05 | 18 | 0.34 | 40 | 10 | 110 | 16.2 | 150 | YNd5 | hv | 0 | -9 | 9 | 0 | 1.5 | FALSE
25 MVA 110/10 kV | 0.07 | 14 | 0.41 | 25 | 10 | 110 | 12 | 150 | YNd5 | hv | 0 | -9 | 9 | 0 | 1.5 | FALSE
0.25 MVA 20/0.4 kV | 0.32 | 0.8 | 1.44 | 0.25 | 0.4 | 20 | 6 | 150 | Yzn5 | hv | 0 | -2 | 2 | 0 | 2.5 | FALSE
0.4 MVA 20/0.4 kV | 0.3375 | 1.35 | 1.425 | 0.4 | 0.4 | 20 | 6 | 150 | Dyn5 | hv | 0 | -2 | 2 | 0 | 2.5 | FALSE
0.63 MVA 20/0.4 kV | 0.2619 | 1.65 | 1.206 | 0.63 | 0.4 | 20 | 6 | 150 | Dyn5 | hv | 0 | -2 | 2 | 0 | 2.5 | FALSE
0.25 MVA 10/0.4 kV | 0.24 | 0.6 | 1.2 | 0.25 | 0.4 | 10 | 4 | 150 | Dyn5 | hv | 0 | -2 | 2 | 0 | 2.5 | FALSE
0.4 MVA 10/0.4 kV | 0.2375 | 0.95 | 1.325 | 0.4 | 0.4 | 10 | 4 | 150 | Dyn5 | hv | 0 | -2 | 2 | 0 | 2.5 | FALSE
0.63 MVA 10/0.4 kV | 0.1873 | 1.18 | 1.0794 | 0.63 | 0.4 | 10 | 4 | 150 | Dyn5 | hv | 0 | -2 | 2 | 0 | 2.5 | FALSE

## trafo3w_std_types
| sn_hv_mva | sn_mv_mva | sn_lv_mva | vn_hv_kv | vn_mv_kv | vn_lv_kv | vk_hv_percent | vk_mv_percent | vk_lv_percent | vkr_hv_percent | vkr_mv_percent | vkr_lv_percent | pfe_kw | i0_percent | shift_mv_degree | shift_lv_degree | vector_group | tap_side | tap_neutral | tap_min | tap_max | tap_step_percent
63/25/38 MVA 110/20/10 kV | 63 | 25 | 38 | 110 | 20 | 10 | 10.4 | 10.4 | 10.4 | 0.28 | 0.32 | 0.35 | 35 | 0.89 | 0 | 0 | YN0yn0yn0 | hv | 0 | -10 | 10 | 1.2
63/25/38 MVA 110/10/10 kV | 63 | 25 | 38 | 110 | 10 | 10 | 10.4 | 10.4 | 10.4 | 0.28 | 0.32 | 0.35 | 35 | 0.89 | 0 | 0 | YN0yn0yn0 | hv | 0 | -10 | 10 | 1.2

## fuse_std_types
| fuse_type | i_rated_a | t_avg | t_min | t_total | x_avg | x_min | x_total
HV 100A | HV 100A | 100 | 0 | [10.0, 3.64, 0.854, 0.281, 0.1, 0.0531, 0.022, 0.01] | [10.0, 4.267, 1.21, 0.403, 0.1, 0.058, 0.022, 0.01] | 0 | [300.0, 350.0, 450.0, 550.0, 700.0, 850.0, 1200.0, 1752.0] | [600.0, 700.0, 900.0, 1150.0, 1665.0, 2000.0, 3000.0, 4313.0]
HV 10A | HV 10A | 10 | 0 | [10.0, 1675.0, 0.344, 0.156, 0.1, 0.0417, 0.0171, 0.01] | [10.0, 1.3, 0.3, 0.155, 0.1, 0.0555, 0.023, 0.01] | 0 | [30.0, 32.0, 35.0, 37.0, 39.0, 50.0, 70.0, 88.0] | [60.0, 70.0, 80.0, 87.0, 94.0, 110.0, 150.0, 216.0]
HV 125A | HV 125A | 125 | 0 | [10.0, 1.82, 0.344, 0.1, 0.0467, 0.0269, 0.01] | [10.0, 2.478, 0.426, 0.1, 0.0427, 0.0211, 0.01] | 0 | [375.0, 500.0, 700.0, 925.0, 1200.0, 1500.0, 2341.0] | [750.0, 1000.0, 1500.0, 2200.0, 3000.0, 4000.0, 5765.0]
HV 160A | HV 160A | 160 | 0 | [10.0, 4.15, 1.03, 0.198, 0.1, 0.051, 0.0172, 0.01] | [10.0, 2.3, 0.734, 0.274, 0.1, 0.046, 0.0177, 0.01] | 0 | [480.0, 550.0, 700.0, 1000.0, 1260.0, 1600.0, 2500.0, 3227.0] | [960.0, 1300.0, 1700.0, 2200.0, 2996.0, 4000.0, 6000.0, 7946.0]
HV 16A | HV 16A | 16 | 0 | [10.0, 0.352, 0.164, 0.1, 0.0649, 0.0342, 0.01] | [10.0, 2.34, 0.722, 0.181, 0.1, 0.055, 0.0296, 0.01] | 0 | [48.0, 60.0, 65.0, 71.0, 80.0, 100.0, 162.0] | [96.0, 110.0, 125.0, 150.0, 168.0, 200.0, 250.0, 398.0]
HV 200A | HV 200A | 200 | 0 | [10.0, 4.267, 1.21, 0.403, 0.1, 0.058, 0.022, 0.01] | [10.0, 3.73, 1.654, 0.328, 0.1, 0.0531, 0.019, 0.01] | 0 | [600.0, 700.0, 900.0, 1150.0, 1665.0, 2000.0, 3000.0, 4313.0] | [1200.0, 1500.0, 1800.0, 2700.0, 3960.0, 5000.0, 7500.0, 10620.0]
HV 20A | HV 20A | 20 | 0 | [10.0, 1.3, 0.3, 0.155, 0.1, 0.0555, 0.023, 0.01] | [10.0, 1.3, 0.161, 0.1, 0.0611, 0.0399, 0.0141, 0.01] | 0 | [60.0, 70.0, 80.0, 87.0, 94.0, 110.0, 150.0, 216.0] | [120.0, 150.0, 200.0, 223.0, 260.0, 300.0, 450.0, 532.0]
HV 25A | HV 25A | 25 | 0 | [10.0, 2.512, 0.833, 0.299, 0.1, 0.0372, 0.0223, 0.01] | [10.0, 3.125, 0.597, 0.198, 0.1, 0.0378, 0.022, 0.01] | 0 | [75.0, 82.0, 90.0, 100.0, 124.0, 170.0, 200.0, 289.0] | [150.0, 170.0, 210.0, 250.0, 294.0, 400.0, 500.0, 711.0]
HV 31.5A | HV 31.5A | 31.5 | 0 | [10.0, 2.34, 0.722, 0.181, 0.1, 0.055, 0.0296, 0.01] | [10.0, 2.84, 0.368, 0.164, 0.1, 0.0621, 0.0378, 0.0195, 0.01] | 0 | [95.0, 110.0, 125.0, 150.0, 165.0, 200.0, 250.0, 390.0] | [189.0, 220.0, 300.0, 350.0, 393.0, 450.0, 530.0, 700.0, 960.0]
HV 40A | HV 40A | 40 | 0 | [10.0, 1.3, 0.161, 0.1, 0.0611, 0.0399, 0.0141, 0.01] | [10.0, 2.05, 0.369, 0.198, 0.1, 0.051, 0.0298, 0.01] | 0 | [120.0, 150.0, 200.0, 223.0, 260.0, 300.0, 450.0, 532.0] | [240.0, 300.0, 400.0, 450.0, 530.0, 650.0, 800.0, 1311.0]
HV 50A | HV 50A | 50 | 0 | [10.0, 3.215, 0.597, 0.198, 0.1, 0.0378, 0.022, 0.01] | [10.0, 3.64, 0.854, 0.281, 0.1, 0.0531, 0.022, 0.01] | 0 | [150.0, 170.0, 210.0, 250.0, 294.0, 400.0, 500.0, 711.0] | [300.0, 350.0, 450.0, 550.0, 700.0, 850.0, 1200.0, 1752.0]
HV 6.3A | HV 6.3A | 6.3 | 0 | [10.0, 1.39, 0.344, 0.168, 0.1, 0.056, 0.0263, 0.01] | [10.0, 1.711, 0.516, 0.198, 0.1, 0.0634, 0.0303, 0.01] | 0 | [19.0, 19.5, 20.4, 20.8, 22.0, 25.0, 32.0, 48.0] | [38.0, 40.0, 43.0, 48.0, 53.0, 60.0, 75.0, 118.0]
HV 63A | HV 63A | 63 | 0 | [10.0, 2.84, 0.368, 0.164, 0.1, 0.0621, 0.0378, 0.0195, 0.01] | [10.0, 1.82, 0.344, 0.1, 0.0467, 0.0269, 0.01] | 0 | [189.0, 220.0, 300.0, 350.0, 393.0, 450.0, 530.0, 700.0, 961.0] | [378.0, 500.0, 700.0, 934.0, 1200.0, 1500.0, 2366.0]
HV 80A | HV 80A | 80 | 0 | [10.0, 2.05, 0.369, 0.198, 0.1, 0.051, 0.0298, 0.01] | [10.0, 4.15, 1.03, 0.198, 0.1, 0.051, 0.0172, 0.01] | 0 | [240.0, 300.0, 400.0, 450.0, 530.0, 650.0, 800.0, 1311.0] | [480.0, 550.0, 700.0, 1000.0, 1260.0, 1600.0, 2500.0, 3227.0]
Siemens NH-1-100 | Siemens NH-1-100 | 100 | [5400.0, 2000.0, 400.0, 20.0, 1.0, 0.2, 0.012, 0.004] | 0 | 0 | [150.0, 190.0, 250.0, 430.0, 900.0, 1250.0, 2700.0, 3600.0] | 0 | 0
Siemens NH-1-125 | Siemens NH-1-125 | 125 | [4800.0, 120.0, 7.0, 0.1, 0.004] | 0 | 0 | [180.0, 400.0, 740.0, 2000.0, 4250.0] | 0 | 0
Siemens NH-1-16 | Siemens NH-1-16 | 16 | [4000.0, 400.0, 2.0, 0.1, 0.04, 0.01] | 0 | 0 | [26.0, 35.0, 75.0, 150.0, 200.0, 300.0] | 0 | 0
Siemens NH-1-160 | Siemens NH-1-160 | 160 | [4800.0, 120.0, 7.0, 0.1, 0.004] | 0 | 0 | [210.0, 500.0, 900.0, 2300.0, 5000.0] | 0 | 0
Siemens NH-1-25 | Siemens NH-1-25 | 25 | [4000.0, 1000.0, 10.0, 0.2, 0.02, 0.01] | 0 | 0 | [40.0, 50.0, 100.0, 210.0, 400.0, 500.0] | 0 | 0
Siemens NH-1-50 | Siemens NH-1-50 | 50 | [4000.0, 40.0, 4.0, 1.0, 0.02, 0.01] | 0 | 0 | [86.0, 200.0, 300.0, 400.0, 1000.0, 1280.0] | 0 | 0
Siemens NH-1-63 | Siemens NH-1-63 | 63 | [4000.0, 100.0, 10.0, 2.0, 0.04, 0.01] | 0 | 0 | [100.0, 200.0, 300.0, 400.0, 1000.0, 1500.0] | 0 | 0
Siemens NH-1-80 | Siemens NH-1-80 | 80 | [4800.0, 120.0, 7.0, 0.1, 0.01] | 0 | 0 | [150.58, 250.0, 450.0, 1150.0, 2470.0] | 0 | 0
Siemens NH-2-1000 | Siemens NH-2-1000 | 1000 | [4800.0, 120.0, 7.0, 0.1, 0.004] | 0 | 0 | [1900.0, 3500.0, 8400.0, 24000.0, 52000.0] | 0 | 0
Siemens NH-2-200 | Siemens NH-2-200 | 200 | [4800.0, 120.0, 7.0, 0.1, 0.004] | 0 | 0 | [280.0, 650.0, 1200.0, 3000.0, 7000.0] | 0 | 0
Siemens NH-2-224 | Siemens NH-2-224 | 224 | [4800.0, 120.0, 7.0, 0.2, 0.04, 0.004] | 0 | 0 | [400.0, 750.0, 1453.0, 3025.0, 4315.0, 7600.0] | 0 | 0
Siemens NH-2-250 | Siemens NH-2-250 | 250 | [4800.0, 120.0, 7.0, 0.1, 0.004] | 0 | 0 | [450.0, 800.0, 1650.0, 4000.0, 8500.0] | 0 | 0
Siemens NH-2-315 | Siemens NH-2-315 | 315 | [4800.0, 120.0, 7.0, 0.1, 0.004] | 0 | 0 | [550.0, 920.0, 1900.0, 5000.0, 11000.0] | 0 | 0
Siemens NH-2-355 | Siemens NH-2-355 | 355 | [4800.0, 120.0, 6.0, 0.1, 0.004] | 0 | 0 | [650.0, 1116.27, 2350.0, 5840.0, 12790.0] | 0 | 0
Siemens NH-2-400 | Siemens NH-2-400 | 400 | [4800.0, 120.0, 7.0, 0.1, 0.004] | 0 | 0 | [720.0, 1350.0, 2800.0, 6500.0, 15000.0] | 0 | 0
Siemens NH-2-425 | Siemens NH-2-425 | 425 | [4800.0, 120.0, 7.0, 0.1, 0.004] | 0 | 0 | [850.0, 1500.0, 3050.0, 7500.0, 16500.0] | 0 | 0
Siemens NH-2-630 | Siemens NH-2-630 | 630 | [4800.0, 120.0, 7.0, 0.1, 0.004] | 0 | 0 | [1200.0, 2000.0, 4800.0, 12000.0, 26000.0] | 0 | 0

## dtypes
| element | column | dtype
0 | bus | name | object
1 | bus | vn_kv | float64
2 | bus | type | object
3 | bus | zone | object
4 | bus | in_service | bool
5 | load | name | object
6 | load | bus | uint32
7 | load | p_mw | float64
8 | load | q_mvar | float64
9 | load | const_z_percent | float64
10 | load | const_i_percent | float64
11 | load | sn_mva | float64
12 | load | scaling | float64
13 | load | in_service | bool
14 | load | type | object
15 | ext_grid | name | object
16 | ext_grid | bus | uint32
17 | ext_grid | vm_pu | float64
18 | ext_grid | va_degree | float64
19 | ext_grid | slack_weight | float64
20 | ext_grid | in_service | bool
21 | line | name | object
22 | line | std_type | object
23 | line | from_bus | uint32
24 | line | to_bus | uint32
25 | line | length_km | float64
26 | line | r_ohm_per_km | float64
27 | line | x_ohm_per_km | float64
28 | line | c_nf_per_km | float64
29 | line | g_us_per_km | float64
30 | line | max_i_ka | float64
31 | line | df | float64
32 | line | parallel | uint32
33 | line | type | object
34 | line | in_service | bool
35 | trafo | name | object
36 | trafo | std_type | object
37 | trafo | hv_bus | uint32
38 | trafo | lv_bus | uint32
39 | trafo | sn_mva | float64
40 | trafo | vn_hv_kv | float64
41 | trafo | vn_lv_kv | float64
42 | trafo | vk_percent | float64
43 | trafo | vkr_percent | float64
44 | trafo | pfe_kw | float64
45 | trafo | i0_percent | float64
46 | trafo | shift_degree | float64
47 | trafo | tap_side | object
48 | trafo | tap_neutral | int32
49 | trafo | tap_min | int32
50 | trafo | tap_max | int32
51 | trafo | tap_step_percent | float64
52 | trafo | tap_step_degree | float64
53 | trafo | tap_pos | int32
54 | trafo | tap_phase_shifter | bool
55 | trafo | parallel | uint32
56 | trafo | df | float64
57 | trafo | in_service | bool
58 | line_geodata | coords | object
59 | bus_geodata | x | float64
60 | bus_geodata | y | float64
61 | bus_geodata | coords | object

## parameters
| version | format_version | converged | OPF_converged | name | f_hz | sn_mva
0 | 2.14.6 | 2.14.0 | FALSE | FALSE |  | 50 | 1