## bus
| name | vn_kv | type | zone | in_service
0 | bus_LV_3315-4_1_2_node_512 | 0.4 | n |  | TRUE
1 | bus_LV_3315-4_1_2_node_513 | 0.4 | n |  | TRUE
2 | bus_LV_3315-4_1_2_node_514 | 0.4 | n |  | TRUE
3 | bus_LV_3315-4_1_2_node_515 | 0.4 | n |  | TRUE
4 | bus_LV_3315-4_1_2_node_516 | 0.4 | n |  | TRUE
5 | bus_LV_3315-4_1_2_node_517 | 0.4 | n |  | TRUE
6 | bus_LV_3315-4_1_2_node_518 | 0.4 | n |  | TRUE
7 | bus_LV_3315-4_1_2_node_500 | 0.4 | n |  | TRUE
8 | bus_LV_3315-4_1_2_node_519 | 0.4 | n |  | TRUE
9 | bus_LV_3315-4_1_2_node_520 | 0.4 | n |  | TRUE
10 | bus_LV_3315-4_1_2_node_521 | 0.4 | n |  | TRUE
11 | bus_LV_3315-4_1_2_node_522 | 0.4 | n |  | TRUE
12 | bus_LV_3315-4_1_2_node_523 | 0.4 | n |  | TRUE
13 | bus_LV_3315-4_1_2_node_524 | 0.4 | n |  | TRUE
14 | bus_LV_3315-4_1_2_node_525 | 0.4 | n |  | TRUE
15 | bus_LV_3315-4_1_2_node_526 | 0.4 | n |  | TRUE
16 | bus_LV_3315-4_1_2_node_527 | 0.4 | n |  | TRUE
17 | bus_LV_3315-4_1_2_node_532 | 0.4 | n |  | TRUE
18 | bus_LV_3315-4_1_2_node_15 | 0.4 | n |  | TRUE
19 | bus_LV_3315-4_1_2_node_112 | 0.4 | n |  | TRUE
20 | bus_LV_3315-4_1_2_node_109 | 0.4 | n |  | TRUE
21 | bus_LV_3315-4_1_2_node_16 | 0.4 | n |  | TRUE
22 | bus_LV_3315-4_1_2_node_165 | 0.4 | n |  | TRUE
23 | bus_LV_3315-4_1_2_node_528 | 0.4 | n |  | TRUE
24 | bus_LV_3315-4_1_2_node_535 | 0.4 | n |  | TRUE
25 | bus_LV_3315-4_1_2_node_529 | 0.4 | n |  | TRUE
26 | bus_LV_3315-4_1_2_node_531 | 0.4 | n |  | TRUE
27 | bus_LV_3315-4_1_2_node_530 | 0.4 | n |  | TRUE
28 | bus_LV_3315-4_1_2_node_212 | 0.4 | n |  | TRUE
29 | bus_LV_3315-4_1_2_node_553 | 0.4 | n |  | TRUE
30 | bus_LV_3315-4_1_2_node_211 | 0.4 | n |  | TRUE
31 | bus_LV_3315-4_1_2_node_547 | 0.4 | n |  | TRUE
32 | bus_LV_3315-4_1_2_node_533 | 0.4 | n |  | TRUE
33 | bus_LV_3315-4_1_2_node_536 | 0.4 | n |  | TRUE
34 | bus_LV_3315-4_1_2_node_534 | 0.4 | n |  | TRUE
35 | bus_LV_3315-4_1_2_node_537 | 0.4 | n |  | TRUE
36 | bus_LV_3315-4_1_2_node_538 | 0.4 | n |  | TRUE
37 | bus_LV_3315-4_1_2_node_539 | 0.4 | n |  | TRUE
38 | bus_LV_3315-4_1_2_node_540 | 0.4 | n |  | TRUE
39 | bus_LV_3315-4_1_2_node_544 | 0.4 | n |  | TRUE
40 | bus_LV_3315-4_1_2_node_541 | 0.4 | n |  | TRUE
41 | bus_LV_3315-4_1_2_node_542 | 0.4 | n |  | TRUE
42 | bus_LV_3315-4_1_2_node_543 | 0.4 | n |  | TRUE
43 | bus_LV_3315-4_1_2_node_546 | 0.4 | n |  | TRUE
44 | bus_LV_3315-4_1_2_node_545 | 0.4 | n |  | TRUE
45 | bus_LV_3315-4_1_2_node_239 | 0.4 | n |  | TRUE
46 | bus_LV_3315-4_1_2_node_548 | 0.4 | n |  | TRUE
47 | bus_LV_3315-4_1_2_node_549 | 0.4 | n |  | TRUE
48 | bus_LV_3315-4_1_2_node_550 | 0.4 | n |  | TRUE
49 | bus_LV_3315-4_1_2_node_551 | 0.4 | n |  | TRUE
50 | bus_LV_3315-4_1_2_node_552 | 0.4 | n |  | TRUE
51 | bus_LV_3315-4_1_2_node_554 | 0.4 | n |  | TRUE
52 | bus_LV_3315-4_1_2_node_555 | 0.4 | n |  | TRUE
53 | bus_LV_3315-4_1_2_node_213 | 0.4 | n |  | TRUE
54 | bus_LV_3315-4_1_2_node_556 | 0.4 | n |  | TRUE
55 | bus_LV_3315-4_1_2_node_108 | 0.4 | n |  | TRUE
56 | bus_LV_3315-4_1_2_node_110 | 0.4 | n |  | TRUE
57 | bus_LV_3315-4_1_2_node_111 | 0.4 | n |  | TRUE
58 | bus_LV_3315-4_1_2_node_113 | 0.4 | n |  | TRUE
59 | bus_LV_3315-4_1_2_node_166 | 0.4 | n |  | TRUE
60 | bus_LV_3315-4_1_2_node_490 | 0.4 | n |  | TRUE
61 | bus_LV_3315-4_1_2_node_173 | 0.4 | n |  | TRUE
62 | bus_LV_3315-4_1_2_node_175 | 0.4 | n |  | TRUE
63 | bus_LV_3315-4_1_2_node_176 | 0.4 | n |  | TRUE
64 | bus_LV_3315-4_1_2_node_177 | 0.4 | n |  | TRUE
65 | bus_LV_3315-4_1_2_node_178 | 0.4 | n |  | TRUE
66 | bus_LV_3315-4_1_2_node_179 | 0.4 | n |  | TRUE
67 | bus_LV_3315-4_1_2_node_291 | 0.4 | n |  | TRUE
68 | bus_LV_3315-4_1_2_node_203 | 0.4 | n |  | TRUE
69 | bus_LV_3315-4_1_2_node_204 | 0.4 | n |  | TRUE
70 | bus_LV_3315-4_1_2_node_205 | 0.4 | n |  | TRUE
71 | bus_LV_3315-4_1_2_node_206 | 0.4 | n |  | TRUE
72 | bus_LV_3315-4_1_2_node_207 | 0.4 | n |  | TRUE
73 | bus_LV_3315-4_1_2_node_208 | 0.4 | n |  | TRUE
74 | bus_LV_3315-4_1_2_node_210 | 0.4 | n |  | TRUE
75 | bus_LV_3315-4_1_2_node_209 | 0.4 | n |  | TRUE
76 | bus_LV_3315-4_1_2_node_250 | 0.4 | n |  | TRUE
77 | bus_LV_3315-4_1_2_node_235 | 0.4 | n |  | TRUE
78 | bus_LV_3315-4_1_2_node_229 | 0.4 | n |  | TRUE
79 | bus_LV_3315-4_1_2_node_230 | 0.4 | n |  | TRUE
80 | bus_LV_3315-4_1_2_node_231 | 0.4 | n |  | TRUE
81 | bus_LV_3315-4_1_2_node_232 | 0.4 | n |  | TRUE
82 | bus_LV_3315-4_1_2_node_233 | 0.4 | n |  | TRUE
83 | bus_LV_3315-4_1_2_node_244 | 0.4 | n |  | TRUE
84 | bus_LV_3315-4_1_2_node_237 | 0.4 | n |  | TRUE
85 | bus_LV_3315-4_1_2_node_234 | 0.4 | n |  | TRUE
86 | bus_LV_3315-4_1_2_node_236 | 0.4 | n |  | TRUE
87 | bus_LV_3315-4_1_2_node_238 | 0.4 | n |  | TRUE
88 | bus_LV_3315-4_1_2_node_240 | 0.4 | n |  | TRUE
89 | bus_LV_3315-4_1_2_node_241 | 0.4 | n |  | TRUE
90 | bus_LV_3315-4_1_2_node_242 | 0.4 | n |  | TRUE
91 | bus_LV_3315-4_1_2_node_492 | 0.4 | n |  | TRUE
92 | bus_LV_3315-4_1_2_node_313 | 0.4 | n |  | TRUE
93 | bus_LV_3315-4_1_2_node_243 | 0.4 | n |  | TRUE
94 | bus_LV_3315-4_1_2_node_251 | 0.4 | n |  | TRUE
95 | bus_LV_3315-4_1_2_node_246 | 0.4 | n |  | TRUE
96 | bus_LV_3315-4_1_2_node_247 | 0.4 | n |  | TRUE
97 | bus_LV_3315-4_1_2_node_249 | 0.4 | n |  | TRUE
98 | bus_LV_3315-4_1_2_node_485 | 0.4 | n |  | TRUE
99 | bus_LV_3315-4_1_2_node_484 | 0.4 | n |  | TRUE
100 | bus_LV_3315-4_1_2_node_252 | 0.4 | n |  | TRUE
101 | bus_LV_3315-4_1_2_node_253 | 0.4 | n |  | TRUE
102 | bus_LV_3315-4_1_2_node_254 | 0.4 | n |  | TRUE
103 | bus_LV_3315-4_1_2_node_255 | 0.4 | n |  | TRUE
104 | bus_LV_3315-4_1_2_node_256 | 0.4 | n |  | TRUE
105 | bus_LV_3315-4_1_2_node_297 | 0.4 | n |  | TRUE
106 | bus_LV_3315-4_1_2_node_308 | 0.4 | n |  | TRUE
107 | bus_LV_3315-4_1_2_node_287 | 0.4 | n |  | TRUE
108 | bus_LV_3315-4_1_2_node_288 | 0.4 | n |  | TRUE
109 | bus_LV_3315-4_1_2_node_292 | 0.4 | n |  | TRUE
110 | bus_LV_3315-4_1_2_node_289 | 0.4 | n |  | TRUE
111 | bus_LV_3315-4_1_2_node_290 | 0.4 | n |  | TRUE
112 | bus_LV_3315-4_1_2_node_328 | 0.4 | n |  | TRUE
113 | bus_LV_3315-4_1_2_node_293 | 0.4 | n |  | TRUE
114 | bus_LV_3315-4_1_2_node_311 | 0.4 | n |  | TRUE
115 | bus_LV_3315-4_1_2_node_294 | 0.4 | n |  | TRUE
116 | bus_LV_3315-4_1_2_node_295 | 0.4 | n |  | TRUE
117 | bus_LV_3315-4_1_2_node_296 | 0.4 | n |  | TRUE
118 | bus_LV_3315-4_1_2_node_298 | 0.4 | n |  | TRUE
119 | bus_LV_3315-4_1_2_node_299 | 0.4 | n |  | TRUE
120 | bus_LV_3315-4_1_2_node_312 | 0.4 | n |  | TRUE
121 | bus_LV_3315-4_1_2_node_300 | 0.4 | n |  | TRUE
122 | bus_LV_3315-4_1_2_node_301 | 0.4 | n |  | TRUE
123 | bus_LV_3315-4_1_2_node_302 | 0.4 | n |  | TRUE
124 | bus_LV_3315-4_1_2_node_303 | 0.4 | n |  | TRUE
125 | bus_LV_3315-4_1_2_node_304 | 0.4 | n |  | TRUE
126 | bus_LV_3315-4_1_2_node_305 | 0.4 | n |  | TRUE
127 | bus_LV_3315-4_1_2_node_306 | 0.4 | n |  | TRUE
128 | bus_LV_3315-4_1_2_node_307 | 0.4 | n |  | TRUE
129 | bus_LV_3315-4_1_2_node_309 | 0.4 | n |  | TRUE
130 | bus_LV_3315-4_1_2_node_310 | 0.4 | n |  | TRUE
131 | bus_LV_3315-4_1_2_node_314 | 0.4 | n |  | TRUE
132 | bus_LV_3315-4_1_2_node_315 | 0.4 | n |  | TRUE
133 | bus_LV_3315-4_1_2_node_327 | 0.4 | n |  | TRUE
134 | bus_LV_3315-4_1_2_node_504 | 0.4 | n |  | TRUE
135 | bus_LV_3315-4_1_2_node_501 | 0.4 | n |  | TRUE
136 | bus_LV_3315-4_1_2_node_342 | 0.4 | n |  | TRUE
137 | bus_LV_3315-4_1_2_node_340 | 0.4 | n |  | TRUE
138 | bus_LV_3315-4_1_2_node_316 | 0.4 | n |  | TRUE
139 | bus_LV_3315-4_1_2_node_337 | 0.4 | n |  | TRUE
140 | bus_LV_3315-4_1_2_node_502 | 0.4 | n |  | TRUE
141 | bus_LV_3315-4_1_2_node_341 | 0.4 | n |  | TRUE
142 | bus_LV_3315-4_1_2_node_339 | 0.4 | n |  | TRUE
143 | bus_LV_3315-4_1_2_node_329 | 0.4 | n |  | TRUE
144 | bus_LV_3315-4_1_2_node_330 | 0.4 | n |  | TRUE
145 | bus_LV_3315-4_1_2_node_331 | 0.4 | n |  | TRUE
146 | bus_LV_3315-4_1_2_node_332 | 0.4 | n |  | TRUE
147 | bus_LV_3315-4_1_2_node_334 | 0.4 | n |  | TRUE
148 | bus_LV_3315-4_1_2_node_335 | 0.4 | n |  | TRUE
149 | bus_LV_3315-4_1_2_node_333 | 0.4 | n |  | TRUE
150 | bus_LV_3315-4_1_2_node_336 | 0.4 | n |  | TRUE
151 | bus_LV_3315-4_1_2_node_338 | 0.4 | n |  | TRUE
152 | bus_LV_3315-4_1_2_node_507 | 0.4 | n |  | TRUE
153 | bus_LV_3315-4_1_2_node_505 | 0.4 | n |  | TRUE
154 | bus_LV_3315-4_1_2_node_493 | 0.4 | n |  | TRUE
155 | bus_LV_3315-4_1_2_node_494 | 0.4 | n |  | TRUE
156 | bus_LV_3315-4_1_2_node_483 | 0.4 | n |  | TRUE
157 | bus_LV_3315-4_1_2_node_488 | 0.4 | n |  | TRUE
158 | bus_LV_3315-4_1_2_node_489 | 0.4 | n |  | TRUE
159 | bus_LV_3315-4_1_2_node_491 | 0.4 | n |  | TRUE
160 | bus_LV_3315-4_1_2_node_498 | 0.4 | n |  | TRUE
161 | bus_LV_3315-4_1_2_node_495 | 0.4 | n |  | TRUE
162 | bus_LV_3315-4_1_2_node_496 | 0.4 | n |  | TRUE
163 | bus_LV_3315-4_1_2_node_497 | 0.4 | n |  | TRUE
164 | bus_LV_3315-4_1_2_node_499 | 0.4 | n |  | TRUE
165 | bus_LV_3315-4_1_2_node_503 | 0.4 | n |  | TRUE
166 | bus_LV_3315-4_1_2_node_506 | 0.4 | n |  | TRUE
167 | bus_LV_3315-4_1_2_node_508 | 0.4 | n |  | TRUE
168 | bus_LV_3315-4_1_2_node_510 | 0.4 | n |  | TRUE
169 | bus_LV_3315-4_1_2_node_511 | 0.4 | n |  | TRUE
170 | bus_MV_20_1_node_37 | 20 | n |  | TRUE

## load
| name | bus | p_mw | q_mvar | const_z_percent | const_i_percent | sn_mva | scaling | in_service | type
0 | LV_3315-4_1_2_load_512 | 0 | 0.00062503 | 0.00015665 | 0 | 0 |  | 1 | TRUE | wye
1 | LV_3315-4_1_2_load_513 | 1 | 0.00061799 | 0.00015488 | 0 | 0 |  | 1 | TRUE | wye
2 | LV_3315-4_1_2_load_514 | 2 | 0.00027302 | 6.8425e-05 | 0 | 0 |  | 1 | TRUE | wye
3 | LV_3315-4_1_2_load_515 | 3 | 0.00055022 | 0.0001379 | 0 | 0 |  | 1 | TRUE | wye
4 | LV_3315-4_1_2_load_516 | 4 | 0.00084279 | 0.00021122 | 0 | 0 |  | 1 | TRUE | wye
5 | LV_3315-4_1_2_load_517 | 5 | 0.00063459 | 0.00015904 | 0 | 0 |  | 1 | TRUE | wye
6 | LV_3315-4_1_2_load_518 | 6 | 0.00047856 | 0.00011994 | 0 | 0 |  | 1 | TRUE | wye
7 | LV_3315-4_1_2_load_519 | 8 | 0.00040345 | 0.00010111 | 0 | 0 |  | 1 | TRUE | wye
8 | LV_3315-4_1_2_load_520 | 9 | 0.00051507 | 0.00012909 | 0 | 0 |  | 1 | TRUE | wye
9 | LV_3315-4_1_2_load_522 | 11 | 0.00018692 | 4.6846e-05 | 0 | 0 |  | 1 | TRUE | wye
10 | LV_3315-4_1_2_load_524 | 13 | 0.00018509 | 4.6387e-05 | 0 | 0 |  | 1 | TRUE | wye
11 | LV_3315-4_1_2_load_525 | 14 | 0.00062242 | 0.00015599 | 0 | 0 |  | 1 | TRUE | wye
12 | LV_3315-4_1_2_load_526 | 15 | 0.00022389 | 5.6112e-05 | 0 | 0 |  | 1 | TRUE | wye
13 | LV_3315-4_1_2_load_527 | 16 | 0.00035646 | 8.9336e-05 | 0 | 0 |  | 1 | TRUE | wye
14 | LV_3315-4_1_2_load_532 | 17 | 0.00040658 | 0.0001019 | 0 | 0 |  | 1 | TRUE | wye
15 | LV_3315-4_1_2_load_112 | 19 | 0.00041593 | 0.00010424 | 0 | 0 |  | 1 | TRUE | wye
16 | LV_3315-4_1_2_load_109 | 20 | 0.0001752 | 4.391e-05 | 0 | 0 |  | 1 | TRUE | wye
17 | LV_3315-4_1_2_load_165 | 22 | 0.00073311 | 0.00018374 | 0 | 0 |  | 1 | TRUE | wye
18 | LV_3315-4_1_2_load_528 | 23 | 0.00047821 | 0.00011985 | 0 | 0 |  | 1 | TRUE | wye
19 | LV_3315-4_1_2_load_535 | 24 | 0.00046738 | 0.00011714 | 0 | 0 |  | 1 | TRUE | wye
20 | LV_3315-4_1_2_load_531 | 26 | 0.00030845 | 7.7306e-05 | 0 | 0 |  | 1 | TRUE | wye
21 | LV_3315-4_1_2_load_212 | 28 | 0.00055849 | 0.00013997 | 0 | 0 |  | 1 | TRUE | wye
22 | LV_3315-4_1_2_load_553 | 29 | 0.00056617 | 0.0001419 | 0 | 0 |  | 1 | TRUE | wye
23 | LV_3315-4_1_2_load_547 | 31 | 0.00083992 | 0.0002105 | 0 | 0 |  | 1 | TRUE | wye
24 | LV_3315-4_1_2_load_536 | 33 | 0.00043025 | 0.00010783 | 0 | 0 |  | 1 | TRUE | wye
25 | LV_3315-4_1_2_load_534 | 34 | 0.00021864 | 5.4796e-05 | 0 | 0 |  | 1 | TRUE | wye
26 | LV_3315-4_1_2_load_537 | 35 | 0.00091048 | 0.00022819 | 0 | 0 |  | 1 | TRUE | wye
27 | LV_3315-4_1_2_load_538 | 36 | 0.001079 | 0.00027042 | 0 | 0 |  | 1 | TRUE | wye
28 | LV_3315-4_1_2_load_539 | 37 | 0.0010029 | 0.00025136 | 0 | 0 |  | 1 | TRUE | wye
29 | LV_3315-4_1_2_load_540 | 38 | 0.0011034 | 0.00027654 | 0 | 0 |  | 1 | TRUE | wye
30 | LV_3315-4_1_2_load_544 | 39 | 0.00094107 | 0.00023585 | 0 | 0 |  | 1 | TRUE | wye
31 | LV_3315-4_1_2_load_541 | 40 | 0.00035386 | 8.8686e-05 | 0 | 0 |  | 1 | TRUE | wye
32 | LV_3315-4_1_2_load_542 | 41 | 0.00082688 | 0.00020724 | 0 | 0 |  | 1 | TRUE | wye
33 | LV_3315-4_1_2_load_546 | 43 | 0.00095766 | 0.00024001 | 0 | 0 |  | 1 | TRUE | wye
34 | LV_3315-4_1_2_load_545 | 44 | 0.0013537 | 0.00033927 | 0 | 0 |  | 1 | TRUE | wye
35 | LV_3315-4_1_2_load_239 | 45 | 0.000613 | 0.00015363 | 0 | 0 |  | 1 | TRUE | wye
36 | LV_3315-4_1_2_load_548 | 46 | 0.0008566 | 0.00021468 | 0 | 0 |  | 1 | TRUE | wye
37 | LV_3315-4_1_2_load_549 | 47 | 0.00041939 | 0.00010511 | 0 | 0 |  | 1 | TRUE | wye
38 | LV_3315-4_1_2_load_550 | 48 | 0.00096239 | 0.0002412 | 0 | 0 |  | 1 | TRUE | wye
39 | LV_3315-4_1_2_load_551 | 49 | 0.00073986 | 0.00018543 | 0 | 0 |  | 1 | TRUE | wye
40 | LV_3315-4_1_2_load_552 | 50 | 0.0027252 | 0.000683 | 0 | 0 |  | 1 | TRUE | wye
41 | LV_3315-4_1_2_load_554 | 51 | 0.00062517 | 0.00015668 | 0 | 0 |  | 1 | TRUE | wye
42 | LV_3315-4_1_2_load_555 | 52 | 0.00051572 | 0.00012925 | 0 | 0 |  | 1 | TRUE | wye
43 | LV_3315-4_1_2_load_213 | 53 | 0.0003117 | 7.812e-05 | 0 | 0 |  | 1 | TRUE | wye
44 | LV_3315-4_1_2_load_556 | 54 | 0.00097177 | 0.00024355 | 0 | 0 |  | 1 | TRUE | wye
45 | LV_3315-4_1_2_load_108 | 55 | 0.00063616 | 0.00015944 | 0 | 0 |  | 1 | TRUE | wye
46 | LV_3315-4_1_2_load_110 | 56 | 0.00081198 | 0.0002035 | 0 | 0 |  | 1 | TRUE | wye
47 | LV_3315-4_1_2_load_113 | 58 | 0.00032118 | 8.0496e-05 | 0 | 0 |  | 1 | TRUE | wye
48 | LV_3315-4_1_2_load_166 | 59 | 0.0017481 | 0.0004381 | 0 | 0 |  | 1 | TRUE | wye
49 | LV_3315-4_1_2_load_173 | 61 | 0.011347 | 0.0028439 | 0 | 0 |  | 1 | TRUE | wye
50 | LV_3315-4_1_2_load_176 | 63 | 0.0042058 | 0.0010541 | 0 | 0 |  | 1 | TRUE | wye
51 | LV_3315-4_1_2_load_178 | 65 | 0.0024287 | 0.0006087 | 0 | 0 |  | 1 | TRUE | wye
52 | LV_3315-4_1_2_load_291 | 67 | 0.00060203 | 0.00015088 | 0 | 0 |  | 1 | TRUE | wye
53 | LV_3315-4_1_2_load_203 | 68 | 0.00031676 | 7.9387e-05 | 0 | 0 |  | 1 | TRUE | wye
54 | LV_3315-4_1_2_load_206 | 71 | 0.00027004 | 6.7678e-05 | 0 | 0 |  | 1 | TRUE | wye
55 | LV_3315-4_1_2_load_208 | 73 | 0.00045757 | 0.00011468 | 0 | 0 |  | 1 | TRUE | wye
56 | LV_3315-4_1_2_load_210 | 74 | 0.00024217 | 6.0694e-05 | 0 | 0 |  | 1 | TRUE | wye
57 | LV_3315-4_1_2_load_209 | 75 | 0.0013997 | 0.00035079 | 0 | 0 |  | 1 | TRUE | wye
58 | LV_3315-4_1_2_load_250 | 76 | 0.0011407 | 0.00028588 | 0 | 0 |  | 1 | TRUE | wye
59 | LV_3315-4_1_2_load_235 | 77 | 0.001067 | 0.00026743 | 0 | 0 |  | 1 | TRUE | wye
60 | LV_3315-4_1_2_load_229 | 78 | 0.0022115 | 0.00055424 | 0 | 0 |  | 1 | TRUE | wye
61 | LV_3315-4_1_2_load_231 | 80 | 0.0012847 | 0.00032199 | 0 | 0 |  | 1 | TRUE | wye
62 | LV_3315-4_1_2_load_232 | 81 | 0.0013799 | 0.00034583 | 0 | 0 |  | 1 | TRUE | wye
63 | LV_3315-4_1_2_load_233 | 82 | 0.00057941 | 0.00014521 | 0 | 0 |  | 1 | TRUE | wye
64 | LV_3315-4_1_2_load_244 | 83 | 0.00070827 | 0.00017751 | 0 | 0 |  | 1 | TRUE | wye
65 | LV_3315-4_1_2_load_234 | 85 | 0.00114 | 0.0002857 | 0 | 0 |  | 1 | TRUE | wye
66 | LV_3315-4_1_2_load_238 | 87 | 0.001178 | 0.00029524 | 0 | 0 |  | 1 | TRUE | wye
67 | LV_3315-4_1_2_load_241 | 89 | 0.00015974 | 4.0035e-05 | 0 | 0 |  | 1 | TRUE | wye
68 | LV_3315-4_1_2_load_242 | 90 | 0.0012036 | 0.00030164 | 0 | 0 |  | 1 | TRUE | wye
69 | LV_3315-4_1_2_load_492 | 91 | 0.00052918 | 0.00013262 | 0 | 0 |  | 1 | TRUE | wye
70 | LV_3315-4_1_2_load_243 | 93 | 0.00034638 | 8.6811e-05 | 0 | 0 |  | 1 | TRUE | wye
71 | LV_3315-4_1_2_load_251 | 94 | 0.0013786 | 0.0003455 | 0 | 0 |  | 1 | TRUE | wye
72 | LV_3315-4_1_2_load_247 | 96 | 0.0051456 | 0.0012896 | 0 | 0 |  | 1 | TRUE | wye
73 | LV_3315-4_1_2_load_249 | 97 | 0.0020281 | 0.00050828 | 0 | 0 |  | 1 | TRUE | wye
74 | LV_3315-4_1_2_load_485 | 98 | 0.00037625 | 9.4297e-05 | 0 | 0 |  | 1 | TRUE | wye
75 | LV_3315-4_1_2_load_252 | 100 | 0.00013997 | 3.5079e-05 | 0 | 0 |  | 1 | TRUE | wye
76 | LV_3315-4_1_2_load_253 | 101 | 0.00018815 | 4.7155e-05 | 0 | 0 |  | 1 | TRUE | wye
77 | LV_3315-4_1_2_load_255 | 103 | 0.00019337 | 4.8462e-05 | 0 | 0 |  | 1 | TRUE | wye
78 | LV_3315-4_1_2_load_256 | 104 | 0.00082554 | 0.0002069 | 0 | 0 |  | 1 | TRUE | wye
79 | LV_3315-4_1_2_load_297 | 105 | 0.00025078 | 6.2851e-05 | 0 | 0 |  | 1 | TRUE | wye
80 | LV_3315-4_1_2_load_308 | 106 | 0.0007425 | 0.00018609 | 0 | 0 |  | 1 | TRUE | wye
81 | LV_3315-4_1_2_load_287 | 107 | 0.0011626 | 0.00029137 | 0 | 0 |  | 1 | TRUE | wye
82 | LV_3315-4_1_2_load_289 | 110 | 0.00079613 | 0.00019953 | 0 | 0 |  | 1 | TRUE | wye
83 | LV_3315-4_1_2_load_290 | 111 | 0.00075416 | 0.00018901 | 0 | 0 |  | 1 | TRUE | wye
84 | LV_3315-4_1_2_load_328 | 112 | 0.0010122 | 0.00025369 | 0 | 0 |  | 1 | TRUE | wye
85 | LV_3315-4_1_2_load_293 | 113 | 0.0008744 | 0.00021914 | 0 | 0 |  | 1 | TRUE | wye
86 | LV_3315-4_1_2_load_311 | 114 | 7.3271e-05 | 1.8363e-05 | 0 | 0 |  | 1 | TRUE | wye
87 | LV_3315-4_1_2_load_294 | 115 | 0.00074573 | 0.0001869 | 0 | 0 |  | 1 | TRUE | wye
88 | LV_3315-4_1_2_load_295 | 116 | 0.00019654 | 4.9257e-05 | 0 | 0 |  | 1 | TRUE | wye
89 | LV_3315-4_1_2_load_296 | 117 | 0.00022181 | 5.5592e-05 | 0 | 0 |  | 1 | TRUE | wye
90 | LV_3315-4_1_2_load_298 | 118 | 0.00055572 | 0.00013928 | 0 | 0 |  | 1 | TRUE | wye
91 | LV_3315-4_1_2_load_299 | 119 | 0.00021843 | 5.4744e-05 | 0 | 0 |  | 1 | TRUE | wye
92 | LV_3315-4_1_2_load_300 | 121 | 0.00046453 | 0.00011642 | 0 | 0 |  | 1 | TRUE | wye
93 | LV_3315-4_1_2_load_301 | 122 | 0.00021782 | 5.4592e-05 | 0 | 0 |  | 1 | TRUE | wye
94 | LV_3315-4_1_2_load_303 | 124 | 0.00043389 | 0.00010874 | 0 | 0 |  | 1 | TRUE | wye
95 | LV_3315-4_1_2_load_304 | 125 | 0.0015055 | 0.00037731 | 0 | 0 |  | 1 | TRUE | wye
96 | LV_3315-4_1_2_load_305 | 126 | 0.0011187 | 0.00028037 | 0 | 0 |  | 1 | TRUE | wye
97 | LV_3315-4_1_2_load_306 | 127 | 0.00031349 | 7.8568e-05 | 0 | 0 |  | 1 | TRUE | wye
98 | LV_3315-4_1_2_load_309 | 129 | 0.00027617 | 6.9215e-05 | 0 | 0 |  | 1 | TRUE | wye
99 | LV_3315-4_1_2_load_504 | 134 | 0.00033321 | 8.3511e-05 | 0 | 0 |  | 1 | TRUE | wye
100 | LV_3315-4_1_2_load_501 | 135 | 0.00020634 | 5.1714e-05 | 0 | 0 |  | 1 | TRUE | wye
101 | LV_3315-4_1_2_load_340 | 137 | 0.00030789 | 7.7164e-05 | 0 | 0 |  | 1 | TRUE | wye
102 | LV_3315-4_1_2_load_337 | 139 | 0.0002685 | 6.7292e-05 | 0 | 0 |  | 1 | TRUE | wye
103 | LV_3315-4_1_2_load_341 | 141 | 0.0016054 | 0.00040236 | 0 | 0 |  | 1 | TRUE | wye
104 | LV_3315-4_1_2_load_339 | 142 | 0.01532 | 0.0038395 | 0 | 0 |  | 1 | TRUE | wye
105 | LV_3315-4_1_2_load_329 | 143 | 0.0023355 | 0.00058534 | 0 | 0 |  | 1 | TRUE | wye
106 | LV_3315-4_1_2_load_330 | 144 | 0.00044203 | 0.00011078 | 0 | 0 |  | 1 | TRUE | wye
107 | LV_3315-4_1_2_load_332 | 146 | 0.00075175 | 0.00018841 | 0 | 0 |  | 1 | TRUE | wye
108 | LV_3315-4_1_2_load_336 | 150 | 0.0013691 | 0.00034312 | 0 | 0 |  | 1 | TRUE | wye
109 | LV_3315-4_1_2_load_338 | 151 | 0.0013505 | 0.00033847 | 0 | 0 |  | 1 | TRUE | wye
110 | LV_3315-4_1_2_load_507 | 152 | 0.0015672 | 0.00039277 | 0 | 0 |  | 1 | TRUE | wye
111 | LV_3315-4_1_2_load_505 | 153 | 0.00077202 | 0.00019349 | 0 | 0 |  | 1 | TRUE | wye
112 | LV_3315-4_1_2_load_493 | 154 | 0.00082899 | 0.00020777 | 0 | 0 |  | 1 | TRUE | wye
113 | LV_3315-4_1_2_load_494 | 155 | 0.00094186 | 0.00023605 | 0 | 0 |  | 1 | TRUE | wye
114 | LV_3315-4_1_2_load_483 | 156 | 0.00040758 | 0.00010215 | 0 | 0 |  | 1 | TRUE | wye
115 | LV_3315-4_1_2_load_488 | 157 | 0.00046761 | 0.00011719 | 0 | 0 |  | 1 | TRUE | wye
116 | LV_3315-4_1_2_load_489 | 158 | 0.00057954 | 0.00014525 | 0 | 0 |  | 1 | TRUE | wye
117 | LV_3315-4_1_2_load_491 | 159 | 0.0012316 | 0.00030868 | 0 | 0 |  | 1 | TRUE | wye
118 | LV_3315-4_1_2_load_498 | 160 | 0.00068447 | 0.00017154 | 0 | 0 |  | 1 | TRUE | wye
119 | LV_3315-4_1_2_load_496 | 162 | 0.00075736 | 0.00018981 | 0 | 0 |  | 1 | TRUE | wye
120 | LV_3315-4_1_2_load_497 | 163 | 0.00034909 | 8.7489e-05 | 0 | 0 |  | 1 | TRUE | wye
121 | LV_3315-4_1_2_load_499 | 164 | 0.00090138 | 0.00022591 | 0 | 0 |  | 1 | TRUE | wye
122 | LV_3315-4_1_2_load_503 | 165 | 0.0013227 | 0.00033151 | 0 | 0 |  | 1 | TRUE | wye
123 | LV_3315-4_1_2_load_506 | 166 | 0.0021712 | 0.00054415 | 0 | 0 |  | 1 | TRUE | wye
124 | LV_3315-4_1_2_load_510 | 168 | 0.00085895 | 0.00021527 | 0 | 0 |  | 1 | TRUE | wye
125 | LV_3315-4_1_2_load_511 | 169 | 0.00040592 | 0.00010173 | 0 | 0 |  | 1 | TRUE | wye

## ext_grid
| name | bus | vm_pu | va_degree | slack_weight | in_service
0 |  | 115 | 1 | 0 | 1 | TRUE

## line
| name | std_type | from_bus | to_bus | length_km | r_ohm_per_km | x_ohm_per_km | c_nf_per_km | g_us_per_km | max_i_ka | df | parallel | type | in_service
0 | LV_3315-4_1_2_line_0 |  | 0 | 1 | 0.041675 | 0.125 | 0.08 | 261 | 0 | 0.364 | 1 | 1 | cs | TRUE
1 | LV_3315-4_1_2_line_1 |  | 0 | 2 | 0.011275 | 0.125 | 0.08 | 261 | 0 | 0.364 | 1 | 1 | cs | TRUE
2 | LV_3315-4_1_2_line_2 |  | 1 | 3 | 0.048393 | 0.125 | 0.08 | 261 | 0 | 0.364 | 1 | 1 | cs | TRUE
3 | LV_3315-4_1_2_line_3 |  | 2 | 4 | 0.021756 | 0.125 | 0.08 | 261 | 0 | 0.364 | 1 | 1 | cs | TRUE
4 | LV_3315-4_1_2_line_4 |  | 3 | 5 | 0.075708 | 0.125 | 0.08 | 261 | 0 | 0.364 | 1 | 1 | cs | TRUE
5 | LV_3315-4_1_2_line_5 |  | 5 | 6 | 0.0019942 | 0.125 | 0.08 | 261 | 0 | 0.364 | 1 | 1 | cs | TRUE
6 | LV_3315-4_1_2_line_6 |  | 6 | 7 | 0.010552 | 0.125 | 0.08 | 261 | 0 | 0.364 | 1 | 1 | cs | TRUE
7 | LV_3315-4_1_2_line_7 |  | 7 | 32 | 0.016553 | 0.125 | 0.08 | 261 | 0 | 0.364 | 1 | 1 | cs | TRUE
8 | LV_3315-4_1_2_line_8 |  | 7 | 163 | 0.011763 | 0.125 | 0.08 | 261 | 0 | 0.364 | 1 | 1 | cs | TRUE
9 | LV_3315-4_1_2_line_9 |  | 8 | 9 | 0.0041837 | 0.125 | 0.08 | 261 | 0 | 0.364 | 1 | 1 | cs | TRUE
10 | LV_3315-4_1_2_line_10 |  | 8 | 10 | 0.017657 | 0.125 | 0.08 | 261 | 0 | 0.364 | 1 | 1 | cs | TRUE
11 | LV_3315-4_1_2_line_11 |  | 9 | 11 | 0.0029233 | 0.125 | 0.08 | 261 | 0 | 0.364 | 1 | 1 | cs | TRUE
12 | LV_3315-4_1_2_line_12 |  | 10 | 12 | 0.017107 | 0.125 | 0.08 | 261 | 0 | 0.364 | 1 | 1 | cs | TRUE
13 | LV_3315-4_1_2_line_13 |  | 10 | 13 | 0.0018571 | 0.125 | 0.08 | 261 | 0 | 0.364 | 1 | 1 | cs | TRUE
14 | LV_3315-4_1_2_line_14 |  | 12 | 14 | 0.034022 | 0.125 | 0.08 | 261 | 0 | 0.364 | 1 | 1 | cs | TRUE
15 | LV_3315-4_1_2_line_15 |  | 12 | 15 | 0.0031153 | 0.125 | 0.08 | 261 | 0 | 0.364 | 1 | 1 | cs | TRUE
16 | LV_3315-4_1_2_line_16 |  | 13 | 16 | 0.010117 | 0.125 | 0.08 | 261 | 0 | 0.364 | 1 | 1 | cs | TRUE
17 | LV_3315-4_1_2_line_17 |  | 14 | 17 | 0.0038572 | 0.125 | 0.08 | 261 | 0 | 0.364 | 1 | 1 | cs | TRUE
18 | LV_3315-4_1_2_line_18 |  | 15 | 23 | 0.010386 | 0.125 | 0.08 | 261 | 0 | 0.364 | 1 | 1 | cs | TRUE
19 | LV_3315-4_1_2_line_19 |  | 16 | 24 | 0.026727 | 0.125 | 0.08 | 261 | 0 | 0.364 | 1 | 1 | cs | TRUE
20 | LV_3315-4_1_2_line_20 |  | 17 | 31 | 0.018767 | 0.125 | 0.08 | 261 | 0 | 0.364 | 1 | 1 | cs | TRUE
21 | LV_3315-4_1_2_line_21 |  | 18 | 19 | 0.024432 | 0.125 | 0.08 | 261 | 0 | 0.364 | 1 | 1 | cs | TRUE
22 | LV_3315-4_1_2_line_22 |  | 18 | 20 | 0.00091267 | 0.125 | 0.08 | 261 | 0 | 0.364 | 1 | 1 | cs | TRUE
23 | LV_3315-4_1_2_line_23 |  | 19 | 21 | 0.019429 | 0.125 | 0.08 | 261 | 0 | 0.364 | 1 | 1 | cs | TRUE
24 | LV_3315-4_1_2_line_24 |  | 20 | 55 | 0.022458 | 0.125 | 0.08 | 261 | 0 | 0.364 | 1 | 1 | cs | TRUE
25 | LV_3315-4_1_2_line_25 |  | 21 | 22 | 0.034484 | 0.125 | 0.08 | 261 | 0 | 0.364 | 1 | 1 | cs | TRUE
26 | LV_3315-4_1_2_line_26 |  | 22 | 59 | 0.0012113 | 0.125 | 0.08 | 261 | 0 | 0.364 | 1 | 1 | cs | TRUE
27 | LV_3315-4_1_2_line_27 |  | 23 | 25 | 0.013798 | 0.125 | 0.08 | 261 | 0 | 0.364 | 1 | 1 | cs | TRUE
28 | LV_3315-4_1_2_line_28 |  | 24 | 34 | 0.0045 | 0.125 | 0.08 | 261 | 0 | 0.364 | 1 | 1 | cs | TRUE
29 | LV_3315-4_1_2_line_29 |  | 25 | 26 | 0.01966 | 0.125 | 0.08 | 261 | 0 | 0.364 | 1 | 1 | cs | TRUE
30 | LV_3315-4_1_2_line_30 |  | 26 | 30 | 0.0024043 | 0.125 | 0.08 | 261 | 0 | 0.364 | 1 | 1 | cs | TRUE
31 | LV_3315-4_1_2_line_31 |  | 27 | 28 | 0.019365 | 0.125 | 0.08 | 261 | 0 | 0.364 | 1 | 1 | cs | TRUE
32 | LV_3315-4_1_2_line_32 |  | 27 | 29 | 0.009997 | 0.125 | 0.08 | 261 | 0 | 0.364 | 1 | 1 | cs | TRUE
33 | LV_3315-4_1_2_line_33 |  | 28 | 72 | 0.0098472 | 0.125 | 0.08 | 261 | 0 | 0.364 | 1 | 1 | cs | TRUE
34 | LV_3315-4_1_2_line_34 |  | 30 | 51 | 0.03896 | 0.125 | 0.08 | 261 | 0 | 0.364 | 1 | 1 | cs | TRUE
35 | LV_3315-4_1_2_line_35 |  | 30 | 72 | 0.016345 | 0.125 | 0.08 | 261 | 0 | 0.364 | 1 | 1 | cs | TRUE
36 | LV_3315-4_1_2_line_36 |  | 31 | 46 | 0.00045443 | 0.125 | 0.08 | 261 | 0 | 0.364 | 1 | 1 | cs | TRUE
37 | LV_3315-4_1_2_line_37 |  | 32 | 33 | 0.0099353 | 0.125 | 0.08 | 261 | 0 | 0.364 | 1 | 1 | cs | TRUE
38 | LV_3315-4_1_2_line_38 |  | 32 | 34 | 0.010311 | 0.125 | 0.08 | 261 | 0 | 0.364 | 1 | 1 | cs | TRUE
39 | LV_3315-4_1_2_line_39 |  | 33 | 35 | 0.010755 | 0.125 | 0.08 | 261 | 0 | 0.364 | 1 | 1 | cs | TRUE
40 | LV_3315-4_1_2_line_40 |  | 35 | 36 | 0.015709 | 0.125 | 0.08 | 261 | 0 | 0.364 | 1 | 1 | cs | TRUE
41 | LV_3315-4_1_2_line_41 |  | 36 | 37 | 0.0020186 | 0.125 | 0.08 | 261 | 0 | 0.364 | 1 | 1 | cs | TRUE
42 | LV_3315-4_1_2_line_42 |  | 37 | 38 | 0.015421 | 0.125 | 0.08 | 261 | 0 | 0.364 | 1 | 1 | cs | TRUE
43 | LV_3315-4_1_2_line_43 |  | 38 | 39 | 0.014398 | 0.125 | 0.08 | 261 | 0 | 0.364 | 1 | 1 | cs | TRUE
44 | LV_3315-4_1_2_line_44 |  | 39 | 44 | 0.0043821 | 0.125 | 0.08 | 261 | 0 | 0.364 | 1 | 1 | cs | TRUE
45 | LV_3315-4_1_2_line_45 |  | 40 | 41 | 0.0014223 | 0.125 | 0.08 | 261 | 0 | 0.364 | 1 | 1 | cs | TRUE
46 | LV_3315-4_1_2_line_46 |  | 41 | 42 | 0.010534 | 0.125 | 0.08 | 261 | 0 | 0.364 | 1 | 1 | cs | TRUE
47 | LV_3315-4_1_2_line_47 |  | 42 | 43 | 0.036123 | 0.125 | 0.08 | 261 | 0 | 0.364 | 1 | 1 | cs | TRUE
48 | LV_3315-4_1_2_line_48 |  | 42 | 44 | 0.0080172 | 0.125 | 0.08 | 261 | 0 | 0.364 | 1 | 1 | cs | TRUE
49 | LV_3315-4_1_2_line_49 |  | 43 | 45 | 0.016588 | 0.125 | 0.08 | 261 | 0 | 0.364 | 1 | 1 | cs | TRUE
50 | LV_3315-4_1_2_line_50 |  | 45 | 87 | 0.018667 | 0.125 | 0.08 | 261 | 0 | 0.364 | 1 | 1 | cs | TRUE
51 | LV_3315-4_1_2_line_51 |  | 46 | 47 | 0.0089234 | 0.125 | 0.08 | 261 | 0 | 0.364 | 1 | 1 | cs | TRUE
52 | LV_3315-4_1_2_line_52 |  | 47 | 48 | 0.012946 | 0.125 | 0.08 | 261 | 0 | 0.364 | 1 | 1 | cs | TRUE
53 | LV_3315-4_1_2_line_53 |  | 48 | 49 | 0.0019724 | 0.125 | 0.08 | 261 | 0 | 0.364 | 1 | 1 | cs | TRUE
54 | LV_3315-4_1_2_line_54 |  | 49 | 50 | 0.0052049 | 0.125 | 0.08 | 261 | 0 | 0.364 | 1 | 1 | cs | TRUE
55 | LV_3315-4_1_2_line_55 |  | 52 | 53 | 0.055363 | 0.125 | 0.08 | 261 | 0 | 0.364 | 1 | 1 | cs | TRUE
56 | LV_3315-4_1_2_line_56 |  | 52 | 54 | 0.046346 | 0.125 | 0.08 | 261 | 0 | 0.364 | 1 | 1 | cs | TRUE
57 | LV_3315-4_1_2_line_57 |  | 53 | 73 | 0.080314 | 0.125 | 0.08 | 261 | 0 | 0.364 | 1 | 1 | cs | TRUE
58 | LV_3315-4_1_2_line_58 |  | 55 | 56 | 0.015177 | 0.125 | 0.08 | 261 | 0 | 0.364 | 1 | 1 | cs | TRUE
59 | LV_3315-4_1_2_line_59 |  | 56 | 57 | 0.0051702 | 0.125 | 0.08 | 261 | 0 | 0.364 | 1 | 1 | cs | TRUE
60 | LV_3315-4_1_2_line_60 |  | 57 | 58 | 0.015255 | 0.125 | 0.08 | 261 | 0 | 0.364 | 1 | 1 | cs | TRUE
61 | LV_3315-4_1_2_line_61 |  | 59 | 60 | 0.15269 | 0.125 | 0.08 | 261 | 0 | 0.364 | 1 | 1 | cs | TRUE
62 | LV_3315-4_1_2_line_62 |  | 60 | 91 | 0.058107 | 0.125 | 0.08 | 261 | 0 | 0.364 | 1 | 1 | cs | TRUE
63 | LV_3315-4_1_2_line_63 |  | 60 | 157 | 0.10825 | 0.125 | 0.08 | 261 | 0 | 0.364 | 1 | 1 | cs | TRUE
64 | LV_3315-4_1_2_line_64 |  | 61 | 62 | 0.046058 | 0.125 | 0.08 | 261 | 0 | 0.364 | 1 | 1 | cs | TRUE
65 | LV_3315-4_1_2_line_65 |  | 62 | 63 | 0.030013 | 0.125 | 0.08 | 261 | 0 | 0.364 | 1 | 1 | cs | TRUE
66 | LV_3315-4_1_2_line_66 |  | 62 | 64 | 0.032607 | 0.125 | 0.08 | 261 | 0 | 0.364 | 1 | 1 | cs | TRUE
67 | LV_3315-4_1_2_line_67 |  | 64 | 65 | 0.02414 | 0.125 | 0.08 | 261 | 0 | 0.364 | 1 | 1 | cs | TRUE
68 | LV_3315-4_1_2_line_68 |  | 64 | 66 | 0.10862 | 0.125 | 0.08 | 261 | 0 | 0.364 | 1 | 1 | cs | TRUE
69 | LV_3315-4_1_2_line_69 |  | 66 | 67 | 0.045647 | 0.125 | 0.08 | 261 | 0 | 0.364 | 1 | 1 | cs | TRUE
70 | LV_3315-4_1_2_line_70 |  | 67 | 111 | 0.010543 | 0.125 | 0.08 | 261 | 0 | 0.364 | 1 | 1 | cs | TRUE
71 | LV_3315-4_1_2_line_71 |  | 68 | 69 | 0.12814 | 0.125 | 0.08 | 261 | 0 | 0.364 | 1 | 1 | cs | TRUE
72 | LV_3315-4_1_2_line_72 |  | 68 | 70 | 0.16556 | 0.125 | 0.08 | 261 | 0 | 0.364 | 1 | 1 | cs | TRUE
73 | LV_3315-4_1_2_line_73 |  | 69 | 71 | 0.095857 | 0.125 | 0.08 | 261 | 0 | 0.364 | 1 | 1 | cs | TRUE
74 | LV_3315-4_1_2_line_74 |  | 70 | 72 | 0.036585 | 0.125 | 0.08 | 261 | 0 | 0.364 | 1 | 1 | cs | TRUE
75 | LV_3315-4_1_2_line_75 |  | 70 | 73 | 0.024211 | 0.125 | 0.08 | 261 | 0 | 0.364 | 1 | 1 | cs | TRUE
76 | LV_3315-4_1_2_line_76 |  | 71 | 74 | 0.0059139 | 0.125 | 0.08 | 261 | 0 | 0.364 | 1 | 1 | cs | TRUE
77 | LV_3315-4_1_2_line_77 |  | 75 | 76 | 0.22074 | 0.125 | 0.08 | 261 | 0 | 0.364 | 1 | 1 | cs | TRUE
78 | LV_3315-4_1_2_line_78 |  | 75 | 77 | 0.23664 | 0.125 | 0.08 | 261 | 0 | 0.364 | 1 | 1 | cs | TRUE
79 | LV_3315-4_1_2_line_79 |  | 76 | 95 | 0.15846 | 0.125 | 0.08 | 261 | 0 | 0.364 | 1 | 1 | cs | TRUE
80 | LV_3315-4_1_2_line_80 |  | 77 | 85 | 0.017315 | 0.125 | 0.08 | 261 | 0 | 0.364 | 1 | 1 | cs | TRUE
81 | LV_3315-4_1_2_line_81 |  | 78 | 79 | 0.027611 | 0.125 | 0.08 | 261 | 0 | 0.364 | 1 | 1 | cs | TRUE
82 | LV_3315-4_1_2_line_82 |  | 78 | 80 | 0.011397 | 0.125 | 0.08 | 261 | 0 | 0.364 | 1 | 1 | cs | TRUE
83 | LV_3315-4_1_2_line_83 |  | 79 | 81 | 0.086172 | 0.125 | 0.08 | 261 | 0 | 0.364 | 1 | 1 | cs | TRUE
84 | LV_3315-4_1_2_line_84 |  | 79 | 82 | 0.014868 | 0.125 | 0.08 | 261 | 0 | 0.364 | 1 | 1 | cs | TRUE
85 | LV_3315-4_1_2_line_85 |  | 81 | 83 | 0.43921 | 0.125 | 0.08 | 261 | 0 | 0.364 | 1 | 1 | cs | TRUE
86 | LV_3315-4_1_2_line_86 |  | 82 | 84 | 0.19005 | 0.125 | 0.08 | 261 | 0 | 0.364 | 1 | 1 | cs | TRUE
87 | LV_3315-4_1_2_line_87 |  | 84 | 86 | 0.019921 | 0.125 | 0.08 | 261 | 0 | 0.364 | 1 | 1 | cs | TRUE
88 | LV_3315-4_1_2_line_88 |  | 85 | 86 | 0.026988 | 0.125 | 0.08 | 261 | 0 | 0.364 | 1 | 1 | cs | TRUE
89 | LV_3315-4_1_2_line_89 |  | 86 | 87 | 0.14118 | 0.125 | 0.08 | 261 | 0 | 0.364 | 1 | 1 | cs | TRUE
90 | LV_3315-4_1_2_line_90 |  | 88 | 89 | 0.0086843 | 0.125 | 0.08 | 261 | 0 | 0.364 | 1 | 1 | cs | TRUE
91 | LV_3315-4_1_2_line_91 |  | 88 | 90 | 0.074897 | 0.125 | 0.08 | 261 | 0 | 0.364 | 1 | 1 | cs | TRUE
92 | LV_3315-4_1_2_line_92 |  | 89 | 91 | 0.00086707 | 0.125 | 0.08 | 261 | 0 | 0.364 | 1 | 1 | cs | TRUE
93 | LV_3315-4_1_2_line_93 |  | 90 | 92 | 0.024286 | 0.125 | 0.08 | 261 | 0 | 0.364 | 1 | 1 | cs | TRUE
94 | LV_3315-4_1_2_line_94 |  | 92 | 133 | 0.012257 | 0.125 | 0.08 | 261 | 0 | 0.364 | 1 | 1 | cs | TRUE
95 | LV_3315-4_1_2_line_95 |  | 93 | 94 | 0.089052 | 0.125 | 0.08 | 261 | 0 | 0.364 | 1 | 1 | cs | TRUE
96 | LV_3315-4_1_2_line_96 |  | 94 | 99 | 0.1401 | 0.125 | 0.08 | 261 | 0 | 0.364 | 1 | 1 | cs | TRUE
97 | LV_3315-4_1_2_line_97 |  | 94 | 96 | 0.029232 | 0.125 | 0.08 | 261 | 0 | 0.364 | 1 | 1 | cs | TRUE
98 | LV_3315-4_1_2_line_98 |  | 95 | 96 | 0.029864 | 0.125 | 0.08 | 261 | 0 | 0.364 | 1 | 1 | cs | TRUE
99 | LV_3315-4_1_2_line_99 |  | 97 | 98 | 0.12553 | 0.125 | 0.08 | 261 | 0 | 0.364 | 1 | 1 | cs | TRUE
100 | LV_3315-4_1_2_line_100 |  | 98 | 99 | 0.15151 | 0.125 | 0.08 | 261 | 0 | 0.364 | 1 | 1 | cs | TRUE
101 | LV_3315-4_1_2_line_101 |  | 99 | 156 | 0.069036 | 0.125 | 0.08 | 261 | 0 | 0.364 | 1 | 1 | cs | TRUE
102 | LV_3315-4_1_2_line_102 |  | 100 | 101 | 0.066228 | 0.125 | 0.08 | 261 | 0 | 0.364 | 1 | 1 | cs | TRUE
103 | LV_3315-4_1_2_line_103 |  | 101 | 102 | 0.016316 | 0.125 | 0.08 | 261 | 0 | 0.364 | 1 | 1 | cs | TRUE
104 | LV_3315-4_1_2_line_104 |  | 102 | 103 | 0.055154 | 0.125 | 0.08 | 261 | 0 | 0.364 | 1 | 1 | cs | TRUE
105 | LV_3315-4_1_2_line_105 |  | 102 | 104 | 0.021305 | 0.125 | 0.08 | 261 | 0 | 0.364 | 1 | 1 | cs | TRUE
106 | LV_3315-4_1_2_line_106 |  | 103 | 105 | 0.0078975 | 0.125 | 0.08 | 261 | 0 | 0.364 | 1 | 1 | cs | TRUE
107 | LV_3315-4_1_2_line_107 |  | 104 | 106 | 0.024385 | 0.125 | 0.08 | 261 | 0 | 0.364 | 1 | 1 | cs | TRUE
108 | LV_3315-4_1_2_line_108 |  | 105 | 116 | 0.086196 | 0.125 | 0.08 | 261 | 0 | 0.364 | 1 | 1 | cs | TRUE
109 | LV_3315-4_1_2_line_109 |  | 106 | 128 | 0.026509 | 0.125 | 0.08 | 261 | 0 | 0.364 | 1 | 1 | cs | TRUE
110 | LV_3315-4_1_2_line_110 |  | 107 | 108 | 0.018524 | 0.125 | 0.08 | 261 | 0 | 0.364 | 1 | 1 | cs | TRUE
111 | LV_3315-4_1_2_line_111 |  | 107 | 109 | 0.18457 | 0.125 | 0.08 | 261 | 0 | 0.364 | 1 | 1 | cs | TRUE
112 | LV_3315-4_1_2_line_112 |  | 108 | 110 | 0.023872 | 0.125 | 0.08 | 261 | 0 | 0.364 | 1 | 1 | cs | TRUE
113 | LV_3315-4_1_2_line_113 |  | 108 | 111 | 0.17828 | 0.125 | 0.08 | 261 | 0 | 0.364 | 1 | 1 | cs | TRUE
114 | LV_3315-4_1_2_line_114 |  | 109 | 113 | 0.036101 | 0.125 | 0.08 | 261 | 0 | 0.364 | 1 | 1 | cs | TRUE
115 | LV_3315-4_1_2_line_115 |  | 109 | 114 | 0.18601 | 0.125 | 0.08 | 261 | 0 | 0.364 | 1 | 1 | cs | TRUE
116 | LV_3315-4_1_2_line_116 |  | 110 | 112 | 0.17814 | 0.125 | 0.08 | 261 | 0 | 0.364 | 1 | 1 | cs | TRUE
117 | LV_3315-4_1_2_line_117 |  | 114 | 130 | 0.1261 | 0.125 | 0.08 | 261 | 0 | 0.364 | 1 | 1 | cs | TRUE
118 | LV_3315-4_1_2_line_118 |  | 115 | 116 | 0.01344 | 0.125 | 0.08 | 261 | 0 | 0.364 | 1 | 1 | cs | TRUE
119 | LV_3315-4_1_2_line_119 |  | 115 | 117 | 0.012052 | 0.125 | 0.08 | 261 | 0 | 0.364 | 1 | 1 | cs | TRUE
120 | LV_3315-4_1_2_line_120 |  | 117 | 118 | 0.010241 | 0.125 | 0.08 | 261 | 0 | 0.364 | 1 | 1 | cs | TRUE
121 | LV_3315-4_1_2_line_121 |  | 118 | 119 | 0.010526 | 0.125 | 0.08 | 261 | 0 | 0.364 | 1 | 1 | cs | TRUE
122 | LV_3315-4_1_2_line_122 |  | 119 | 120 | 0.024664 | 0.125 | 0.08 | 261 | 0 | 0.364 | 1 | 1 | cs | TRUE
123 | LV_3315-4_1_2_line_123 |  | 120 | 131 | 0.027912 | 0.125 | 0.08 | 261 | 0 | 0.364 | 1 | 1 | cs | TRUE
124 | LV_3315-4_1_2_line_124 |  | 120 | 132 | 0.056205 | 0.125 | 0.08 | 261 | 0 | 0.364 | 1 | 1 | cs | TRUE
125 | LV_3315-4_1_2_line_125 |  | 121 | 122 | 0.047692 | 0.125 | 0.08 | 261 | 0 | 0.364 | 1 | 1 | cs | TRUE
126 | LV_3315-4_1_2_line_126 |  | 122 | 123 | 0.034313 | 0.125 | 0.08 | 261 | 0 | 0.364 | 1 | 1 | cs | TRUE
127 | LV_3315-4_1_2_line_127 |  | 123 | 124 | 0.011406 | 0.125 | 0.08 | 261 | 0 | 0.364 | 1 | 1 | cs | TRUE
128 | LV_3315-4_1_2_line_128 |  | 123 | 125 | 0.027245 | 0.125 | 0.08 | 261 | 0 | 0.364 | 1 | 1 | cs | TRUE
129 | LV_3315-4_1_2_line_129 |  | 125 | 126 | 0.0030386 | 0.125 | 0.08 | 261 | 0 | 0.364 | 1 | 1 | cs | TRUE
130 | LV_3315-4_1_2_line_130 |  | 126 | 127 | 0.013525 | 0.125 | 0.08 | 261 | 0 | 0.364 | 1 | 1 | cs | TRUE
131 | LV_3315-4_1_2_line_131 |  | 127 | 128 | 0.0095564 | 0.125 | 0.08 | 261 | 0 | 0.364 | 1 | 1 | cs | TRUE
132 | LV_3315-4_1_2_line_132 |  | 128 | 129 | 0.089356 | 0.125 | 0.08 | 261 | 0 | 0.364 | 1 | 1 | cs | TRUE
133 | LV_3315-4_1_2_line_133 |  | 129 | 130 | 0.035715 | 0.125 | 0.08 | 261 | 0 | 0.364 | 1 | 1 | cs | TRUE
134 | LV_3315-4_1_2_line_134 |  | 131 | 134 | 0.021227 | 0.125 | 0.08 | 261 | 0 | 0.364 | 1 | 1 | cs | TRUE
135 | LV_3315-4_1_2_line_135 |  | 131 | 135 | 0.0091187 | 0.125 | 0.08 | 261 | 0 | 0.364 | 1 | 1 | cs | TRUE
136 | LV_3315-4_1_2_line_136 |  | 132 | 136 | 0.01096 | 0.125 | 0.08 | 261 | 0 | 0.364 | 1 | 1 | cs | TRUE
137 | LV_3315-4_1_2_line_137 |  | 132 | 137 | 0.023822 | 0.125 | 0.08 | 261 | 0 | 0.364 | 1 | 1 | cs | TRUE
138 | LV_3315-4_1_2_line_138 |  | 133 | 141 | 0.10048 | 0.125 | 0.08 | 261 | 0 | 0.364 | 1 | 1 | cs | TRUE
139 | LV_3315-4_1_2_line_139 |  | 133 | 142 | 0.032539 | 0.125 | 0.08 | 261 | 0 | 0.364 | 1 | 1 | cs | TRUE
140 | LV_3315-4_1_2_line_140 |  | 135 | 140 | 0.025509 | 0.125 | 0.08 | 261 | 0 | 0.364 | 1 | 1 | cs | TRUE
141 | LV_3315-4_1_2_line_141 |  | 136 | 154 | 0.03005 | 0.125 | 0.08 | 261 | 0 | 0.364 | 1 | 1 | cs | TRUE
142 | LV_3315-4_1_2_line_142 |  | 136 | 155 | 0.013515 | 0.125 | 0.08 | 261 | 0 | 0.364 | 1 | 1 | cs | TRUE
143 | LV_3315-4_1_2_line_143 |  | 137 | 142 | 0.056958 | 0.125 | 0.08 | 261 | 0 | 0.364 | 1 | 1 | cs | TRUE
144 | LV_3315-4_1_2_line_144 |  | 138 | 139 | 0.016613 | 0.125 | 0.08 | 261 | 0 | 0.364 | 1 | 1 | cs | TRUE
145 | LV_3315-4_1_2_line_145 |  | 138 | 140 | 0.022483 | 0.125 | 0.08 | 261 | 0 | 0.364 | 1 | 1 | cs | TRUE
146 | LV_3315-4_1_2_line_146 |  | 139 | 147 | 0.0394 | 0.125 | 0.08 | 261 | 0 | 0.364 | 1 | 1 | cs | TRUE
147 | LV_3315-4_1_2_line_147 |  | 140 | 165 | 0.016622 | 0.125 | 0.08 | 261 | 0 | 0.364 | 1 | 1 | cs | TRUE
148 | LV_3315-4_1_2_line_148 |  | 143 | 144 | 0.010927 | 0.125 | 0.08 | 261 | 0 | 0.364 | 1 | 1 | cs | TRUE
149 | LV_3315-4_1_2_line_149 |  | 143 | 145 | 0.022668 | 0.125 | 0.08 | 261 | 0 | 0.364 | 1 | 1 | cs | TRUE
150 | LV_3315-4_1_2_line_150 |  | 144 | 146 | 0.0078785 | 0.125 | 0.08 | 261 | 0 | 0.364 | 1 | 1 | cs | TRUE
151 | LV_3315-4_1_2_line_151 |  | 145 | 147 | 0.056203 | 0.125 | 0.08 | 261 | 0 | 0.364 | 1 | 1 | cs | TRUE
152 | LV_3315-4_1_2_line_152 |  | 146 | 148 | 0.0048046 | 0.125 | 0.08 | 261 | 0 | 0.364 | 1 | 1 | cs | TRUE
153 | LV_3315-4_1_2_line_153 |  | 147 | 151 | 0.02566 | 0.125 | 0.08 | 261 | 0 | 0.364 | 1 | 1 | cs | TRUE
154 | LV_3315-4_1_2_line_154 |  | 148 | 152 | 0.0079525 | 0.125 | 0.08 | 261 | 0 | 0.364 | 1 | 1 | cs | TRUE
155 | LV_3315-4_1_2_line_155 |  | 148 | 149 | 0.029207 | 0.125 | 0.08 | 261 | 0 | 0.364 | 1 | 1 | cs | TRUE
156 | LV_3315-4_1_2_line_156 |  | 149 | 150 | 0.019103 | 0.125 | 0.08 | 261 | 0 | 0.364 | 1 | 1 | cs | TRUE
157 | LV_3315-4_1_2_line_157 |  | 151 | 153 | 0.028874 | 0.125 | 0.08 | 261 | 0 | 0.364 | 1 | 1 | cs | TRUE
158 | LV_3315-4_1_2_line_158 |  | 152 | 166 | 0.017975 | 0.125 | 0.08 | 261 | 0 | 0.364 | 1 | 1 | cs | TRUE
159 | LV_3315-4_1_2_line_159 |  | 154 | 160 | 0.023523 | 0.125 | 0.08 | 261 | 0 | 0.364 | 1 | 1 | cs | TRUE
160 | LV_3315-4_1_2_line_160 |  | 155 | 161 | 0.028399 | 0.125 | 0.08 | 261 | 0 | 0.364 | 1 | 1 | cs | TRUE
161 | LV_3315-4_1_2_line_161 |  | 157 | 158 | 0.008805 | 0.125 | 0.08 | 261 | 0 | 0.364 | 1 | 1 | cs | TRUE
162 | LV_3315-4_1_2_line_162 |  | 158 | 159 | 0.0016575 | 0.125 | 0.08 | 261 | 0 | 0.364 | 1 | 1 | cs | TRUE
163 | LV_3315-4_1_2_line_163 |  | 161 | 162 | 0.012245 | 0.125 | 0.08 | 261 | 0 | 0.364 | 1 | 1 | cs | TRUE
164 | LV_3315-4_1_2_line_164 |  | 161 | 163 | 0.021188 | 0.125 | 0.08 | 261 | 0 | 0.364 | 1 | 1 | cs | TRUE
165 | LV_3315-4_1_2_line_165 |  | 162 | 164 | 0.018046 | 0.125 | 0.08 | 261 | 0 | 0.364 | 1 | 1 | cs | TRUE
166 | LV_3315-4_1_2_line_166 |  | 166 | 167 | 0.036258 | 0.125 | 0.08 | 261 | 0 | 0.364 | 1 | 1 | cs | TRUE
167 | LV_3315-4_1_2_line_167 |  | 167 | 168 | 0.024996 | 0.125 | 0.08 | 261 | 0 | 0.364 | 1 | 1 | cs | TRUE
168 | LV_3315-4_1_2_line_168 |  | 168 | 169 | 0.0029426 | 0.125 | 0.08 | 261 | 0 | 0.364 | 1 | 1 | cs | TRUE

## trafo
| name | std_type | hv_bus | lv_bus | sn_mva | vn_hv_kv | vn_lv_kv | vk_percent | vkr_percent | pfe_kw | i0_percent | shift_degree | tap_side | tap_neutral | tap_min | tap_max | tap_step_percent | tap_step_degree | tap_pos | tap_phase_shifter | parallel | df | in_service
0 | LV_3315-4_1_2_trafo_294 | 0.63 MVA 20/0.4 kV | 170 | 115 | 0.63 | 20 | 0.4 | 6 | 1.206 | 1.65 | 0.2619 | 150 | hv | 0 | -2 | 2 | 2.5 | 0 | 0 | FALSE | 1 | 1 | TRUE

## line_geodata
| x0 | y0 | x1 | y1 | x2 | y2 | x3 | y3 | x4 | y4 | x5 | y5 | x6 | y6 | x7 | y7 | x8 | y8 | x9 | y9 | x10 | y10 | x11 | y11 | x12 | y12 | x13 | y13 | x14 | y14 | x15 | y15
0 | 2722678.061 | 1225840.4432 | 2722672.7222 | 1225848.4405 | 2722668.961 | 1225853.2224 | 2722664.4053 | 1225857.1872 | 2722654.9141 | 1225863.6856 | 2722649.3345 | 1225868.0296 | 2722648.1341 | 1225868.6736
1 | 2722678.061 | 1225840.4432 | 2722684.3211 | 1225831.0657
2 | 2722648.1341 | 1225868.6736 | 2722644.6035 | 1225870.5675 | 2722640.4957 | 1225872.3064 | 2722633.1186 | 1225875.2012 | 2722627.3303 | 1225879.7411 | 2722623.1514 | 1225884.9257 | 2722619.7785 | 1225890.7386 | 2722618.0563 | 1225895.5626 | 2722616.5351 | 1225900.2016 | 2722616.0406 | 1225901.3615
3 | 2722694.6145 | 1225812.3965 | 2722693.0432 | 1225819.4586 | 2722689.2811 | 1225824.6518 | 2722684.4748 | 1225830.8355 | 2722684.3211 | 1225831.0657
4 | 2722616.0406 | 1225901.3615 | 2722615.2522 | 1225903.2109 | 2722614.3784 | 1225906.2397 | 2722611.6747 | 1225909.0196 | 2722608.0637 | 1225916.4511 | 2722603.8172 | 1225925.2817 | 2722600.7877 | 1225933.9373 | 2722598.0922 | 1225946.2471 | 2722597.7412 | 1225963.2757 | 2722598.4742 | 1225973.0501
5 | 2722598.4742 | 1225973.0501 | 2722598.6233 | 1225975.0387
6 | 2722599.4124 | 1225985.5612 | 2722598.6233 | 1225975.0387
7 | 2722615.9059 | 1225984.0331 | 2722612.7972 | 1225984.7585 | 2722599.4124 | 1225985.5612
8 | 2722599.4124 | 1225985.5612 | 2722592.1619 | 1225986.001 | 2722587.704 | 1225986.6103
9 | 2722674.4781 | 1225949.3126 | 2722678.3454 | 1225947.7166
10 | 2722665.0607 | 1225963.9968 | 2722669.9466 | 1225953.9451 | 2722674.4781 | 1225949.3126 | 2722674.4781 | 1225949.3126
11 | 2722681.0476 | 1225946.6014 | 2722678.3454 | 1225947.7166
12 | 2722665.0607 | 1225963.9968 | 2722669.5452 | 1225963.1107 | 2722681.9893 | 1225961.2324
13 | 2722665.0607 | 1225963.9968 | 2722663.2393 | 1225964.3592
14 | 2722681.9893 | 1225961.2324 | 2722683.7199 | 1225995.2108
15 | 2722681.9893 | 1225961.2324 | 2722685.0444 | 1225960.6229
16 | 2722653.46 | 1225966.8244 | 2722656.1981 | 1225965.76 | 2722663.2393 | 1225964.3592
17 | 2722683.9161 | 1225999.063 | 2722683.7199 | 1225995.2108
18 | 2722685.0444 | 1225960.6229 | 2722695.2293 | 1225958.5909
19 | 2722629.469 | 1225978.4551 | 2722642.8058 | 1225970.9659 | 2722653.46 | 1225966.8244
20 | 2722684.8707 | 1226017.8057 | 2722683.9161 | 1225999.063
21 | 2722282.7555 | 1226398.3632 | 2722281.4645 | 1226395.8792 | 2722281.2318 | 1226393.1834 | 2722284.6641 | 1226380.0323 | 2722286.6059 | 1226375.0636
22 | 2722281.8778 | 1226398.1128 | 2722282.7555 | 1226398.3632
23 | 2722293.8489 | 1226357.0361 | 2722289.5701 | 1226367.4787 | 2722286.6059 | 1226375.0636
24 | 2722260.608 | 1226390.9912 | 2722260.608 | 1226390.9912 | 2722269.9862 | 1226394.7202 | 2722281.8778 | 1226398.1128
25 | 2722293.8489 | 1226357.0361 | 2722288.339 | 1226356.9228 | 2722281.2194 | 1226354.3411 | 2722276.5589 | 1226351.2651 | 2722274.838 | 1226346.8262 | 2722279.7973 | 1226336.9465
26 | 2722280.3407 | 1226335.8639 | 2722279.7973 | 1226336.9465
27 | 2722708.7604 | 1225955.8912 | 2722695.2293 | 1225958.5909
28 | 2722625.5453 | 1225980.6584 | 2722629.469 | 1225978.4551
29 | 2722708.7604 | 1225955.8912 | 2722727.7183 | 1225950.6843
30 | 2722730.0368 | 1225950.0476 | 2722727.7183 | 1225950.6843
31 | 2722742.1273 | 1225972.6482 | 2722748.6999 | 1225965.0111 | 2722749.0854 | 1225958.4582 | 2722748.5393 | 1225955.7884
32 | 2722742.1273 | 1225972.6482 | 2722749.9136 | 1225978.9472
33 | 2722745.9697 | 1225946.2954 | 2722747.763 | 1225951.9925 | 2722748.5393 | 1225955.7884
34 | 2722730.0368 | 1225950.0476 | 2722731.2936 | 1225939.1203 | 2722732.8976 | 1225926.0652 | 2722734.002 | 1225919.2159 | 2722735.5863 | 1225917.7696 | 2722741.2406 | 1225916.7855
35 | 2722730.0368 | 1225950.0476 | 2722740.21 | 1225947.244 | 2722745.9697 | 1225946.2954
36 | 2722684.8938 | 1226018.2596 | 2722684.8707 | 1226017.8057
37 | 2722615.9059 | 1225984.0331 | 2722616.8985 | 1225993.9186
38 | 2722615.9059 | 1225984.0331 | 2722622.1003 | 1225982.5929 | 2722625.5453 | 1225980.6584
39 | 2722617.9731 | 1226004.6203 | 2722616.8985 | 1225993.9186
40 | 2722617.9731 | 1226004.6203 | 2722618.6047 | 1226010.9101 | 2722619.083 | 1226020.285
41 | 2722619.1859 | 1226022.301 | 2722619.083 | 1226020.285
42 | 2722619.9717 | 1226037.7023 | 2722619.1859 | 1226022.301
43 | 2722619.9717 | 1226037.7023 | 2722620.7053 | 1226052.0814
44 | 2722620.7053 | 1226052.0814 | 2722620.9286 | 1226056.4578
45 | 2722611.3306 | 1226061.5392 | 2722610.1054 | 1226060.8169
46 | 2722621.3371 | 1226064.4646 | 2722613.6277 | 1226062.8934 | 2722611.3306 | 1226061.5392
47 | 2722621.3371 | 1226064.4646 | 2722625.2343 | 1226100.3769
48 | 2722621.3371 | 1226064.4646 | 2722620.9286 | 1226056.4578
49 | 2722636.8038 | 1226107.0358 | 2722631.1713 | 1226107.8684 | 2722627.4214 | 1226106.9682 | 2722625.517 | 1226102.9814 | 2722625.2343 | 1226100.3769
50 | 2722636.8038 | 1226107.0358 | 2722637.9708 | 1226106.8633 | 2722653.3695 | 1226101.0538 | 2722654.2973 | 1226100.6083
51 | 2722684.8938 | 1226018.2596 | 2722685.3477 | 1226027.1714
52 | 2722686.0062 | 1226040.101 | 2722685.3477 | 1226027.1714
53 | 2722686.0062 | 1226040.101 | 2722686.1066 | 1226042.0709
54 | 2722686.3713 | 1226047.2691 | 2722686.1066 | 1226042.0709
55 | 2722852.3956 | 1225836.5786 | 2722851.3611 | 1225835.5041 | 2722847.5961 | 1225830.5558 | 2722844.4239 | 1225826.6427 | 2722841.6118 | 1225824.7498 | 2722839.7851 | 1225824.7121 | 2722836.7213 | 1225825.4606 | 2722834.4601 | 1225826.637 | 2722832.1823 | 1225828.6138 | 2722830.4479 | 1225833.6487 | 2722829.2858 | 1225840.7192 | 2722829.2383 | 1225847.7906 | 2722830.8572 | 1225853.1171 | 2722830.6028 | 1225856.6593
56 | 2722864.2903 | 1225879.1613 | 2722861.3154 | 1225875.2412 | 2722859.3511 | 1225871.9536 | 2722858.6196 | 1225868.091 | 2722857.8889 | 1225863.8169 | 2722858.6367 | 1225857.3495 | 2722859.1675 | 1225851.478 | 2722858.4619 | 1225845.9924 | 2722856.1345 | 1225840.4621 | 2722852.3956 | 1225836.5786
57 | 2722795.1525 | 1225928.3773 | 2722798.7533 | 1225920.5861 | 2722802.6027 | 1225911.5361 | 2722808.8469 | 1225894.8405 | 2722814.4912 | 1225882.9587 | 2722821.528 | 1225871.5837 | 2722828.2365 | 1225861.781 | 2722830.5804 | 1225856.97 | 2722830.6028 | 1225856.6593
58 | 2722260.608 | 1226390.9912 | 2722257.9827 | 1226388.5019 | 2722257.2074 | 1226384.1714 | 2722260.5777 | 1226377.8547
59 | 2722263.0115 | 1226373.2931 | 2722260.5777 | 1226377.8547
60 | 2722263.0115 | 1226373.2931 | 2722254.3705 | 1226361.3617 | 2722254.0917 | 1226360.9186
61 | 2722401.0338 | 1226242.3374 | 2722280.3407 | 1226335.8639
62 | 2722401.0338 | 1226242.3374 | 2722417.5292 | 1226211.2187 | 2722426.7456 | 1226191.8818 | 2722427.3361 | 1226190.5403
63 | 2722401.0338 | 1226242.3374 | 2722503.0741 | 1226278.4787
64 | 2721469.1415 | 1225682.6994 | 2721462.7377 | 1225693.2771 | 2721451.9976 | 1225725.2126
65 | 2721469.1415 | 1225682.6994 | 2721477.9325 | 1225654.0006
66 | 2721500.149 | 1225693.0628 | 2721469.1415 | 1225682.6994
67 | 2721500.149 | 1225693.0628 | 2721492.8918 | 1225716.0884
68 | 2721500.149 | 1225693.0628 | 2721505.348 | 1225685.7854 | 2721517.2961 | 1225678.1233 | 2721534.1656 | 1225670.0947 | 2721567.7303 | 1225727.8482
69 | 2721567.7303 | 1225727.8482 | 2721590.8013 | 1225767.2362
70 | 2721596.117 | 1225776.3414 | 2721592.1152 | 1225769.4793 | 2721590.8013 | 1225767.2362
71 | 2723073.7308 | 1225954.5046 | 2723020.808 | 1225956.4786 | 2723002.8271 | 1225957.3187 | 2722945.7094 | 1225960.0172
72 | 2722782.412 | 1225948.8826 | 2722788.0486 | 1225949.4882 | 2722812.1719 | 1225948.6298 | 2722824.094 | 1225951.1 | 2722860.7974 | 1225962.3332 | 2722882.8096 | 1225964.5562 | 2722934.8876 | 1225960.5285 | 2722945.7094 | 1225960.0172
73 | 2723073.7308 | 1225954.5046 | 2723070.2607 | 1225949.9737 | 2723062.7721 | 1225938.4652 | 2723058.8394 | 1225932.101 | 2723053.5658 | 1225921.6503 | 2723049.5131 | 1225910.8245 | 2723048.7617 | 1225898.0321 | 2723047.1952 | 1225885.423 | 2723048.9386 | 1225879.5878 | 2723049.5871 | 1225868.0364 | 2723050.7103 | 1225865.8107
74 | 2722745.9697 | 1225946.2954 | 2722750.9076 | 1225945.4855 | 2722782.412 | 1225948.8826
75 | 2722782.412 | 1225948.8826 | 2722785.232 | 1225945.2489 | 2722789.2073 | 1225939.6487 | 2722795.1338 | 1225928.4176 | 2722795.1525 | 1225928.3773
76 | 2723053.3746 | 1225860.531 | 2723050.7103 | 1225865.8107
77 | 2723213.7401 | 1226283.0418 | 2722993.1914 | 1226273.9498
78 | 2722790.5055 | 1226151.8112 | 2722993.1914 | 1226273.9498
79 | 2723268.0521 | 1226431.9077 | 2723213.7401 | 1226283.0418
80 | 2722790.5055 | 1226151.8112 | 2722775.6937 | 1226160.7794
81 | 2722718.7273 | 1226380.0791 | 2722717.0319 | 1226381.7677 | 2722711.6739 | 1226385.3156 | 2722706.5465 | 1226386.8778 | 2722701.653 | 1226387.3884 | 2722697.4074 | 1226386.6336 | 2722693.3347 | 1226385.6106
82 | 2722682.6639 | 1226381.6701 | 2722686.8933 | 1226383.5811 | 2722692.1499 | 1226385.313 | 2722693.3347 | 1226385.6106
83 | 2722718.7273 | 1226380.0791 | 2722719.7694 | 1226386.8949 | 2722719.0668 | 1226391.5508 | 2722718.7616 | 1226396.0481 | 2722717.3907 | 1226403.3256 | 2722715.8532 | 1226409.1208 | 2722715.7236 | 1226415.4009 | 2722715.9445 | 1226424.168 | 2722717.2233 | 1226431.6448 | 2722719.3753 | 1226435.748 | 2722722.7684 | 1226438.8649 | 2722728.8276 | 1226441.0138 | 2722734.5111 | 1226441.5314 | 2722738.5817 | 1226441.2151 | 2722742.6983 | 1226438.6647 | 2722745.0045 | 1226435.6654
84 | 2722718.7273 | 1226380.0791 | 2722721.1734 | 1226377.6499 | 2722724.7716 | 1226370.8297 | 2722726.4982 | 1226367.547
85 | 2722745.0045 | 1226435.6654 | 2723088.0631 | 1226709.9151
86 | 2722732.6422 | 1226177.5936 | 2722726.4982 | 1226367.547
87 | 2722749.7465 | 1226168.1278 | 2722744.1914 | 1226169.4587 | 2722735.7499 | 1226174.344 | 2722732.6422 | 1226177.5936
88 | 2722749.7465 | 1226168.1278 | 2722761.9614 | 1226165.2107 | 2722775.6937 | 1226160.7794
89 | 2722749.7465 | 1226168.1278 | 2722735.2286 | 1226145.2323 | 2722726.6676 | 1226131.656 | 2722700.8579 | 1226090.8135 | 2722696.505 | 1226088.2662 | 2722689.9819 | 1226087.6312 | 2722681.0476 | 1226089.5708 | 2722672.3946 | 1226092.5726 | 2722663.961 | 1226095.9681 | 2722654.2973 | 1226100.6083
90 | 2722431.1842 | 1226181.7984 | 2722427.6855 | 1226189.7467
91 | 2722431.1842 | 1226181.7984 | 2722436.5933 | 1226169.511 | 2722445.3335 | 1226146.795 | 2722453.033 | 1226125.6477 | 2722457.1966 | 1226111.6257
92 | 2722427.6855 | 1226189.7467 | 2722427.3361 | 1226190.5403
93 | 2722463.7365 | 1226088.2382 | 2722459.1274 | 1226105.1234 | 2722457.1966 | 1226111.6257
94 | 2722475.7214 | 1226090.9648 | 2722463.7365 | 1226088.2382
95 | 2723244.4259 | 1226485.6947 | 2723155.5805 | 1226479.6335
96 | 2723211.8994 | 1226617.0149 | 2723216.4633 | 1226609.7147 | 2723222.1198 | 1226602.7485 | 2723225.7005 | 1226596.4287 | 2723230.1517 | 1226590.1825 | 2723233.9867 | 1226583.3009 | 2723236.3883 | 1226572.0528 | 2723236.4205 | 1226560.989 | 2723233.1809 | 1226539.8717 | 2723233.4451 | 1226524.198 | 2723236.5315 | 1226509.5391 | 2723244.4259 | 1226485.6947 | 2723244.4259 | 1226485.6947
97 | 2723244.4259 | 1226485.6947 | 2723255.0165 | 1226468.2112 | 2723258.4842 | 1226460.1327
98 | 2723268.0521 | 1226431.9077 | 2723263.1825 | 1226449.1873 | 2723258.4842 | 1226460.1327
99 | 2723261.1183 | 1226753.9093 | 2723137.4692 | 1226732.2663
100 | 2723211.8994 | 1226617.0149 | 2723207.7423 | 1226622.6111 | 2723210.1342 | 1226633.0467 | 2723223.8053 | 1226652.0228 | 2723239.1328 | 1226674.8473 | 2723252.4357 | 1226703.1677 | 2723258.8684 | 1226727.8763 | 2723260.8271 | 1226750.4238 | 2723261.1183 | 1226753.9093
101 | 2723211.8994 | 1226617.0149 | 2723212.4847 | 1226622.7983 | 2723215.8495 | 1226627.2605 | 2723220.4836 | 1226629.3803 | 2723226.4285 | 1226629.3479 | 2723236.6245 | 1226625.7673 | 2723254.4873 | 1226624.3139 | 2723272.2306 | 1226626.3961
102 | 2722219.5097 | 1226090.234 | 2722222.1083 | 1226078.4296 | 2722223.2999 | 1226074.6844 | 2722239.0379 | 1226055.6703 | 2722243.2306 | 1226051.2641 | 2722252.2695 | 1226043.8661 | 2722256.3258 | 1226039.457 | 2722257.1163 | 1226037.868
103 | 2722262.6855 | 1226022.5965 | 2722259.8139 | 1226032.4453 | 2722257.1163 | 1226037.868
104 | 2722262.6855 | 1226022.5965 | 2722281.92 | 1226027.8848 | 2722305.8625 | 1226031.0015 | 2722316.8852 | 1226031.9298
105 | 2722262.6855 | 1226022.5965 | 2722253.7593 | 1226018.6099 | 2722244.6695 | 1226011.5176
106 | 2722324.7548 | 1226032.5926 | 2722316.8852 | 1226031.9298
107 | 2722244.6695 | 1226011.5176 | 2722244.6695 | 1226011.5176 | 2722237.9873 | 1226003.8631 | 2722232.1299 | 1225990.9015
108 | 2722324.7548 | 1226032.5926 | 2722376.9702 | 1226036.9903 | 2722395.1579 | 1226036.3972 | 2722410.5665 | 1226033.9707
109 | 2722220.4441 | 1225967.1959 | 2722223.633 | 1225971.7873 | 2722226.2451 | 1225977.8791 | 2722232.1299 | 1225990.9015
110 | 2721685.9299 | 1225930.3465 | 2721701.584 | 1225920.4418
111 | 2721701.584 | 1225920.4418 | 2721877.7248 | 1225975.585
112 | 2721685.9299 | 1225930.3465 | 2721682.7547 | 1225935.4412 | 2721667.3299 | 1225944.4623
113 | 2721596.117 | 1225776.3414 | 2721685.9299 | 1225930.3465
114 | 2721864.6265 | 1226009.0322 | 2721869.1013 | 1225998.9936 | 2721873.3176 | 1225991.5741 | 2721877.7248 | 1225975.585
115 | 2722046.5253 | 1226053.7208 | 2721877.7248 | 1225975.585
116 | 2721667.3299 | 1225944.4623 | 2721688.0377 | 1226121.394
117 | 2722099.5271 | 1225939.3028 | 2722058.2223 | 1226028.0481 | 2722055.0046 | 1226035.5659 | 2722046.5253 | 1226053.7208
118 | 2722423.438 | 1226030.2336 | 2722413.9555 | 1226033.4371 | 2722410.5665 | 1226033.9707
119 | 2722423.438 | 1226030.2336 | 2722434.8558 | 1226026.3763
120 | 2722444.5583 | 1226023.0985 | 2722434.8558 | 1226026.3763
121 | 2722444.5583 | 1226023.0985 | 2722454.5308 | 1226019.7294
122 | 2722477.8972 | 1226011.8355 | 2722454.5308 | 1226019.7294
123 | 2722470.8542 | 1225986.7373 | 2722479.2193 | 1225998.0851 | 2722477.8972 | 1226011.8355
124 | 2722477.8972 | 1226011.8355 | 2722479.2193 | 1225998.0851 | 2722480.1896 | 1225990.7326 | 2722501.3968 | 1225996.696 | 2722513.0595 | 1225997.0364 | 2722514.3223 | 1225996.84
125 | 2722305.4144 | 1225926.8296 | 2722302.5733 | 1225926.5842 | 2722300.3291 | 1225926.9384 | 2722297.4625 | 1225927.6912 | 2722293.7841 | 1225928.8387 | 2722288.2681 | 1225929.7372 | 2722282.9685 | 1225930.44 | 2722277.6855 | 1225930.3314 | 2722271.3878 | 1225929.7904 | 2722265.1016 | 1225929.0607 | 2722258.4188 | 1225927.7001 | 2722258.359 | 1225927.6792
126 | 2722226.8636 | 1225914.219 | 2722237.2421 | 1225918.758 | 2722246.0943 | 1225923.3991 | 2722258.359 | 1225927.6792
127 | 2722226.8636 | 1225914.219 | 2722227.4035 | 1225910.8274 | 2722227.9726 | 1225902.8758
128 | 2722226.8636 | 1225914.219 | 2722223.5862 | 1225941.2658
129 | 2722223.5862 | 1225941.2658 | 2722223.2207 | 1225944.2823
130 | 2722223.2207 | 1225944.2823 | 2722221.5937 | 1225957.7089
131 | 2722220.4441 | 1225967.1959 | 2722221.5937 | 1225957.7089
132 | 2722220.4441 | 1225967.1959 | 2722212.6028 | 1225965.389 | 2722134.5925 | 1225942.4623
133 | 2722099.5271 | 1225939.3028 | 2722112.6397 | 1225937.7261 | 2722124.8548 | 1225939.6005 | 2722134.5925 | 1225942.4623
134 | 2722470.8542 | 1225986.7373 | 2722460.1169 | 1225989.3295 | 2722451.8767 | 1225989.9604 | 2722450.088 | 1225989.2699
135 | 2722470.8542 | 1225986.7373 | 2722468.142 | 1225978.0313
136 | 2722514.3223 | 1225996.84 | 2722525.1849 | 1225995.1623
137 | 2722514.3223 | 1225996.84 | 2722510.1644 | 1226020.2961
138 | 2722475.7214 | 1226090.9648 | 2722506.6048 | 1226098.7066 | 2722516.6453 | 1226101.2264 | 2722527.1851 | 1226101.5882 | 2722574.8885 | 1226095.9883
139 | 2722475.7214 | 1226090.9648 | 2722478.1622 | 1226083.2756 | 2722482.6023 | 1226063.1843 | 2722483.378 | 1226059.3671
140 | 2722462.3781 | 1225953.5364 | 2722461.7716 | 1225957.5827 | 2722468.142 | 1225978.0313
141 | 2722525.1849 | 1225995.1623 | 2722545.9613 | 1226016.8722
142 | 2722525.1849 | 1225995.1623 | 2722538.5746 | 1225993.33
143 | 2722483.378 | 1226059.3671 | 2722486.2813 | 1226045.079 | 2722488.5305 | 1226033.8052 | 2722508.2477 | 1226031.1089 | 2722510.1644 | 1226020.2961
144 | 2722484.834 | 1225955.578 | 2722486.5844 | 1225939.0579
145 | 2722484.834 | 1225955.578 | 2722462.3781 | 1225953.5364
146 | 2722490.7357 | 1225899.8774 | 2722486.5844 | 1225939.0579
147 | 2722462.3781 | 1225953.5364 | 2722457.2177 | 1225957.4222 | 2722448.5612 | 1225962.8039
148 | 2722495.7555 | 1225821.2471 | 2722495.7219 | 1225810.3199
149 | 2722495.4298 | 1225843.9073 | 2722495.7975 | 1225834.8965 | 2722495.7555 | 1225821.2471
150 | 2722495.6977 | 1225802.4414 | 2722495.7219 | 1225810.3199
151 | 2722490.7357 | 1225899.8774 | 2722492.8587 | 1225882.5851 | 2722494.8031 | 1225859.2399 | 2722495.4298 | 1225843.9073
152 | 2722495.564 | 1225797.6399 | 2722495.6912 | 1225800.3002 | 2722495.6977 | 1225802.4414
153 | 2722490.7357 | 1225899.8774 | 2722472.4436 | 1225898.1551 | 2722468.1678 | 1225898.4785 | 2722465.4935 | 1225899.8356
154 | 2722495.564 | 1225797.6399 | 2722495.1753 | 1225789.6969
155 | 2722466.377 | 1225799.1293 | 2722474.7143 | 1225797.8443 | 2722486.718 | 1225797.4799 | 2722495.564 | 1225797.6399
156 | 2722466.377 | 1225799.1293 | 2722461.8504 | 1225787.6937 | 2722458.438 | 1225781.8077
157 | 2722459.0248 | 1225927.48 | 2722459.2001 | 1225918.9658 | 2722463.4038 | 1225902.6282 | 2722465.4935 | 1225899.8356
158 | 2722494.2967 | 1225771.7434 | 2722495.1753 | 1225789.6969
159 | 2722545.9613 | 1226016.8722 | 2722550.2295 | 1226021.3322 | 2722562.4553 | 1226033.6427
160 | 2722566.711 | 1225989.4796 | 2722538.5746 | 1225993.33
161 | 2722503.0741 | 1226278.4787 | 2722511.3739 | 1226281.4183
162 | 2722512.9364 | 1226281.9717 | 2722511.3739 | 1226281.4183
163 | 2722566.711 | 1225989.4796 | 2722568.8757 | 1226001.5315
164 | 2722566.711 | 1225989.4796 | 2722587.704 | 1225986.6103
165 | 2722575.6303 | 1226016.596 | 2722571.1935 | 1226014.4362 | 2722568.8757 | 1226001.5315
166 | 2722490.8959 | 1225735.6501 | 2722494.0911 | 1225767.5412 | 2722494.2967 | 1225771.7434
167 | 2722490.8959 | 1225735.6501 | 2722500.5114 | 1225735.6369 | 2722515.8462 | 1225736.8209
168 | 2722515.8462 | 1225736.8209 | 2722518.7801 | 1225737.0474

## bus_geodata
| x | y | coords
0 | 2722678.061 | 1225840.4432
1 | 2722648.1341 | 1225868.6736
2 | 2722684.3211 | 1225831.0657
3 | 2722616.0406 | 1225901.3615
4 | 2722694.6145 | 1225812.3965
5 | 2722598.4742 | 1225973.0501
6 | 2722598.6233 | 1225975.0387
7 | 2722599.4124 | 1225985.5612
8 | 2722674.4781 | 1225949.3126
9 | 2722678.3454 | 1225947.7166
10 | 2722665.0607 | 1225963.9968
11 | 2722681.0476 | 1225946.6014
12 | 2722681.9893 | 1225961.2324
13 | 2722663.2393 | 1225964.3592
14 | 2722683.7199 | 1225995.2108
15 | 2722685.0444 | 1225960.6229
16 | 2722653.46 | 1225966.8244
17 | 2722683.9161 | 1225999.063
18 | 2722282.7555 | 1226398.3632
19 | 2722286.6059 | 1226375.0636
20 | 2722281.8778 | 1226398.1128
21 | 2722293.8489 | 1226357.0361
22 | 2722279.7973 | 1226336.9465
23 | 2722695.2293 | 1225958.5909
24 | 2722629.469 | 1225978.4551
25 | 2722708.7604 | 1225955.8912
26 | 2722727.7183 | 1225950.6843
27 | 2722742.1273 | 1225972.6482
28 | 2722748.5393 | 1225955.7884
29 | 2722749.9136 | 1225978.9472
30 | 2722730.0368 | 1225950.0476
31 | 2722684.8707 | 1226017.8057
32 | 2722615.9059 | 1225984.0331
33 | 2722616.8985 | 1225993.9186
34 | 2722625.5453 | 1225980.6584
35 | 2722617.9731 | 1226004.6203
36 | 2722619.083 | 1226020.285
37 | 2722619.1859 | 1226022.301
38 | 2722619.9717 | 1226037.7023
39 | 2722620.7053 | 1226052.0814
40 | 2722610.1054 | 1226060.8169
41 | 2722611.3306 | 1226061.5392
42 | 2722621.3371 | 1226064.4646
43 | 2722625.2343 | 1226100.3769
44 | 2722620.9286 | 1226056.4578
45 | 2722636.8038 | 1226107.0358
46 | 2722684.8938 | 1226018.2596
47 | 2722685.3477 | 1226027.1714
48 | 2722686.0062 | 1226040.101
49 | 2722686.1066 | 1226042.0709
50 | 2722686.3713 | 1226047.2691
51 | 2722741.2406 | 1225916.7855
52 | 2722852.3956 | 1225836.5786
53 | 2722830.6028 | 1225856.6593
54 | 2722864.2903 | 1225879.1613
55 | 2722260.608 | 1226390.9912
56 | 2722260.5777 | 1226377.8547
57 | 2722263.0115 | 1226373.2931
58 | 2722254.0917 | 1226360.9186
59 | 2722280.3407 | 1226335.8639
60 | 2722401.0338 | 1226242.3374
61 | 2721451.9976 | 1225725.2126
62 | 2721469.1415 | 1225682.6994
63 | 2721477.9325 | 1225654.0006
64 | 2721500.149 | 1225693.0628
65 | 2721492.8918 | 1225716.0884
66 | 2721567.7303 | 1225727.8482
67 | 2721590.8013 | 1225767.2362
68 | 2722945.7094 | 1225960.0172
69 | 2723073.7308 | 1225954.5046
70 | 2722782.412 | 1225948.8826
71 | 2723050.7103 | 1225865.8107
72 | 2722745.9697 | 1225946.2954
73 | 2722795.1525 | 1225928.3773
74 | 2723053.3746 | 1225860.531
75 | 2722993.1914 | 1226273.9498
76 | 2723213.7401 | 1226283.0418
77 | 2722790.5055 | 1226151.8112
78 | 2722693.3347 | 1226385.6106
79 | 2722718.7273 | 1226380.0791
80 | 2722682.6639 | 1226381.6701
81 | 2722745.0045 | 1226435.6654
82 | 2722726.4982 | 1226367.547
83 | 2723088.0631 | 1226709.9151
84 | 2722732.6422 | 1226177.5936
85 | 2722775.6937 | 1226160.7794
86 | 2722749.7465 | 1226168.1278
87 | 2722654.2973 | 1226100.6083
88 | 2722431.1842 | 1226181.7984
89 | 2722427.6855 | 1226189.7467
90 | 2722457.1966 | 1226111.6257
91 | 2722427.3361 | 1226190.5403
92 | 2722463.7365 | 1226088.2382
93 | 2723155.5805 | 1226479.6335
94 | 2723244.4259 | 1226485.6947
95 | 2723268.0521 | 1226431.9077
96 | 2723258.4842 | 1226460.1327
97 | 2723137.4692 | 1226732.2663
98 | 2723261.1183 | 1226753.9093
99 | 2723211.8994 | 1226617.0149
100 | 2722219.5097 | 1226090.234
101 | 2722257.1163 | 1226037.868
102 | 2722262.6855 | 1226022.5965
103 | 2722316.8852 | 1226031.9298
104 | 2722244.6695 | 1226011.5176
105 | 2722324.7548 | 1226032.5926
106 | 2722232.1299 | 1225990.9015
107 | 2721701.584 | 1225920.4418
108 | 2721685.9299 | 1225930.3465
109 | 2721877.7248 | 1225975.585
110 | 2721667.3299 | 1225944.4623
111 | 2721596.117 | 1225776.3414
112 | 2721688.0377 | 1226121.394
113 | 2721864.6265 | 1226009.0321
114 | 2722046.5253 | 1226053.7208
115 | 2722423.438 | 1226030.2336
116 | 2722410.5665 | 1226033.9707
117 | 2722434.8558 | 1226026.3763
118 | 2722444.5583 | 1226023.0985
119 | 2722454.5308 | 1226019.7294
120 | 2722477.8972 | 1226011.8355
121 | 2722305.4144 | 1225926.8296
122 | 2722258.359 | 1225927.6792
123 | 2722226.8636 | 1225914.219
124 | 2722227.9726 | 1225902.8758
125 | 2722223.5862 | 1225941.2658
126 | 2722223.2207 | 1225944.2823
127 | 2722221.5937 | 1225957.7089
128 | 2722220.4441 | 1225967.1959
129 | 2722134.5925 | 1225942.4623
130 | 2722099.5271 | 1225939.3028
131 | 2722470.8542 | 1225986.7373
132 | 2722514.3223 | 1225996.84
133 | 2722475.7214 | 1226090.9648
134 | 2722450.088 | 1225989.2699
135 | 2722468.142 | 1225978.0313
136 | 2722525.1849 | 1225995.1623
137 | 2722510.1644 | 1226020.2961
138 | 2722484.834 | 1225955.578
139 | 2722486.5844 | 1225939.0579
140 | 2722462.3781 | 1225953.5364
141 | 2722574.8885 | 1226095.9883
142 | 2722483.378 | 1226059.3671
143 | 2722495.7555 | 1225821.2471
144 | 2722495.7219 | 1225810.3199
145 | 2722495.4298 | 1225843.9073
146 | 2722495.6977 | 1225802.4414
147 | 2722490.7357 | 1225899.8774
148 | 2722495.564 | 1225797.6399
149 | 2722466.377 | 1225799.1293
150 | 2722458.438 | 1225781.8077
151 | 2722465.4935 | 1225899.8356
152 | 2722495.1753 | 1225789.6969
153 | 2722459.0248 | 1225927.48
154 | 2722545.9613 | 1226016.8722
155 | 2722538.5746 | 1225993.33
156 | 2723272.2306 | 1226626.3961
157 | 2722503.0741 | 1226278.4787
158 | 2722511.3739 | 1226281.4183
159 | 2722512.9364 | 1226281.9717
160 | 2722562.4553 | 1226033.6427
161 | 2722566.711 | 1225989.4796
162 | 2722568.8757 | 1226001.5315
163 | 2722587.704 | 1225986.6103
164 | 2722575.6303 | 1226016.596
165 | 2722448.5612 | 1225962.8039
166 | 2722494.2967 | 1225771.7434
167 | 2722490.8959 | 1225735.6501
168 | 2722515.8462 | 1225736.8209
169 | 2722518.7801 | 1225737.0474
170 | 2722423.438 | 1226030.2336

## line_std_types
| c_nf_per_km | r_ohm_per_km | x_ohm_per_km | max_i_ka | type | q_mm2 | alpha | voltage_rating
NAYY 4x50 SE | 210 | 0.642 | 0.083 | 0.142 | cs | 50 | 0.00403 | LV
NAYY 4x120 SE | 264 | 0.225 | 0.08 | 0.242 | cs | 120 | 0.00403 | LV
NAYY 4x150 SE | 261 | 0.208 | 0.08 | 0.27 | cs | 150 | 0.00403 | LV
NA2XS2Y 1x95 RM/25 12/20 kV | 216 | 0.313 | 0.132 | 0.252 | cs | 95 | 0.00403 | MV
NA2XS2Y 1x185 RM/25 12/20 kV | 273 | 0.161 | 0.117 | 0.362 | cs | 185 | 0.00403 | MV
NA2XS2Y 1x240 RM/25 12/20 kV | 304 | 0.122 | 0.112 | 0.421 | cs | 240 | 0.00403 | MV
NA2XS2Y 1x95 RM/25 6/10 kV | 315 | 0.313 | 0.123 | 0.249 | cs | 95 | 0.00403 | MV
NA2XS2Y 1x185 RM/25 6/10 kV | 406 | 0.161 | 0.11 | 0.358 | cs | 185 | 0.00403 | MV
NA2XS2Y 1x240 RM/25 6/10 kV | 456 | 0.122 | 0.105 | 0.416 | cs | 240 | 0.00403 | MV
NA2XS2Y 1x150 RM/25 12/20 kV | 250 | 0.206 | 0.116 | 0.319 | cs | 150 | 0.00403 | MV
NA2XS2Y 1x120 RM/25 12/20 kV | 230 | 0.253 | 0.119 | 0.283 | cs | 120 | 0.00403 | MV
NA2XS2Y 1x70 RM/25 12/20 kV | 190 | 0.443 | 0.132 | 0.22 | cs | 70 | 0.00403 | MV
NA2XS2Y 1x150 RM/25 6/10 kV | 360 | 0.206 | 0.11 | 0.315 | cs | 150 | 0.00403 | MV
NA2XS2Y 1x120 RM/25 6/10 kV | 340 | 0.253 | 0.113 | 0.28 | cs | 120 | 0.00403 | MV
NA2XS2Y 1x70 RM/25 6/10 kV | 280 | 0.443 | 0.123 | 0.217 | cs | 70 | 0.00403 | MV
N2XS(FL)2Y 1x120 RM/35 64/110 kV | 112 | 0.153 | 0.166 | 0.366 | cs | 120 | 0.00393 | HV
N2XS(FL)2Y 1x185 RM/35 64/110 kV | 125 | 0.099 | 0.156 | 0.457 | cs | 185 | 0.00393 | HV
N2XS(FL)2Y 1x240 RM/35 64/110 kV | 135 | 0.075 | 0.149 | 0.526 | cs | 240 | 0.00393 | HV
N2XS(FL)2Y 1x300 RM/35 64/110 kV | 144 | 0.06 | 0.144 | 0.588 | cs | 300 | 0.00393 | HV
15-AL1/3-ST1A 0.4 | 11 | 1.8769 | 0.35 | 0.105 | ol | 16 | 0.00403 | LV
24-AL1/4-ST1A 0.4 | 11.25 | 1.2012 | 0.335 | 0.14 | ol | 24 | 0.00403 | LV
48-AL1/8-ST1A 0.4 | 12.2 | 0.5939 | 0.3 | 0.21 | ol | 48 | 0.00403 | LV
94-AL1/15-ST1A 0.4 | 13.2 | 0.306 | 0.29 | 0.35 | ol | 94 | 0.00403 | LV
34-AL1/6-ST1A 10.0 | 9.7 | 0.8342 | 0.36 | 0.17 | ol | 34 | 0.00403 | MV
48-AL1/8-ST1A 10.0 | 10.1 | 0.5939 | 0.35 | 0.21 | ol | 48 | 0.00403 | MV
70-AL1/11-ST1A 10.0 | 10.4 | 0.4132 | 0.339 | 0.29 | ol | 70 | 0.00403 | MV
94-AL1/15-ST1A 10.0 | 10.75 | 0.306 | 0.33 | 0.35 | ol | 94 | 0.00403 | MV
122-AL1/20-ST1A 10.0 | 11.1 | 0.2376 | 0.323 | 0.41 | ol | 122 | 0.00403 | MV
149-AL1/24-ST1A 10.0 | 11.25 | 0.194 | 0.315 | 0.47 | ol | 149 | 0.00403 | MV
34-AL1/6-ST1A 20.0 | 9.15 | 0.8342 | 0.382 | 0.17 | ol | 34 | 0.00403 | MV
48-AL1/8-ST1A 20.0 | 9.5 | 0.5939 | 0.372 | 0.21 | ol | 48 | 0.00403 | MV
70-AL1/11-ST1A 20.0 | 9.7 | 0.4132 | 0.36 | 0.29 | ol | 70 | 0.00403 | MV
94-AL1/15-ST1A 20.0 | 10 | 0.306 | 0.35 | 0.35 | ol | 94 | 0.00403 | MV
122-AL1/20-ST1A 20.0 | 10.3 | 0.2376 | 0.344 | 0.41 | ol | 122 | 0.00403 | MV
149-AL1/24-ST1A 20.0 | 10.5 | 0.194 | 0.337 | 0.47 | ol | 149 | 0.00403 | MV
184-AL1/30-ST1A 20.0 | 10.75 | 0.1571 | 0.33 | 0.535 | ol | 184 | 0.00403 | MV
243-AL1/39-ST1A 20.0 | 11 | 0.1188 | 0.32 | 0.645 | ol | 243 | 0.00403 | MV
48-AL1/8-ST1A 110.0 | 8 | 0.5939 | 0.46 | 0.21 | ol | 48 | 0.00403 | HV
70-AL1/11-ST1A 110.0 | 8.4 | 0.4132 | 0.45 | 0.29 | ol | 70 | 0.00403 | HV
94-AL1/15-ST1A 110.0 | 8.65 | 0.306 | 0.44 | 0.35 | ol | 94 | 0.00403 | HV
122-AL1/20-ST1A 110.0 | 8.5 | 0.2376 | 0.43 | 0.41 | ol | 122 | 0.00403 | HV
149-AL1/24-ST1A 110.0 | 8.75 | 0.194 | 0.41 | 0.47 | ol | 149 | 0.00403 | HV
184-AL1/30-ST1A 110.0 | 8.8 | 0.1571 | 0.4 | 0.535 | ol | 184 | 0.00403 | HV
243-AL1/39-ST1A 110.0 | 9 | 0.1188 | 0.39 | 0.645 | ol | 243 | 0.00403 | HV
305-AL1/39-ST1A 110.0 | 9.2 | 0.0949 | 0.38 | 0.74 | ol | 305 | 0.00403 | HV
490-AL1/64-ST1A 110.0 | 9.75 | 0.059 | 0.37 | 0.96 | ol | 490 | 0.00403 | HV
679-AL1/86-ST1A 110.0 | 9.95 | 0.042 | 0.36 | 1.15 | ol | 679 | 0.00403 | HV
490-AL1/64-ST1A 220.0 | 10 | 0.059 | 0.285 | 0.96 | ol | 490 | 0.00403 | HV
679-AL1/86-ST1A 220.0 | 11.7 | 0.042 | 0.275 | 1.15 | ol | 679 | 0.00403 | HV
490-AL1/64-ST1A 380.0 | 11 | 0.059 | 0.253 | 0.96 | ol | 490 | 0.00403 | HV
679-AL1/86-ST1A 380.0 | 14.6 | 0.042 | 0.25 | 1.15 | ol | 679 | 0.00403 | HV

## trafo_std_types
| i0_percent | pfe_kw | vkr_percent | sn_mva | vn_lv_kv | vn_hv_kv | vk_percent | shift_degree | vector_group | tap_side | tap_neutral | tap_min | tap_max | tap_step_degree | tap_step_percent | tap_phase_shifter
160 MVA 380/110 kV | 0.06 | 60 | 0.25 | 160 | 110 | 380 | 12.2 | 0 | Yy0 | hv | 0 | -9 | 9 | 0 | 1.5 | FALSE
100 MVA 220/110 kV | 0.06 | 55 | 0.26 | 100 | 110 | 220 | 12 | 0 | Yy0 | hv | 0 | -9 | 9 | 0 | 1.5 | FALSE
63 MVA 110/20 kV | 0.04 | 22 | 0.32 | 63 | 20 | 110 | 18 | 150 | YNd5 | hv | 0 | -9 | 9 | 0 | 1.5 | FALSE
40 MVA 110/20 kV | 0.05 | 18 | 0.34 | 40 | 20 | 110 | 16.2 | 150 | YNd5 | hv | 0 | -9 | 9 | 0 | 1.5 | FALSE
25 MVA 110/20 kV | 0.07 | 14 | 0.41 | 25 | 20 | 110 | 12 | 150 | YNd5 | hv | 0 | -9 | 9 | 0 | 1.5 | FALSE
63 MVA 110/10 kV | 0.04 | 22 | 0.32 | 63 | 10 | 110 | 18 | 150 | YNd5 | hv | 0 | -9 | 9 | 0 | 1.5 | FALSE
40 MVA 110/10 kV | 0.05 | 18 | 0.34 | 40 | 10 | 110 | 16.2 | 150 | YNd5 | hv | 0 | -9 | 9 | 0 | 1.5 | FALSE
25 MVA 110/10 kV | 0.07 | 14 | 0.41 | 25 | 10 | 110 | 12 | 150 | YNd5 | hv | 0 | -9 | 9 | 0 | 1.5 | FALSE
0.25 MVA 20/0.4 kV | 0.32 | 0.8 | 1.44 | 0.25 | 0.4 | 20 | 6 | 150 | Yzn5 | hv | 0 | -2 | 2 | 0 | 2.5 | FALSE
0.4 MVA 20/0.4 kV | 0.3375 | 1.35 | 1.425 | 0.4 | 0.4 | 20 | 6 | 150 | Dyn5 | hv | 0 | -2 | 2 | 0 | 2.5 | FALSE
0.63 MVA 20/0.4 kV | 0.2619 | 1.65 | 1.206 | 0.63 | 0.4 | 20 | 6 | 150 | Dyn5 | hv | 0 | -2 | 2 | 0 | 2.5 | FALSE
0.25 MVA 10/0.4 kV | 0.24 | 0.6 | 1.2 | 0.25 | 0.4 | 10 | 4 | 150 | Dyn5 | hv | 0 | -2 | 2 | 0 | 2.5 | FALSE
0.4 MVA 10/0.4 kV | 0.2375 | 0.95 | 1.325 | 0.4 | 0.4 | 10 | 4 | 150 | Dyn5 | hv | 0 | -2 | 2 | 0 | 2.5 | FALSE
0.63 MVA 10/0.4 kV | 0.1873 | 1.18 | 1.0794 | 0.63 | 0.4 | 10 | 4 | 150 | Dyn5 | hv | 0 | -2 | 2 | 0 | 2.5 | FALSE

## trafo3w_std_types
| sn_hv_mva | sn_mv_mva | sn_lv_mva | vn_hv_kv | vn_mv_kv | vn_lv_kv | vk_hv_percent | vk_mv_percent | vk_lv_percent | vkr_hv_percent | vkr_mv_percent | vkr_lv_percent | pfe_kw | i0_percent | shift_mv_degree | shift_lv_degree | vector_group | tap_side | tap_neutral | tap_min | tap_max | tap_step_percent
63/25/38 MVA 110/20/10 kV | 63 | 25 | 38 | 110 | 20 | 10 | 10.4 | 10.4 | 10.4 | 0.28 | 0.32 | 0.35 | 35 | 0.89 | 0 | 0 | YN0yn0yn0 | hv | 0 | -10 | 10 | 1.2
63/25/38 MVA 110/10/10 kV | 63 | 25 | 38 | 110 | 10 | 10 | 10.4 | 10.4 | 10.4 | 0.28 | 0.32 | 0.35 | 35 | 0.89 | 0 | 0 | YN0yn0yn0 | hv | 0 | -10 | 10 | 1.2

## fuse_std_types
| fuse_type | i_rated_a | t_avg | t_min | t_total | x_avg | x_min | x_total
HV 100A | HV 100A | 100 | 0 | [10.0, 3.64, 0.854, 0.281, 0.1, 0.0531, 0.022, 0.01] | [10.0, 4.267, 1.21, 0.403, 0.1, 0.058, 0.022, 0.01] | 0 | [300.0, 350.0, 450.0, 550.0, 700.0, 850.0, 1200.0, 1752.0] | [600.0, 700.0, 900.0, 1150.0, 1665.0, 2000.0, 3000.0, 4313.0]
HV 10A | HV 10A | 10 | 0 | [10.0, 1675.0, 0.344, 0.156, 0.1, 0.0417, 0.0171, 0.01] | [10.0, 1.3, 0.3, 0.155, 0.1, 0.0555, 0.023, 0.01] | 0 | [30.0, 32.0, 35.0, 37.0, 39.0, 50.0, 70.0, 88.0] | [60.0, 70.0, 80.0, 87.0, 94.0, 110.0, 150.0, 216.0]
HV 125A | HV 125A | 125 | 0 | [10.0, 1.82, 0.344, 0.1, 0.0467, 0.0269, 0.01] | [10.0, 2.478, 0.426, 0.1, 0.0427, 0.0211, 0.01] | 0 | [375.0, 500.0, 700.0, 925.0, 1200.0, 1500.0, 2341.0] | [750.0, 1000.0, 1500.0, 2200.0, 3000.0, 4000.0, 5765.0]
HV 160A | HV 160A | 160 | 0 | [10.0, 4.15, 1.03, 0.198, 0.1, 0.051, 0.0172, 0.01] | [10.0, 2.3, 0.734, 0.274, 0.1, 0.046, 0.0177, 0.01] | 0 | [480.0, 550.0, 700.0, 1000.0, 1260.0, 1600.0, 2500.0, 3227.0] | [960.0, 1300.0, 1700.0, 2200.0, 2996.0, 4000.0, 6000.0, 7946.0]
HV 16A | HV 16A | 16 | 0 | [10.0, 0.352, 0.164, 0.1, 0.0649, 0.0342, 0.01] | [10.0, 2.34, 0.722, 0.181, 0.1, 0.055, 0.0296, 0.01] | 0 | [48.0, 60.0, 65.0, 71.0, 80.0, 100.0, 162.0] | [96.0, 110.0, 125.0, 150.0, 168.0, 200.0, 250.0, 398.0]
HV 200A | HV 200A | 200 | 0 | [10.0, 4.267, 1.21, 0.403, 0.1, 0.058, 0.022, 0.01] | [10.0, 3.73, 1.654, 0.328, 0.1, 0.0531, 0.019, 0.01] | 0 | [600.0, 700.0, 900.0, 1150.0, 1665.0, 2000.0, 3000.0, 4313.0] | [1200.0, 1500.0, 1800.0, 2700.0, 3960.0, 5000.0, 7500.0, 10620.0]
HV 20A | HV 20A | 20 | 0 | [10.0, 1.3, 0.3, 0.155, 0.1, 0.0555, 0.023, 0.01] | [10.0, 1.3, 0.161, 0.1, 0.0611, 0.0399, 0.0141, 0.01] | 0 | [60.0, 70.0, 80.0, 87.0, 94.0, 110.0, 150.0, 216.0] | [120.0, 150.0, 200.0, 223.0, 260.0, 300.0, 450.0, 532.0]
HV 25A | HV 25A | 25 | 0 | [10.0, 2.512, 0.833, 0.299, 0.1, 0.0372, 0.0223, 0.01] | [10.0, 3.125, 0.597, 0.198, 0.1, 0.0378, 0.022, 0.01] | 0 | [75.0, 82.0, 90.0, 100.0, 124.0, 170.0, 200.0, 289.0] | [150.0, 170.0, 210.0, 250.0, 294.0, 400.0, 500.0, 711.0]
HV 31.5A | HV 31.5A | 31.5 | 0 | [10.0, 2.34, 0.722, 0.181, 0.1, 0.055, 0.0296, 0.01] | [10.0, 2.84, 0.368, 0.164, 0.1, 0.0621, 0.0378, 0.0195, 0.01] | 0 | [95.0, 110.0, 125.0, 150.0, 165.0, 200.0, 250.0, 390.0] | [189.0, 220.0, 300.0, 350.0, 393.0, 450.0, 530.0, 700.0, 960.0]
HV 40A | HV 40A | 40 | 0 | [10.0, 1.3, 0.161, 0.1, 0.0611, 0.0399, 0.0141, 0.01] | [10.0, 2.05, 0.369, 0.198, 0.1, 0.051, 0.0298, 0.01] | 0 | [120.0, 150.0, 200.0, 223.0, 260.0, 300.0, 450.0, 532.0] | [240.0, 300.0, 400.0, 450.0, 530.0, 650.0, 800.0, 1311.0]
HV 50A | HV 50A | 50 | 0 | [10.0, 3.215, 0.597, 0.198, 0.1, 0.0378, 0.022, 0.01] | [10.0, 3.64, 0.854, 0.281, 0.1, 0.0531, 0.022, 0.01] | 0 | [150.0, 170.0, 210.0, 250.0, 294.0, 400.0, 500.0, 711.0] | [300.0, 350.0, 450.0, 550.0, 700.0, 850.0, 1200.0, 1752.0]
HV 6.3A | HV 6.3A | 6.3 | 0 | [10.0, 1.39, 0.344, 0.168, 0.1, 0.056, 0.0263, 0.01] | [10.0, 1.711, 0.516, 0.198, 0.1, 0.0634, 0.0303, 0.01] | 0 | [19.0, 19.5, 20.4, 20.8, 22.0, 25.0, 32.0, 48.0] | [38.0, 40.0, 43.0, 48.0, 53.0, 60.0, 75.0, 118.0]
HV 63A | HV 63A | 63 | 0 | [10.0, 2.84, 0.368, 0.164, 0.1, 0.0621, 0.0378, 0.0195, 0.01] | [10.0, 1.82, 0.344, 0.1, 0.0467, 0.0269, 0.01] | 0 | [189.0, 220.0, 300.0, 350.0, 393.0, 450.0, 530.0, 700.0, 961.0] | [378.0, 500.0, 700.0, 934.0, 1200.0, 1500.0, 2366.0]
HV 80A | HV 80A | 80 | 0 | [10.0, 2.05, 0.369, 0.198, 0.1, 0.051, 0.0298, 0.01] | [10.0, 4.15, 1.03, 0.198, 0.1, 0.051, 0.0172, 0.01] | 0 | [240.0, 300.0, 400.0, 450.0, 530.0, 650.0, 800.0, 1311.0] | [480.0, 550.0, 700.0, 1000.0, 1260.0, 1600.0, 2500.0, 3227.0]
Siemens NH-1-100 | Siemens NH-1-100 | 100 | [5400.0, 2000.0, 400.0, 20.0, 1.0, 0.2, 0.012, 0.004] | 0 | 0 | [150.0, 190.0, 250.0, 430.0, 900.0, 1250.0, 2700.0, 3600.0] | 0 | 0
Siemens NH-1-125 | Siemens NH-1-125 | 125 | [4800.0, 120.0, 7.0, 0.1, 0.004] | 0 | 0 | [180.0, 400.0, 740.0, 2000.0, 4250.0] | 0 | 0
Siemens NH-1-16 | Siemens NH-1-16 | 16 | [4000.0, 400.0, 2.0, 0.1, 0.04, 0.01] | 0 | 0 | [26.0, 35.0, 75.0, 150.0, 200.0, 300.0] | 0 | 0
Siemens NH-1-160 | Siemens NH-1-160 | 160 | [4800.0, 120.0, 7.0, 0.1, 0.004] | 0 | 0 | [210.0, 500.0, 900.0, 2300.0, 5000.0] | 0 | 0
Siemens NH-1-25 | Siemens NH-1-25 | 25 | [4000.0, 1000.0, 10.0, 0.2, 0.02, 0.01] | 0 | 0 | [40.0, 50.0, 100.0, 210.0, 400.0, 500.0] | 0 | 0
Siemens NH-1-50 | Siemens NH-1-50 | 50 | [4000.0, 40.0, 4.0, 1.0, 0.02, 0.01] | 0 | 0 | [86.0, 200.0, 300.0, 400.0, 1000.0, 1280.0] | 0 | 0
Siemens NH-1-63 | Siemens NH-1-63 | 63 | [4000.0, 100.0, 10.0, 2.0, 0.04, 0.01] | 0 | 0 | [100.0, 200.0, 300.0, 400.0, 1000.0, 1500.0] | 0 | 0
Siemens NH-1-80 | Siemens NH-1-80 | 80 | [4800.0, 120.0, 7.0, 0.1, 0.01] | 0 | 0 | [150.58, 250.0, 450.0, 1150.0, 2470.0] | 0 | 0
Siemens NH-2-1000 | Siemens NH-2-1000 | 1000 | [4800.0, 120.0, 7.0, 0.1, 0.004] | 0 | 0 | [1900.0, 3500.0, 8400.0, 24000.0, 52000.0] | 0 | 0
Siemens NH-2-200 | Siemens NH-2-200 | 200 | [4800.0, 120.0, 7.0, 0.1, 0.004] | 0 | 0 | [280.0, 650.0, 1200.0, 3000.0, 7000.0] | 0 | 0
Siemens NH-2-224 | Siemens NH-2-224 | 224 | [4800.0, 120.0, 7.0, 0.2, 0.04, 0.004] | 0 | 0 | [400.0, 750.0, 1453.0, 3025.0, 4315.0, 7600.0] | 0 | 0
Siemens NH-2-250 | Siemens NH-2-250 | 250 | [4800.0, 120.0, 7.0, 0.1, 0.004] | 0 | 0 | [450.0, 800.0, 1650.0, 4000.0, 8500.0] | 0 | 0
Siemens NH-2-315 | Siemens NH-2-315 | 315 | [4800.0, 120.0, 7.0, 0.1, 0.004] | 0 | 0 | [550.0, 920.0, 1900.0, 5000.0, 11000.0] | 0 | 0
Siemens NH-2-355 | Siemens NH-2-355 | 355 | [4800.0, 120.0, 6.0, 0.1, 0.004] | 0 | 0 | [650.0, 1116.27, 2350.0, 5840.0, 12790.0] | 0 | 0
Siemens NH-2-400 | Siemens NH-2-400 | 400 | [4800.0, 120.0, 7.0, 0.1, 0.004] | 0 | 0 | [720.0, 1350.0, 2800.0, 6500.0, 15000.0] | 0 | 0
Siemens NH-2-425 | Siemens NH-2-425 | 425 | [4800.0, 120.0, 7.0, 0.1, 0.004] | 0 | 0 | [850.0, 1500.0, 3050.0, 7500.0, 16500.0] | 0 | 0
Siemens NH-2-630 | Siemens NH-2-630 | 630 | [4800.0, 120.0, 7.0, 0.1, 0.004] | 0 | 0 | [1200.0, 2000.0, 4800.0, 12000.0, 26000.0] | 0 | 0

## dtypes
| element | column | dtype
0 | bus | name | object
1 | bus | vn_kv | float64
2 | bus | type | object
3 | bus | zone | object
4 | bus | in_service | bool
5 | load | name | object
6 | load | bus | uint32
7 | load | p_mw | float64
8 | load | q_mvar | float64
9 | load | const_z_percent | float64
10 | load | const_i_percent | float64
11 | load | sn_mva | float64
12 | load | scaling | float64
13 | load | in_service | bool
14 | load | type | object
15 | ext_grid | name | object
16 | ext_grid | bus | uint32
17 | ext_grid | vm_pu | float64
18 | ext_grid | va_degree | float64
19 | ext_grid | slack_weight | float64
20 | ext_grid | in_service | bool
21 | line | name | object
22 | line | std_type | object
23 | line | from_bus | uint32
24 | line | to_bus | uint32
25 | line | length_km | float64
26 | line | r_ohm_per_km | float64
27 | line | x_ohm_per_km | float64
28 | line | c_nf_per_km | float64
29 | line | g_us_per_km | float64
30 | line | max_i_ka | float64
31 | line | df | float64
32 | line | parallel | uint32
33 | line | type | object
34 | line | in_service | bool
35 | trafo | name | object
36 | trafo | std_type | object
37 | trafo | hv_bus | uint32
38 | trafo | lv_bus | uint32
39 | trafo | sn_mva | float64
40 | trafo | vn_hv_kv | float64
41 | trafo | vn_lv_kv | float64
42 | trafo | vk_percent | float64
43 | trafo | vkr_percent | float64
44 | trafo | pfe_kw | float64
45 | trafo | i0_percent | float64
46 | trafo | shift_degree | float64
47 | trafo | tap_side | object
48 | trafo | tap_neutral | int32
49 | trafo | tap_min | int32
50 | trafo | tap_max | int32
51 | trafo | tap_step_percent | float64
52 | trafo | tap_step_degree | float64
53 | trafo | tap_pos | int32
54 | trafo | tap_phase_shifter | bool
55 | trafo | parallel | uint32
56 | trafo | df | float64
57 | trafo | in_service | bool
58 | line_geodata | coords | object
59 | bus_geodata | x | float64
60 | bus_geodata | y | float64
61 | bus_geodata | coords | object

## parameters
| version | format_version | converged | OPF_converged | name | f_hz | sn_mva
0 | 2.14.6 | 2.14.0 | FALSE | FALSE |  | 50 | 1