## bus
| name | vn_kv | type | zone | in_service
0 | bus_LV_3723-3_0_6_node_0 | 0.4 | n |  | TRUE
1 | bus_LV_3723-3_0_6_node_1 | 0.4 | n |  | TRUE
2 | bus_LV_3723-3_0_6_node_2 | 0.4 | n |  | TRUE
3 | bus_LV_3723-3_0_6_node_3 | 0.4 | n |  | TRUE
4 | bus_LV_3723-3_0_6_node_4 | 0.4 | n |  | TRUE
5 | bus_LV_3723-3_0_6_node_185 | 0.4 | n |  | TRUE
6 | bus_LV_3723-3_0_6_node_178 | 0.4 | n |  | TRUE
7 | bus_LV_3723-3_0_6_node_192 | 0.4 | n |  | TRUE
8 | bus_LV_3723-3_0_6_node_182 | 0.4 | n |  | TRUE
9 | bus_LV_3723-3_0_6_node_179 | 0.4 | n |  | TRUE
10 | bus_LV_3723-3_0_6_node_177 | 0.4 | n |  | TRUE
11 | bus_LV_3723-3_0_6_node_176 | 0.4 | n |  | TRUE
12 | bus_LV_3723-3_0_6_node_191 | 0.4 | n |  | TRUE
13 | bus_LV_3723-3_0_6_node_5 | 0.4 | n |  | TRUE
14 | bus_LV_3723-3_0_6_node_6 | 0.4 | n |  | TRUE
15 | bus_LV_3723-3_0_6_node_7 | 0.4 | n |  | TRUE
16 | bus_LV_3723-3_0_6_node_8 | 0.4 | n |  | TRUE
17 | bus_LV_3723-3_0_6_node_9 | 0.4 | n |  | TRUE
18 | bus_LV_3723-3_0_6_node_10 | 0.4 | n |  | TRUE
19 | bus_LV_3723-3_0_6_node_194 | 0.4 | n |  | TRUE
20 | bus_LV_3723-3_0_6_node_14 | 0.4 | n |  | TRUE
21 | bus_LV_3723-3_0_6_node_11 | 0.4 | n |  | TRUE
22 | bus_LV_3723-3_0_6_node_166 | 0.4 | n |  | TRUE
23 | bus_LV_3723-3_0_6_node_157 | 0.4 | n |  | TRUE
24 | bus_LV_3723-3_0_6_node_12 | 0.4 | n |  | TRUE
25 | bus_LV_3723-3_0_6_node_196 | 0.4 | n |  | TRUE
26 | bus_LV_3723-3_0_6_node_165 | 0.4 | n |  | TRUE
27 | bus_LV_3723-3_0_6_node_13 | 0.4 | n |  | TRUE
28 | bus_LV_3723-3_0_6_node_197 | 0.4 | n |  | TRUE
29 | bus_LV_3723-3_0_6_node_156 | 0.4 | n |  | TRUE
30 | bus_LV_3723-3_0_6_node_15 | 0.4 | n |  | TRUE
31 | bus_LV_3723-3_0_6_node_16 | 0.4 | n |  | TRUE
32 | bus_LV_3723-3_0_6_node_17 | 0.4 | n |  | TRUE
33 | bus_LV_3723-3_0_6_node_18 | 0.4 | n |  | TRUE
34 | bus_LV_3723-3_0_6_node_208 | 0.4 | n |  | TRUE
35 | bus_LV_3723-3_0_6_node_207 | 0.4 | n |  | TRUE
36 | bus_LV_3723-3_0_6_node_19 | 0.4 | n |  | TRUE
37 | bus_LV_3723-3_0_6_node_20 | 0.4 | n |  | TRUE
38 | bus_LV_3723-3_0_6_node_21 | 0.4 | n |  | TRUE
39 | bus_LV_3723-3_0_6_node_22 | 0.4 | n |  | TRUE
40 | bus_LV_3723-3_0_6_node_23 | 0.4 | n |  | TRUE
41 | bus_LV_3723-3_0_6_node_24 | 0.4 | n |  | TRUE
42 | bus_LV_3723-3_0_6_node_25 | 0.4 | n |  | TRUE
43 | bus_LV_3723-3_0_6_node_26 | 0.4 | n |  | TRUE
44 | bus_LV_3723-3_0_6_node_38 | 0.4 | n |  | TRUE
45 | bus_LV_3723-3_0_6_node_39 | 0.4 | n |  | TRUE
46 | bus_LV_3723-3_0_6_node_27 | 0.4 | n |  | TRUE
47 | bus_LV_3723-3_0_6_node_28 | 0.4 | n |  | TRUE
48 | bus_LV_3723-3_0_6_node_29 | 0.4 | n |  | TRUE
49 | bus_LV_3723-3_0_6_node_30 | 0.4 | n |  | TRUE
50 | bus_LV_3723-3_0_6_node_31 | 0.4 | n |  | TRUE
51 | bus_LV_3723-3_0_6_node_33 | 0.4 | n |  | TRUE
52 | bus_LV_3723-3_0_6_node_32 | 0.4 | n |  | TRUE
53 | bus_LV_3723-3_0_6_node_34 | 0.4 | n |  | TRUE
54 | bus_LV_3723-3_0_6_node_35 | 0.4 | n |  | TRUE
55 | bus_LV_3723-3_0_6_node_36 | 0.4 | n |  | TRUE
56 | bus_LV_3723-3_0_6_node_37 | 0.4 | n |  | TRUE
57 | bus_LV_3723-3_0_6_node_73 | 0.4 | n |  | TRUE
58 | bus_LV_3723-3_0_6_node_72 | 0.4 | n |  | TRUE
59 | bus_LV_3723-3_0_6_node_40 | 0.4 | n |  | TRUE
60 | bus_LV_3723-3_0_6_node_44 | 0.4 | n |  | TRUE
61 | bus_LV_3723-3_0_6_node_42 | 0.4 | n |  | TRUE
62 | bus_LV_3723-3_0_6_node_41 | 0.4 | n |  | TRUE
63 | bus_LV_3723-3_0_6_node_43 | 0.4 | n |  | TRUE
64 | bus_LV_3723-3_0_6_node_45 | 0.4 | n |  | TRUE
65 | bus_LV_3723-3_0_6_node_46 | 0.4 | n |  | TRUE
66 | bus_LV_3723-3_0_6_node_47 | 0.4 | n |  | TRUE
67 | bus_LV_3723-3_0_6_node_48 | 0.4 | n |  | TRUE
68 | bus_LV_3723-3_0_6_node_49 | 0.4 | n |  | TRUE
69 | bus_LV_3723-3_0_6_node_50 | 0.4 | n |  | TRUE
70 | bus_LV_3723-3_0_6_node_51 | 0.4 | n |  | TRUE
71 | bus_LV_3723-3_0_6_node_115 | 0.4 | n |  | TRUE
72 | bus_LV_3723-3_0_6_node_52 | 0.4 | n |  | TRUE
73 | bus_LV_3723-3_0_6_node_116 | 0.4 | n |  | TRUE
74 | bus_LV_3723-3_0_6_node_53 | 0.4 | n |  | TRUE
75 | bus_LV_3723-3_0_6_node_54 | 0.4 | n |  | TRUE
76 | bus_LV_3723-3_0_6_node_55 | 0.4 | n |  | TRUE
77 | bus_LV_3723-3_0_6_node_56 | 0.4 | n |  | TRUE
78 | bus_LV_3723-3_0_6_node_57 | 0.4 | n |  | TRUE
79 | bus_LV_3723-3_0_6_node_67 | 0.4 | n |  | TRUE
80 | bus_LV_3723-3_0_6_node_68 | 0.4 | n |  | TRUE
81 | bus_LV_3723-3_0_6_node_58 | 0.4 | n |  | TRUE
82 | bus_LV_3723-3_0_6_node_59 | 0.4 | n |  | TRUE
83 | bus_LV_3723-3_0_6_node_60 | 0.4 | n |  | TRUE
84 | bus_LV_3723-3_0_6_node_61 | 0.4 | n |  | TRUE
85 | bus_LV_3723-3_0_6_node_62 | 0.4 | n |  | TRUE
86 | bus_LV_3723-3_0_6_node_63 | 0.4 | n |  | TRUE
87 | bus_LV_3723-3_0_6_node_70 | 0.4 | n |  | TRUE
88 | bus_LV_3723-3_0_6_node_64 | 0.4 | n |  | TRUE
89 | bus_LV_3723-3_0_6_node_71 | 0.4 | n |  | TRUE
90 | bus_LV_3723-3_0_6_node_65 | 0.4 | n |  | TRUE
91 | bus_LV_3723-3_0_6_node_66 | 0.4 | n |  | TRUE
92 | bus_LV_3723-3_0_6_node_69 | 0.4 | n |  | TRUE
93 | bus_LV_3723-3_0_6_node_84 | 0.4 | n |  | TRUE
94 | bus_LV_3723-3_0_6_node_94 | 0.4 | n |  | TRUE
95 | bus_LV_3723-3_0_6_node_82 | 0.4 | n |  | TRUE
96 | bus_LV_3723-3_0_6_node_92 | 0.4 | n |  | TRUE
97 | bus_LV_3723-3_0_6_node_81 | 0.4 | n |  | TRUE
98 | bus_LV_3723-3_0_6_node_80 | 0.4 | n |  | TRUE
99 | bus_LV_3723-3_0_6_node_74 | 0.4 | n |  | TRUE
100 | bus_LV_3723-3_0_6_node_75 | 0.4 | n |  | TRUE
101 | bus_LV_3723-3_0_6_node_76 | 0.4 | n |  | TRUE
102 | bus_LV_3723-3_0_6_node_77 | 0.4 | n |  | TRUE
103 | bus_LV_3723-3_0_6_node_78 | 0.4 | n |  | TRUE
104 | bus_LV_3723-3_0_6_node_79 | 0.4 | n |  | TRUE
105 | bus_LV_3723-3_0_6_node_83 | 0.4 | n |  | TRUE
106 | bus_LV_3723-3_0_6_node_85 | 0.4 | n |  | TRUE
107 | bus_LV_3723-3_0_6_node_88 | 0.4 | n |  | TRUE
108 | bus_LV_3723-3_0_6_node_86 | 0.4 | n |  | TRUE
109 | bus_LV_3723-3_0_6_node_87 | 0.4 | n |  | TRUE
110 | bus_LV_3723-3_0_6_node_90 | 0.4 | n |  | TRUE
111 | bus_LV_3723-3_0_6_node_91 | 0.4 | n |  | TRUE
112 | bus_LV_3723-3_0_6_node_93 | 0.4 | n |  | TRUE
113 | bus_LV_3723-3_0_6_node_95 | 0.4 | n |  | TRUE
114 | bus_LV_3723-3_0_6_node_96 | 0.4 | n |  | TRUE
115 | bus_LV_3723-3_0_6_node_97 | 0.4 | n |  | TRUE
116 | bus_LV_3723-3_0_6_node_98 | 0.4 | n |  | TRUE
117 | bus_LV_3723-3_0_6_node_99 | 0.4 | n |  | TRUE
118 | bus_LV_3723-3_0_6_node_100 | 0.4 | n |  | TRUE
119 | bus_LV_3723-3_0_6_node_101 | 0.4 | n |  | TRUE
120 | bus_LV_3723-3_0_6_node_102 | 0.4 | n |  | TRUE
121 | bus_LV_3723-3_0_6_node_103 | 0.4 | n |  | TRUE
122 | bus_LV_3723-3_0_6_node_104 | 0.4 | n |  | TRUE
123 | bus_LV_3723-3_0_6_node_105 | 0.4 | n |  | TRUE
124 | bus_LV_3723-3_0_6_node_106 | 0.4 | n |  | TRUE
125 | bus_LV_3723-3_0_6_node_107 | 0.4 | n |  | TRUE
126 | bus_LV_3723-3_0_6_node_109 | 0.4 | n |  | TRUE
127 | bus_LV_3723-3_0_6_node_108 | 0.4 | n |  | TRUE
128 | bus_LV_3723-3_0_6_node_141 | 0.4 | n |  | TRUE
129 | bus_LV_3723-3_0_6_node_138 | 0.4 | n |  | TRUE
130 | bus_LV_3723-3_0_6_node_113 | 0.4 | n |  | TRUE
131 | bus_LV_3723-3_0_6_node_110 | 0.4 | n |  | TRUE
132 | bus_LV_3723-3_0_6_node_144 | 0.4 | n |  | TRUE
133 | bus_LV_3723-3_0_6_node_139 | 0.4 | n |  | TRUE
134 | bus_LV_3723-3_0_6_node_137 | 0.4 | n |  | TRUE
135 | bus_LV_3723-3_0_6_node_111 | 0.4 | n |  | TRUE
136 | bus_LV_3723-3_0_6_node_112 | 0.4 | n |  | TRUE
137 | bus_LV_3723-3_0_6_node_114 | 0.4 | n |  | TRUE
138 | bus_LV_3723-3_0_6_node_120 | 0.4 | n |  | TRUE
139 | bus_LV_3723-3_0_6_node_119 | 0.4 | n |  | TRUE
140 | bus_LV_3723-3_0_6_node_132 | 0.4 | n |  | TRUE
141 | bus_LV_3723-3_0_6_node_123 | 0.4 | n |  | TRUE
142 | bus_LV_3723-3_0_6_node_118 | 0.4 | n |  | TRUE
143 | bus_LV_3723-3_0_6_node_117 | 0.4 | n |  | TRUE
144 | bus_LV_3723-3_0_6_node_124 | 0.4 | n |  | TRUE
145 | bus_LV_3723-3_0_6_node_121 | 0.4 | n |  | TRUE
146 | bus_LV_3723-3_0_6_node_122 | 0.4 | n |  | TRUE
147 | bus_LV_3723-3_0_6_node_209 | 0.4 | n |  | TRUE
148 | bus_LV_3723-3_0_6_node_128 | 0.4 | n |  | TRUE
149 | bus_LV_3723-3_0_6_node_125 | 0.4 | n |  | TRUE
150 | bus_LV_3723-3_0_6_node_126 | 0.4 | n |  | TRUE
151 | bus_LV_3723-3_0_6_node_127 | 0.4 | n |  | TRUE
152 | bus_LV_3723-3_0_6_node_129 | 0.4 | n |  | TRUE
153 | bus_LV_3723-3_0_6_node_130 | 0.4 | n |  | TRUE
154 | bus_LV_3723-3_0_6_node_131 | 0.4 | n |  | TRUE
155 | bus_LV_3723-3_0_6_node_135 | 0.4 | n |  | TRUE
156 | bus_LV_3723-3_0_6_node_133 | 0.4 | n |  | TRUE
157 | bus_LV_3723-3_0_6_node_134 | 0.4 | n |  | TRUE
158 | bus_LV_3723-3_0_6_node_136 | 0.4 | n |  | TRUE
159 | bus_LV_3723-3_0_6_node_140 | 0.4 | n |  | TRUE
160 | bus_LV_3723-3_0_6_node_142 | 0.4 | n |  | TRUE
161 | bus_LV_3723-3_0_6_node_143 | 0.4 | n |  | TRUE
162 | bus_LV_3723-3_0_6_node_145 | 0.4 | n |  | TRUE
163 | bus_LV_3723-3_0_6_node_150 | 0.4 | n |  | TRUE
164 | bus_LV_3723-3_0_6_node_151 | 0.4 | n |  | TRUE
165 | bus_LV_3723-3_0_6_node_172 | 0.4 | n |  | TRUE
166 | bus_LV_3723-3_0_6_node_169 | 0.4 | n |  | TRUE
167 | bus_LV_3723-3_0_6_node_175 | 0.4 | n |  | TRUE
168 | bus_LV_3723-3_0_6_node_170 | 0.4 | n |  | TRUE
169 | bus_LV_3723-3_0_6_node_146 | 0.4 | n |  | TRUE
170 | bus_LV_3723-3_0_6_node_147 | 0.4 | n |  | TRUE
171 | bus_LV_3723-3_0_6_node_148 | 0.4 | n |  | TRUE
172 | bus_LV_3723-3_0_6_node_149 | 0.4 | n |  | TRUE
173 | bus_LV_3723-3_0_6_node_163 | 0.4 | n |  | TRUE
174 | bus_LV_3723-3_0_6_node_167 | 0.4 | n |  | TRUE
175 | bus_LV_3723-3_0_6_node_152 | 0.4 | n |  | TRUE
176 | bus_LV_3723-3_0_6_node_153 | 0.4 | n |  | TRUE
177 | bus_LV_3723-3_0_6_node_154 | 0.4 | n |  | TRUE
178 | bus_LV_3723-3_0_6_node_155 | 0.4 | n |  | TRUE
179 | bus_LV_3723-3_0_6_node_158 | 0.4 | n |  | TRUE
180 | bus_LV_3723-3_0_6_node_159 | 0.4 | n |  | TRUE
181 | bus_LV_3723-3_0_6_node_160 | 0.4 | n |  | TRUE
182 | bus_LV_3723-3_0_6_node_161 | 0.4 | n |  | TRUE
183 | bus_LV_3723-3_0_6_node_162 | 0.4 | n |  | TRUE
184 | bus_LV_3723-3_0_6_node_164 | 0.4 | n |  | TRUE
185 | bus_LV_3723-3_0_6_node_168 | 0.4 | n |  | TRUE
186 | bus_LV_3723-3_0_6_node_195 | 0.4 | n |  | TRUE
187 | bus_LV_3723-3_0_6_node_171 | 0.4 | n |  | TRUE
188 | bus_LV_3723-3_0_6_node_173 | 0.4 | n |  | TRUE
189 | bus_LV_3723-3_0_6_node_174 | 0.4 | n |  | TRUE
190 | bus_LV_3723-3_0_6_node_180 | 0.4 | n |  | TRUE
191 | bus_LV_3723-3_0_6_node_181 | 0.4 | n |  | TRUE
192 | bus_LV_3723-3_0_6_node_183 | 0.4 | n |  | TRUE
193 | bus_LV_3723-3_0_6_node_184 | 0.4 | n |  | TRUE
194 | bus_LV_3723-3_0_6_node_186 | 0.4 | n |  | TRUE
195 | bus_LV_3723-3_0_6_node_205 | 0.4 | n |  | TRUE
196 | bus_LV_3723-3_0_6_node_189 | 0.4 | n |  | TRUE
197 | bus_LV_3723-3_0_6_node_204 | 0.4 | n |  | TRUE
198 | bus_LV_3723-3_0_6_node_188 | 0.4 | n |  | TRUE
199 | bus_LV_3723-3_0_6_node_190 | 0.4 | n |  | TRUE
200 | bus_LV_3723-3_0_6_node_199 | 0.4 | n |  | TRUE
201 | bus_LV_3723-3_0_6_node_200 | 0.4 | n |  | TRUE
202 | bus_LV_3723-3_0_6_node_201 | 0.4 | n |  | TRUE
203 | bus_LV_3723-3_0_6_node_202 | 0.4 | n |  | TRUE
204 | bus_LV_3723-3_0_6_node_203 | 0.4 | n |  | TRUE
205 | bus_LV_3723-3_0_6_node_206 | 0.4 | n |  | TRUE
206 | bus_MV_56_0_node_37 | 20 | n |  | TRUE

## load
| name | bus | p_mw | q_mvar | const_z_percent | const_i_percent | sn_mva | scaling | in_service | type
0 | LV_3723-3_0_6_load_0 | 0 | 0.0070657 | 0.0017708 | 0 | 0 |  | 1 | TRUE | wye
1 | LV_3723-3_0_6_load_1 | 1 | 0.0030591 | 0.00076667 | 0 | 0 |  | 1 | TRUE | wye
2 | LV_3723-3_0_6_load_2 | 2 | 0.0043791 | 0.0010975 | 0 | 0 |  | 1 | TRUE | wye
3 | LV_3723-3_0_6_load_3 | 3 | 0.0022936 | 0.00057484 | 0 | 0 |  | 1 | TRUE | wye
4 | LV_3723-3_0_6_load_185 | 5 | 0.013636 | 0.0034175 | 0 | 0 |  | 1 | TRUE | wye
5 | LV_3723-3_0_6_load_192 | 7 | 0.0072409 | 0.0018148 | 0 | 0 |  | 1 | TRUE | wye
6 | LV_3723-3_0_6_load_179 | 9 | 0.00456 | 0.0011428 | 0 | 0 |  | 1 | TRUE | wye
7 | LV_3723-3_0_6_load_177 | 10 | 0.0042056 | 0.001054 | 0 | 0 |  | 1 | TRUE | wye
8 | LV_3723-3_0_6_load_176 | 11 | 0.0041733 | 0.0010459 | 0 | 0 |  | 1 | TRUE | wye
9 | LV_3723-3_0_6_load_191 | 12 | 0.0049254 | 0.0012344 | 0 | 0 |  | 1 | TRUE | wye
10 | LV_3723-3_0_6_load_5 | 13 | 0.0091422 | 0.0022912 | 0 | 0 |  | 1 | TRUE | wye
11 | LV_3723-3_0_6_load_6 | 14 | 0.0033964 | 0.00085122 | 0 | 0 |  | 1 | TRUE | wye
12 | LV_3723-3_0_6_load_8 | 16 | 0.0029519 | 0.00073982 | 0 | 0 |  | 1 | TRUE | wye
13 | LV_3723-3_0_6_load_10 | 18 | 0.0038115 | 0.00095525 | 0 | 0 |  | 1 | TRUE | wye
14 | LV_3723-3_0_6_load_194 | 19 | 0.0048304 | 0.0012106 | 0 | 0 |  | 1 | TRUE | wye
15 | LV_3723-3_0_6_load_14 | 20 | 0.00096922 | 0.00024291 | 0 | 0 |  | 1 | TRUE | wye
16 | LV_3723-3_0_6_load_11 | 21 | 0.0034168 | 0.00085632 | 0 | 0 |  | 1 | TRUE | wye
17 | LV_3723-3_0_6_load_157 | 23 | 0.0010495 | 0.00026303 | 0 | 0 |  | 1 | TRUE | wye
18 | LV_3723-3_0_6_load_12 | 24 | 0.0014902 | 0.00037349 | 0 | 0 |  | 1 | TRUE | wye
19 | LV_3723-3_0_6_load_196 | 25 | 0.0029197 | 0.00073174 | 0 | 0 |  | 1 | TRUE | wye
20 | LV_3723-3_0_6_load_13 | 27 | 0.0017899 | 0.0004486 | 0 | 0 |  | 1 | TRUE | wye
21 | LV_3723-3_0_6_load_197 | 28 | 0.0030687 | 0.00076909 | 0 | 0 |  | 1 | TRUE | wye
22 | LV_3723-3_0_6_load_156 | 29 | 0.0019645 | 0.00049236 | 0 | 0 |  | 1 | TRUE | wye
23 | LV_3723-3_0_6_load_15 | 30 | 0.0056771 | 0.0014228 | 0 | 0 |  | 1 | TRUE | wye
24 | LV_3723-3_0_6_load_16 | 31 | 0.0056904 | 0.0014261 | 0 | 0 |  | 1 | TRUE | wye
25 | LV_3723-3_0_6_load_17 | 32 | 0.0027996 | 0.00070164 | 0 | 0 |  | 1 | TRUE | wye
26 | LV_3723-3_0_6_load_18 | 33 | 0.0042595 | 0.0010675 | 0 | 0 |  | 1 | TRUE | wye
27 | LV_3723-3_0_6_load_208 | 34 | 0.0046944 | 0.0011765 | 0 | 0 |  | 1 | TRUE | wye
28 | LV_3723-3_0_6_load_207 | 35 | 0.0021973 | 0.00055069 | 0 | 0 |  | 1 | TRUE | wye
29 | LV_3723-3_0_6_load_19 | 36 | 0.0037646 | 0.00094349 | 0 | 0 |  | 1 | TRUE | wye
30 | LV_3723-3_0_6_load_20 | 37 | 0.0020508 | 0.00051399 | 0 | 0 |  | 1 | TRUE | wye
31 | LV_3723-3_0_6_load_21 | 38 | 0.0031891 | 0.00079927 | 0 | 0 |  | 1 | TRUE | wye
32 | LV_3723-3_0_6_load_22 | 39 | 0.003624 | 0.00090827 | 0 | 0 |  | 1 | TRUE | wye
33 | LV_3723-3_0_6_load_23 | 40 | 0.0062649 | 0.0015701 | 0 | 0 |  | 1 | TRUE | wye
34 | LV_3723-3_0_6_load_24 | 41 | 0.0038017 | 0.00095278 | 0 | 0 |  | 1 | TRUE | wye
35 | LV_3723-3_0_6_load_25 | 42 | 0.003897 | 0.00097667 | 0 | 0 |  | 1 | TRUE | wye
36 | LV_3723-3_0_6_load_26 | 43 | 0.0019708 | 0.00049393 | 0 | 0 |  | 1 | TRUE | wye
37 | LV_3723-3_0_6_load_38 | 44 | 0.00075119 | 0.00018827 | 0 | 0 |  | 1 | TRUE | wye
38 | LV_3723-3_0_6_load_39 | 45 | 0.0014414 | 0.00036124 | 0 | 0 |  | 1 | TRUE | wye
39 | LV_3723-3_0_6_load_27 | 46 | 0.0024113 | 0.00060432 | 0 | 0 |  | 1 | TRUE | wye
40 | LV_3723-3_0_6_load_28 | 47 | 0.0023228 | 0.00058215 | 0 | 0 |  | 1 | TRUE | wye
41 | LV_3723-3_0_6_load_29 | 48 | 0.0012519 | 0.00031376 | 0 | 0 |  | 1 | TRUE | wye
42 | LV_3723-3_0_6_load_30 | 49 | 0.0011988 | 0.00030046 | 0 | 0 |  | 1 | TRUE | wye
43 | LV_3723-3_0_6_load_31 | 50 | 0.00065581 | 0.00016436 | 0 | 0 |  | 1 | TRUE | wye
44 | LV_3723-3_0_6_load_33 | 51 | 0.0015593 | 0.00039081 | 0 | 0 |  | 1 | TRUE | wye
45 | LV_3723-3_0_6_load_32 | 52 | 0.0098549 | 0.0024699 | 0 | 0 |  | 1 | TRUE | wye
46 | LV_3723-3_0_6_load_34 | 53 | 0.0011993 | 0.00030058 | 0 | 0 |  | 1 | TRUE | wye
47 | LV_3723-3_0_6_load_35 | 54 | 0.0019115 | 0.00047906 | 0 | 0 |  | 1 | TRUE | wye
48 | LV_3723-3_0_6_load_36 | 55 | 0.00090048 | 0.00022568 | 0 | 0 |  | 1 | TRUE | wye
49 | LV_3723-3_0_6_load_37 | 56 | 0.00078734 | 0.00019733 | 0 | 0 |  | 1 | TRUE | wye
50 | LV_3723-3_0_6_load_73 | 57 | 0.0025954 | 0.00065047 | 0 | 0 |  | 1 | TRUE | wye
51 | LV_3723-3_0_6_load_72 | 58 | 0.002419 | 0.00060626 | 0 | 0 |  | 1 | TRUE | wye
52 | LV_3723-3_0_6_load_40 | 59 | 0.002695 | 0.00067543 | 0 | 0 |  | 1 | TRUE | wye
53 | LV_3723-3_0_6_load_44 | 60 | 0.0030454 | 0.00076326 | 0 | 0 |  | 1 | TRUE | wye
54 | LV_3723-3_0_6_load_42 | 61 | 0.0018638 | 0.0004671 | 0 | 0 |  | 1 | TRUE | wye
55 | LV_3723-3_0_6_load_41 | 62 | 0.0018014 | 0.00045147 | 0 | 0 |  | 1 | TRUE | wye
56 | LV_3723-3_0_6_load_43 | 63 | 0.0012996 | 0.00032571 | 0 | 0 |  | 1 | TRUE | wye
57 | LV_3723-3_0_6_load_45 | 64 | 0.0023038 | 0.0005774 | 0 | 0 |  | 1 | TRUE | wye
58 | LV_3723-3_0_6_load_46 | 65 | 0.0042986 | 0.0010773 | 0 | 0 |  | 1 | TRUE | wye
59 | LV_3723-3_0_6_load_47 | 66 | 0.002397 | 0.00060074 | 0 | 0 |  | 1 | TRUE | wye
60 | LV_3723-3_0_6_load_49 | 68 | 0.0033953 | 0.00085095 | 0 | 0 |  | 1 | TRUE | wye
61 | LV_3723-3_0_6_load_50 | 69 | 0.002572 | 0.00064461 | 0 | 0 |  | 1 | TRUE | wye
62 | LV_3723-3_0_6_load_51 | 70 | 0.0030529 | 0.00076514 | 0 | 0 |  | 1 | TRUE | wye
63 | LV_3723-3_0_6_load_115 | 71 | 0.0014245 | 0.00035702 | 0 | 0 |  | 1 | TRUE | wye
64 | LV_3723-3_0_6_load_52 | 72 | 0.0034053 | 0.00085344 | 0 | 0 |  | 1 | TRUE | wye
65 | LV_3723-3_0_6_load_116 | 73 | 0.0018288 | 0.00045835 | 0 | 0 |  | 1 | TRUE | wye
66 | LV_3723-3_0_6_load_53 | 74 | 0.0018104 | 0.00045374 | 0 | 0 |  | 1 | TRUE | wye
67 | LV_3723-3_0_6_load_54 | 75 | 0.0066971 | 0.0016784 | 0 | 0 |  | 1 | TRUE | wye
68 | LV_3723-3_0_6_load_55 | 76 | 0.0029724 | 0.00074496 | 0 | 0 |  | 1 | TRUE | wye
69 | LV_3723-3_0_6_load_56 | 77 | 0.0023643 | 0.00059255 | 0 | 0 |  | 1 | TRUE | wye
70 | LV_3723-3_0_6_load_57 | 78 | 0.0042817 | 0.0010731 | 0 | 0 |  | 1 | TRUE | wye
71 | LV_3723-3_0_6_load_67 | 79 | 0.0025824 | 0.0006472 | 0 | 0 |  | 1 | TRUE | wye
72 | LV_3723-3_0_6_load_68 | 80 | 0.0025778 | 0.00064606 | 0 | 0 |  | 1 | TRUE | wye
73 | LV_3723-3_0_6_load_58 | 81 | 0.0028272 | 0.00070857 | 0 | 0 |  | 1 | TRUE | wye
74 | LV_3723-3_0_6_load_59 | 82 | 0.0018459 | 0.00046264 | 0 | 0 |  | 1 | TRUE | wye
75 | LV_3723-3_0_6_load_60 | 83 | 0.0021487 | 0.00053852 | 0 | 0 |  | 1 | TRUE | wye
76 | LV_3723-3_0_6_load_61 | 84 | 0.0022708 | 0.00056912 | 0 | 0 |  | 1 | TRUE | wye
77 | LV_3723-3_0_6_load_62 | 85 | 0.002155 | 0.00054009 | 0 | 0 |  | 1 | TRUE | wye
78 | LV_3723-3_0_6_load_63 | 86 | 0.002366 | 0.00059299 | 0 | 0 |  | 1 | TRUE | wye
79 | LV_3723-3_0_6_load_70 | 87 | 0.0025156 | 0.00063046 | 0 | 0 |  | 1 | TRUE | wye
80 | LV_3723-3_0_6_load_71 | 89 | 0.0018927 | 0.00047435 | 0 | 0 |  | 1 | TRUE | wye
81 | LV_3723-3_0_6_load_66 | 91 | 0.002748 | 0.00068871 | 0 | 0 |  | 1 | TRUE | wye
82 | LV_3723-3_0_6_load_69 | 92 | 0.0043601 | 0.0010927 | 0 | 0 |  | 1 | TRUE | wye
83 | LV_3723-3_0_6_load_84 | 93 | 0.0024534 | 0.00061487 | 0 | 0 |  | 1 | TRUE | wye
84 | LV_3723-3_0_6_load_94 | 94 | 0.0041737 | 0.001046 | 0 | 0 |  | 1 | TRUE | wye
85 | LV_3723-3_0_6_load_82 | 95 | 0.0035072 | 0.00087898 | 0 | 0 |  | 1 | TRUE | wye
86 | LV_3723-3_0_6_load_92 | 96 | 0.0076285 | 0.0019119 | 0 | 0 |  | 1 | TRUE | wye
87 | LV_3723-3_0_6_load_81 | 97 | 0.0026951 | 0.00067545 | 0 | 0 |  | 1 | TRUE | wye
88 | LV_3723-3_0_6_load_80 | 98 | 0.0017071 | 0.00042784 | 0 | 0 |  | 1 | TRUE | wye
89 | LV_3723-3_0_6_load_75 | 100 | 0.0026315 | 0.00065953 | 0 | 0 |  | 1 | TRUE | wye
90 | LV_3723-3_0_6_load_76 | 101 | 0.001799 | 0.00045086 | 0 | 0 |  | 1 | TRUE | wye
91 | LV_3723-3_0_6_load_77 | 102 | 0.0026399 | 0.00066163 | 0 | 0 |  | 1 | TRUE | wye
92 | LV_3723-3_0_6_load_78 | 103 | 0.0012854 | 0.00032214 | 0 | 0 |  | 1 | TRUE | wye
93 | LV_3723-3_0_6_load_79 | 104 | 0.0015763 | 0.00039507 | 0 | 0 |  | 1 | TRUE | wye
94 | LV_3723-3_0_6_load_83 | 105 | 0.0026736 | 0.00067008 | 0 | 0 |  | 1 | TRUE | wye
95 | LV_3723-3_0_6_load_85 | 106 | 0.0021279 | 0.0005333 | 0 | 0 |  | 1 | TRUE | wye
96 | LV_3723-3_0_6_load_88 | 107 | 0.0028843 | 0.00072288 | 0 | 0 |  | 1 | TRUE | wye
97 | LV_3723-3_0_6_load_86 | 108 | 0.0032456 | 0.00081343 | 0 | 0 |  | 1 | TRUE | wye
98 | LV_3723-3_0_6_load_87 | 109 | 0.0026076 | 0.00065352 | 0 | 0 |  | 1 | TRUE | wye
99 | LV_3723-3_0_6_load_90 | 110 | 0.002879 | 0.00072155 | 0 | 0 |  | 1 | TRUE | wye
100 | LV_3723-3_0_6_load_91 | 111 | 0.0054318 | 0.0013613 | 0 | 0 |  | 1 | TRUE | wye
101 | LV_3723-3_0_6_load_95 | 113 | 0.01147 | 0.0028746 | 0 | 0 |  | 1 | TRUE | wye
102 | LV_3723-3_0_6_load_96 | 114 | 0.0045868 | 0.0011496 | 0 | 0 |  | 1 | TRUE | wye
103 | LV_3723-3_0_6_load_97 | 115 | 0.0049707 | 0.0012458 | 0 | 0 |  | 1 | TRUE | wye
104 | LV_3723-3_0_6_load_98 | 116 | 0.013721 | 0.0034388 | 0 | 0 |  | 1 | TRUE | wye
105 | LV_3723-3_0_6_load_99 | 117 | 0.0052508 | 0.001316 | 0 | 0 |  | 1 | TRUE | wye
106 | LV_3723-3_0_6_load_100 | 118 | 0.0035569 | 0.00089144 | 0 | 0 |  | 1 | TRUE | wye
107 | LV_3723-3_0_6_load_101 | 119 | 0.0021654 | 0.00054271 | 0 | 0 |  | 1 | TRUE | wye
108 | LV_3723-3_0_6_load_102 | 120 | 0.0028467 | 0.00071344 | 0 | 0 |  | 1 | TRUE | wye
109 | LV_3723-3_0_6_load_103 | 121 | 0.00267 | 0.00066917 | 0 | 0 |  | 1 | TRUE | wye
110 | LV_3723-3_0_6_load_104 | 122 | 0.0050653 | 0.0012695 | 0 | 0 |  | 1 | TRUE | wye
111 | LV_3723-3_0_6_load_105 | 123 | 0.0025442 | 0.00063764 | 0 | 0 |  | 1 | TRUE | wye
112 | LV_3723-3_0_6_load_106 | 124 | 0.0023939 | 0.00059997 | 0 | 0 |  | 1 | TRUE | wye
113 | LV_3723-3_0_6_load_141 | 128 | 0.0033385 | 0.0008367 | 0 | 0 |  | 1 | TRUE | wye
114 | LV_3723-3_0_6_load_138 | 129 | 0.0013047 | 0.00032699 | 0 | 0 |  | 1 | TRUE | wye
115 | LV_3723-3_0_6_load_113 | 130 | 0.0023359 | 0.00058544 | 0 | 0 |  | 1 | TRUE | wye
116 | LV_3723-3_0_6_load_110 | 131 | 0.0029045 | 0.00072793 | 0 | 0 |  | 1 | TRUE | wye
117 | LV_3723-3_0_6_load_144 | 132 | 0.0012725 | 0.00031893 | 0 | 0 |  | 1 | TRUE | wye
118 | LV_3723-3_0_6_load_139 | 133 | 0.0065943 | 0.0016527 | 0 | 0 |  | 1 | TRUE | wye
119 | LV_3723-3_0_6_load_137 | 134 | 0.0019525 | 0.00048935 | 0 | 0 |  | 1 | TRUE | wye
120 | LV_3723-3_0_6_load_111 | 135 | 0.0030036 | 0.00075277 | 0 | 0 |  | 1 | TRUE | wye
121 | LV_3723-3_0_6_load_112 | 136 | 0.0037942 | 0.00095091 | 0 | 0 |  | 1 | TRUE | wye
122 | LV_3723-3_0_6_load_120 | 138 | 0.00091896 | 0.00023031 | 0 | 0 |  | 1 | TRUE | wye
123 | LV_3723-3_0_6_load_119 | 139 | 0.0025914 | 0.00064947 | 0 | 0 |  | 1 | TRUE | wye
124 | LV_3723-3_0_6_load_118 | 142 | 0.0056452 | 0.0014148 | 0 | 0 |  | 1 | TRUE | wye
125 | LV_3723-3_0_6_load_117 | 143 | 0.0016437 | 0.00041196 | 0 | 0 |  | 1 | TRUE | wye
126 | LV_3723-3_0_6_load_124 | 144 | 0.00078579 | 0.00019694 | 0 | 0 |  | 1 | TRUE | wye
127 | LV_3723-3_0_6_load_121 | 145 | 0.0018069 | 0.00045286 | 0 | 0 |  | 1 | TRUE | wye
128 | LV_3723-3_0_6_load_122 | 146 | 0.003085 | 0.00077318 | 0 | 0 |  | 1 | TRUE | wye
129 | LV_3723-3_0_6_load_209 | 147 | 0.00091896 | 0.00023031 | 0 | 0 |  | 1 | TRUE | wye
130 | LV_3723-3_0_6_load_128 | 148 | 0.0016848 | 0.00042225 | 0 | 0 |  | 1 | TRUE | wye
131 | LV_3723-3_0_6_load_125 | 149 | 0.0005889 | 0.00014759 | 0 | 0 |  | 1 | TRUE | wye
132 | LV_3723-3_0_6_load_126 | 150 | 0.0011137 | 0.00027913 | 0 | 0 |  | 1 | TRUE | wye
133 | LV_3723-3_0_6_load_127 | 151 | 0.0011597 | 0.00029065 | 0 | 0 |  | 1 | TRUE | wye
134 | LV_3723-3_0_6_load_129 | 152 | 0.00087508 | 0.00021932 | 0 | 0 |  | 1 | TRUE | wye
135 | LV_3723-3_0_6_load_130 | 153 | 0.0011203 | 0.00028078 | 0 | 0 |  | 1 | TRUE | wye
136 | LV_3723-3_0_6_load_131 | 154 | 0.000914 | 0.00022907 | 0 | 0 |  | 1 | TRUE | wye
137 | LV_3723-3_0_6_load_135 | 155 | 0.0024227 | 0.0006072 | 0 | 0 |  | 1 | TRUE | wye
138 | LV_3723-3_0_6_load_133 | 156 | 0.0018695 | 0.00046854 | 0 | 0 |  | 1 | TRUE | wye
139 | LV_3723-3_0_6_load_134 | 157 | 0.00181 | 0.00045362 | 0 | 0 |  | 1 | TRUE | wye
140 | LV_3723-3_0_6_load_136 | 158 | 0.001836 | 0.00046015 | 0 | 0 |  | 1 | TRUE | wye
141 | LV_3723-3_0_6_load_140 | 159 | 0.003001 | 0.00075212 | 0 | 0 |  | 1 | TRUE | wye
142 | LV_3723-3_0_6_load_142 | 160 | 0.0024415 | 0.00061189 | 0 | 0 |  | 1 | TRUE | wye
143 | LV_3723-3_0_6_load_143 | 161 | 0.0033469 | 0.00083881 | 0 | 0 |  | 1 | TRUE | wye
144 | LV_3723-3_0_6_load_150 | 163 | 0.0019313 | 0.00048403 | 0 | 0 |  | 1 | TRUE | wye
145 | LV_3723-3_0_6_load_151 | 164 | 0.0017802 | 0.00044615 | 0 | 0 |  | 1 | TRUE | wye
146 | LV_3723-3_0_6_load_172 | 165 | 0.0017229 | 0.0004318 | 0 | 0 |  | 1 | TRUE | wye
147 | LV_3723-3_0_6_load_169 | 166 | 0.001485 | 0.00037217 | 0 | 0 |  | 1 | TRUE | wye
148 | LV_3723-3_0_6_load_175 | 167 | 0.0031377 | 0.00078638 | 0 | 0 |  | 1 | TRUE | wye
149 | LV_3723-3_0_6_load_170 | 168 | 0.002789 | 0.000699 | 0 | 0 |  | 1 | TRUE | wye
150 | LV_3723-3_0_6_load_146 | 169 | 0.0018341 | 0.00045966 | 0 | 0 |  | 1 | TRUE | wye
151 | LV_3723-3_0_6_load_147 | 170 | 0.0019982 | 0.00050081 | 0 | 0 |  | 1 | TRUE | wye
152 | LV_3723-3_0_6_load_148 | 171 | 0.0032918 | 0.000825 | 0 | 0 |  | 1 | TRUE | wye
153 | LV_3723-3_0_6_load_149 | 172 | 0.0030811 | 0.00077221 | 0 | 0 |  | 1 | TRUE | wye
154 | LV_3723-3_0_6_load_163 | 173 | 0.0038491 | 0.00096468 | 0 | 0 |  | 1 | TRUE | wye
155 | LV_3723-3_0_6_load_152 | 175 | 0.0046645 | 0.001169 | 0 | 0 |  | 1 | TRUE | wye
156 | LV_3723-3_0_6_load_153 | 176 | 0.0048331 | 0.0012113 | 0 | 0 |  | 1 | TRUE | wye
157 | LV_3723-3_0_6_load_154 | 177 | 0.0042675 | 0.0010695 | 0 | 0 |  | 1 | TRUE | wye
158 | LV_3723-3_0_6_load_155 | 178 | 0.0075715 | 0.0018976 | 0 | 0 |  | 1 | TRUE | wye
159 | LV_3723-3_0_6_load_158 | 179 | 0.0023565 | 0.0005906 | 0 | 0 |  | 1 | TRUE | wye
160 | LV_3723-3_0_6_load_159 | 180 | 0.0016547 | 0.00041469 | 0 | 0 |  | 1 | TRUE | wye
161 | LV_3723-3_0_6_load_160 | 181 | 0.0021278 | 0.00053328 | 0 | 0 |  | 1 | TRUE | wye
162 | LV_3723-3_0_6_load_161 | 182 | 0.0070347 | 0.0017631 | 0 | 0 |  | 1 | TRUE | wye
163 | LV_3723-3_0_6_load_162 | 183 | 0.0014128 | 0.00035409 | 0 | 0 |  | 1 | TRUE | wye
164 | LV_3723-3_0_6_load_164 | 184 | 0.0012593 | 0.00031561 | 0 | 0 |  | 1 | TRUE | wye
165 | LV_3723-3_0_6_load_168 | 185 | 0.0036742 | 0.00092083 | 0 | 0 |  | 1 | TRUE | wye
166 | LV_3723-3_0_6_load_195 | 186 | 0.0022587 | 0.00056609 | 0 | 0 |  | 1 | TRUE | wye
167 | LV_3723-3_0_6_load_171 | 187 | 0.001841 | 0.00046141 | 0 | 0 |  | 1 | TRUE | wye
168 | LV_3723-3_0_6_load_173 | 188 | 0.0018407 | 0.00046132 | 0 | 0 |  | 1 | TRUE | wye
169 | LV_3723-3_0_6_load_174 | 189 | 0.0017773 | 0.00044543 | 0 | 0 |  | 1 | TRUE | wye
170 | LV_3723-3_0_6_load_180 | 190 | 0.0023987 | 0.00060117 | 0 | 0 |  | 1 | TRUE | wye
171 | LV_3723-3_0_6_load_183 | 192 | 0.0019206 | 0.00048136 | 0 | 0 |  | 1 | TRUE | wye
172 | LV_3723-3_0_6_load_184 | 193 | 0.0016014 | 0.00040136 | 0 | 0 |  | 1 | TRUE | wye
173 | LV_3723-3_0_6_load_186 | 194 | 0.0035928 | 0.00090045 | 0 | 0 |  | 1 | TRUE | wye
174 | LV_3723-3_0_6_load_205 | 195 | 0.0050302 | 0.0012607 | 0 | 0 |  | 1 | TRUE | wye
175 | LV_3723-3_0_6_load_204 | 197 | 0.003413 | 0.00085537 | 0 | 0 |  | 1 | TRUE | wye
176 | LV_3723-3_0_6_load_188 | 198 | 0.0019511 | 0.000489 | 0 | 0 |  | 1 | TRUE | wye
177 | LV_3723-3_0_6_load_190 | 199 | 0.0030824 | 0.00077252 | 0 | 0 |  | 1 | TRUE | wye
178 | LV_3723-3_0_6_load_199 | 200 | 0.0049123 | 0.0012311 | 0 | 0 |  | 1 | TRUE | wye
179 | LV_3723-3_0_6_load_200 | 201 | 0.0019087 | 0.00047836 | 0 | 0 |  | 1 | TRUE | wye
180 | LV_3723-3_0_6_load_202 | 203 | 0.003933 | 0.00098571 | 0 | 0 |  | 1 | TRUE | wye
181 | LV_3723-3_0_6_load_206 | 205 | 0.0048428 | 0.0012137 | 0 | 0 |  | 1 | TRUE | wye

## ext_grid
| name | bus | vm_pu | va_degree | slack_weight | in_service
0 |  | 122 | 1 | 0 | 1 | TRUE

## line
| name | std_type | from_bus | to_bus | length_km | r_ohm_per_km | x_ohm_per_km | c_nf_per_km | g_us_per_km | max_i_ka | df | parallel | type | in_service
0 | LV_3723-3_0_6_line_0 |  | 0 | 1 | 0.019094 | 0.125 | 0.08 | 261 | 0 | 0.364 | 1 | 1 | cs | TRUE
1 | LV_3723-3_0_6_line_1 |  | 0 | 2 | 0.0049711 | 0.125 | 0.08 | 261 | 0 | 0.364 | 1 | 1 | cs | TRUE
2 | LV_3723-3_0_6_line_2 |  | 1 | 3 | 0.019161 | 0.125 | 0.08 | 261 | 0 | 0.364 | 1 | 1 | cs | TRUE
3 | LV_3723-3_0_6_line_3 |  | 2 | 4 | 0.022168 | 0.125 | 0.08 | 261 | 0 | 0.364 | 1 | 1 | cs | TRUE
4 | LV_3723-3_0_6_line_4 |  | 3 | 5 | 0.010976 | 0.125 | 0.08 | 261 | 0 | 0.364 | 1 | 1 | cs | TRUE
5 | LV_3723-3_0_6_line_5 |  | 4 | 6 | 0.033201 | 0.125 | 0.08 | 261 | 0 | 0.364 | 1 | 1 | cs | TRUE
6 | LV_3723-3_0_6_line_6 |  | 4 | 7 | 0.017597 | 0.125 | 0.08 | 261 | 0 | 0.364 | 1 | 1 | cs | TRUE
7 | LV_3723-3_0_6_line_7 |  | 5 | 8 | 0.00089399 | 0.125 | 0.08 | 261 | 0 | 0.364 | 1 | 1 | cs | TRUE
8 | LV_3723-3_0_6_line_8 |  | 6 | 9 | 0.018074 | 0.125 | 0.08 | 261 | 0 | 0.364 | 1 | 1 | cs | TRUE
9 | LV_3723-3_0_6_line_9 |  | 6 | 10 | 0.031457 | 0.125 | 0.08 | 261 | 0 | 0.364 | 1 | 3 | cs | TRUE
10 | LV_3723-3_0_6_line_10 |  | 6 | 11 | 0.022498 | 0.125 | 0.08 | 261 | 0 | 0.364 | 1 | 2 | cs | TRUE
11 | LV_3723-3_0_6_line_11 |  | 7 | 12 | 0.016791 | 0.125 | 0.08 | 261 | 0 | 0.364 | 1 | 1 | cs | TRUE
12 | LV_3723-3_0_6_line_12 |  | 8 | 194 | 0.022736 | 0.125 | 0.08 | 261 | 0 | 0.364 | 1 | 1 | cs | TRUE
13 | LV_3723-3_0_6_line_13 |  | 8 | 190 | 0.028402 | 0.125 | 0.08 | 261 | 0 | 0.364 | 1 | 1 | cs | TRUE
14 | LV_3723-3_0_6_line_14 |  | 10 | 121 | 0.015484 | 0.125 | 0.08 | 261 | 0 | 0.364 | 1 | 3 | cs | TRUE
15 | LV_3723-3_0_6_line_15 |  | 11 | 167 | 0.016412 | 0.125 | 0.08 | 261 | 0 | 0.364 | 1 | 1 | cs | TRUE
16 | LV_3723-3_0_6_line_16 |  | 12 | 199 | 0.0013612 | 0.125 | 0.08 | 261 | 0 | 0.364 | 1 | 1 | cs | TRUE
17 | LV_3723-3_0_6_line_17 |  | 13 | 14 | 0.036571 | 0.125 | 0.08 | 261 | 0 | 0.364 | 1 | 1 | cs | TRUE
18 | LV_3723-3_0_6_line_18 |  | 13 | 15 | 0.019853 | 0.125 | 0.08 | 261 | 0 | 0.364 | 1 | 1 | cs | TRUE
19 | LV_3723-3_0_6_line_19 |  | 14 | 16 | 0.0005985 | 0.125 | 0.08 | 261 | 0 | 0.364 | 1 | 1 | cs | TRUE
20 | LV_3723-3_0_6_line_20 |  | 15 | 17 | 0.021531 | 0.125 | 0.08 | 261 | 0 | 0.364 | 1 | 1 | cs | TRUE
21 | LV_3723-3_0_6_line_21 |  | 15 | 18 | 0.019731 | 0.125 | 0.08 | 261 | 0 | 0.364 | 1 | 1 | cs | TRUE
22 | LV_3723-3_0_6_line_22 |  | 16 | 19 | 0.020476 | 0.125 | 0.08 | 261 | 0 | 0.364 | 1 | 1 | cs | TRUE
23 | LV_3723-3_0_6_line_23 |  | 17 | 20 | 0.019452 | 0.125 | 0.08 | 261 | 0 | 0.364 | 1 | 1 | cs | TRUE
24 | LV_3723-3_0_6_line_24 |  | 17 | 21 | 0.0091614 | 0.125 | 0.08 | 261 | 0 | 0.364 | 1 | 1 | cs | TRUE
25 | LV_3723-3_0_6_line_25 |  | 18 | 22 | 0.0038007 | 0.125 | 0.08 | 261 | 0 | 0.364 | 1 | 1 | cs | TRUE
26 | LV_3723-3_0_6_line_26 |  | 20 | 23 | 0.0018764 | 0.125 | 0.08 | 261 | 0 | 0.364 | 1 | 1 | cs | TRUE
27 | LV_3723-3_0_6_line_27 |  | 21 | 24 | 0.03778 | 0.125 | 0.08 | 261 | 0 | 0.364 | 1 | 1 | cs | TRUE
28 | LV_3723-3_0_6_line_28 |  | 22 | 25 | 0.014994 | 0.125 | 0.08 | 261 | 0 | 0.364 | 1 | 1 | cs | TRUE
29 | LV_3723-3_0_6_line_29 |  | 22 | 26 | 0.021795 | 0.125 | 0.08 | 261 | 0 | 0.364 | 1 | 1 | cs | TRUE
30 | LV_3723-3_0_6_line_30 |  | 23 | 29 | 0.025752 | 0.125 | 0.08 | 261 | 0 | 0.364 | 1 | 1 | cs | TRUE
31 | LV_3723-3_0_6_line_31 |  | 24 | 27 | 0.022256 | 0.125 | 0.08 | 261 | 0 | 0.364 | 1 | 1 | cs | TRUE
32 | LV_3723-3_0_6_line_32 |  | 25 | 186 | 0.018567 | 0.125 | 0.08 | 261 | 0 | 0.364 | 1 | 1 | cs | TRUE
33 | LV_3723-3_0_6_line_33 |  | 26 | 174 | 0.028664 | 0.125 | 0.08 | 261 | 0 | 0.364 | 1 | 1 | cs | TRUE
34 | LV_3723-3_0_6_line_34 |  | 26 | 184 | 0.011012 | 0.125 | 0.08 | 261 | 0 | 0.364 | 1 | 1 | cs | TRUE
35 | LV_3723-3_0_6_line_35 |  | 27 | 28 | 0.00749 | 0.125 | 0.08 | 261 | 0 | 0.364 | 1 | 1 | cs | TRUE
36 | LV_3723-3_0_6_line_36 |  | 29 | 177 | 0.024292 | 0.125 | 0.08 | 261 | 0 | 0.364 | 1 | 1 | cs | TRUE
37 | LV_3723-3_0_6_line_37 |  | 30 | 31 | 0.0083551 | 0.125 | 0.08 | 261 | 0 | 0.364 | 1 | 1 | cs | TRUE
38 | LV_3723-3_0_6_line_38 |  | 31 | 32 | 0.014827 | 0.125 | 0.08 | 261 | 0 | 0.364 | 1 | 1 | cs | TRUE
39 | LV_3723-3_0_6_line_39 |  | 32 | 33 | 0.0069445 | 0.125 | 0.08 | 261 | 0 | 0.364 | 1 | 1 | cs | TRUE
40 | LV_3723-3_0_6_line_40 |  | 33 | 34 | 0.011796 | 0.125 | 0.08 | 261 | 0 | 0.364 | 1 | 1 | cs | TRUE
41 | LV_3723-3_0_6_line_41 |  | 34 | 35 | 0.022046 | 0.125 | 0.08 | 261 | 0 | 0.364 | 1 | 1 | cs | TRUE
42 | LV_3723-3_0_6_line_42 |  | 35 | 205 | 0.033813 | 0.125 | 0.08 | 261 | 0 | 0.364 | 1 | 1 | cs | TRUE
43 | LV_3723-3_0_6_line_43 |  | 36 | 37 | 0.0058766 | 0.125 | 0.08 | 261 | 0 | 0.364 | 1 | 1 | cs | TRUE
44 | LV_3723-3_0_6_line_44 |  | 37 | 38 | 0.011879 | 0.125 | 0.08 | 261 | 0 | 0.364 | 1 | 1 | cs | TRUE
45 | LV_3723-3_0_6_line_45 |  | 38 | 39 | 0.010334 | 0.125 | 0.08 | 261 | 0 | 0.364 | 1 | 1 | cs | TRUE
46 | LV_3723-3_0_6_line_46 |  | 39 | 40 | 0.0063873 | 0.125 | 0.08 | 261 | 0 | 0.364 | 1 | 1 | cs | TRUE
47 | LV_3723-3_0_6_line_47 |  | 40 | 41 | 0.016684 | 0.125 | 0.08 | 261 | 0 | 0.364 | 1 | 1 | cs | TRUE
48 | LV_3723-3_0_6_line_48 |  | 41 | 42 | 0.010643 | 0.125 | 0.08 | 261 | 0 | 0.364 | 1 | 1 | cs | TRUE
49 | LV_3723-3_0_6_line_49 |  | 42 | 43 | 0.018284 | 0.125 | 0.08 | 261 | 0 | 0.364 | 1 | 1 | cs | TRUE
50 | LV_3723-3_0_6_line_50 |  | 43 | 44 | 0.011426 | 0.125 | 0.08 | 261 | 0 | 0.364 | 1 | 1 | cs | TRUE
51 | LV_3723-3_0_6_line_51 |  | 44 | 45 | 0.010275 | 0.125 | 0.08 | 261 | 0 | 0.364 | 1 | 1 | cs | TRUE
52 | LV_3723-3_0_6_line_52 |  | 45 | 59 | 0.0027382 | 0.125 | 0.08 | 261 | 0 | 0.364 | 1 | 1 | cs | TRUE
53 | LV_3723-3_0_6_line_53 |  | 46 | 47 | 0.017893 | 0.125 | 0.08 | 261 | 0 | 0.364 | 1 | 1 | cs | TRUE
54 | LV_3723-3_0_6_line_54 |  | 46 | 48 | 0.0027353 | 0.125 | 0.08 | 261 | 0 | 0.364 | 1 | 1 | cs | TRUE
55 | LV_3723-3_0_6_line_55 |  | 47 | 49 | 0.0024794 | 0.125 | 0.08 | 261 | 0 | 0.364 | 1 | 1 | cs | TRUE
56 | LV_3723-3_0_6_line_56 |  | 48 | 50 | 0.00070921 | 0.125 | 0.08 | 261 | 0 | 0.364 | 1 | 1 | cs | TRUE
57 | LV_3723-3_0_6_line_57 |  | 49 | 51 | 0.00032175 | 0.125 | 0.08 | 261 | 0 | 0.364 | 1 | 1 | cs | TRUE
58 | LV_3723-3_0_6_line_58 |  | 50 | 52 | 0.0096409 | 0.125 | 0.08 | 261 | 0 | 0.364 | 1 | 1 | cs | TRUE
59 | LV_3723-3_0_6_line_59 |  | 51 | 53 | 0.00031577 | 0.125 | 0.08 | 261 | 0 | 0.364 | 1 | 1 | cs | TRUE
60 | LV_3723-3_0_6_line_60 |  | 53 | 54 | 0.014253 | 0.125 | 0.08 | 261 | 0 | 0.364 | 1 | 1 | cs | TRUE
61 | LV_3723-3_0_6_line_61 |  | 54 | 55 | 0.0072402 | 0.125 | 0.08 | 261 | 0 | 0.364 | 1 | 1 | cs | TRUE
62 | LV_3723-3_0_6_line_62 |  | 55 | 56 | 0.00062643 | 0.125 | 0.08 | 261 | 0 | 0.364 | 1 | 1 | cs | TRUE
63 | LV_3723-3_0_6_line_63 |  | 56 | 57 | 0.031557 | 0.125 | 0.08 | 261 | 0 | 0.364 | 1 | 1 | cs | TRUE
64 | LV_3723-3_0_6_line_64 |  | 57 | 58 | 0.0040451 | 0.125 | 0.08 | 261 | 0 | 0.364 | 1 | 1 | cs | TRUE
65 | LV_3723-3_0_6_line_65 |  | 58 | 99 | 0.014047 | 0.125 | 0.08 | 261 | 0 | 0.364 | 1 | 1 | cs | TRUE
66 | LV_3723-3_0_6_line_66 |  | 59 | 60 | 0.017127 | 0.125 | 0.08 | 261 | 0 | 0.364 | 1 | 1 | cs | TRUE
67 | LV_3723-3_0_6_line_67 |  | 60 | 61 | 0.0091751 | 0.125 | 0.08 | 261 | 0 | 0.364 | 1 | 1 | cs | TRUE
68 | LV_3723-3_0_6_line_68 |  | 61 | 62 | 0.0012234 | 0.125 | 0.08 | 261 | 0 | 0.364 | 1 | 1 | cs | TRUE
69 | LV_3723-3_0_6_line_69 |  | 62 | 63 | 0.010807 | 0.125 | 0.08 | 261 | 0 | 0.364 | 1 | 1 | cs | TRUE
70 | LV_3723-3_0_6_line_70 |  | 63 | 64 | 0.0033567 | 0.125 | 0.08 | 261 | 0 | 0.364 | 1 | 1 | cs | TRUE
71 | LV_3723-3_0_6_line_71 |  | 64 | 65 | 0.0019042 | 0.125 | 0.08 | 261 | 0 | 0.364 | 1 | 1 | cs | TRUE
72 | LV_3723-3_0_6_line_72 |  | 65 | 66 | 0.011309 | 0.125 | 0.08 | 261 | 0 | 0.364 | 1 | 1 | cs | TRUE
73 | LV_3723-3_0_6_line_73 |  | 66 | 67 | 0.010571 | 0.125 | 0.08 | 261 | 0 | 0.364 | 1 | 1 | cs | TRUE
74 | LV_3723-3_0_6_line_74 |  | 67 | 68 | 0.010021 | 0.125 | 0.08 | 261 | 0 | 0.364 | 1 | 3 | cs | TRUE
75 | LV_3723-3_0_6_line_75 |  | 67 | 69 | 0.0062487 | 0.125 | 0.08 | 261 | 0 | 0.364 | 1 | 3 | cs | TRUE
76 | LV_3723-3_0_6_line_76 |  | 68 | 70 | 0.01027 | 0.125 | 0.08 | 261 | 0 | 0.364 | 1 | 3 | cs | TRUE
77 | LV_3723-3_0_6_line_77 |  | 69 | 71 | 0.015368 | 0.125 | 0.08 | 261 | 0 | 0.364 | 1 | 3 | cs | TRUE
78 | LV_3723-3_0_6_line_78 |  | 70 | 72 | 0.0042136 | 0.125 | 0.08 | 261 | 0 | 0.364 | 1 | 3 | cs | TRUE
79 | LV_3723-3_0_6_line_79 |  | 71 | 73 | 0.00076547 | 0.125 | 0.08 | 261 | 0 | 0.364 | 1 | 3 | cs | TRUE
80 | LV_3723-3_0_6_line_80 |  | 72 | 74 | 0.0077616 | 0.125 | 0.08 | 261 | 0 | 0.364 | 1 | 3 | cs | TRUE
81 | LV_3723-3_0_6_line_81 |  | 73 | 143 | 0.010379 | 0.125 | 0.08 | 261 | 0 | 0.364 | 1 | 3 | cs | TRUE
82 | LV_3723-3_0_6_line_82 |  | 74 | 75 | 0.0060653 | 0.125 | 0.08 | 261 | 0 | 0.364 | 1 | 3 | cs | TRUE
83 | LV_3723-3_0_6_line_83 |  | 75 | 76 | 0.0089594 | 0.125 | 0.08 | 261 | 0 | 0.364 | 1 | 3 | cs | TRUE
84 | LV_3723-3_0_6_line_84 |  | 76 | 77 | 0.0060558 | 0.125 | 0.08 | 261 | 0 | 0.364 | 1 | 3 | cs | TRUE
85 | LV_3723-3_0_6_line_85 |  | 77 | 78 | 0.0076827 | 0.125 | 0.08 | 261 | 0 | 0.364 | 1 | 3 | cs | TRUE
86 | LV_3723-3_0_6_line_86 |  | 78 | 79 | 0.006262 | 0.125 | 0.08 | 261 | 0 | 0.364 | 1 | 3 | cs | TRUE
87 | LV_3723-3_0_6_line_87 |  | 79 | 80 | 0.01294 | 0.125 | 0.08 | 261 | 0 | 0.364 | 1 | 3 | cs | TRUE
88 | LV_3723-3_0_6_line_88 |  | 80 | 90 | 0.0017947 | 0.125 | 0.08 | 261 | 0 | 0.364 | 1 | 2 | cs | TRUE
89 | LV_3723-3_0_6_line_89 |  | 81 | 82 | 0.00027226 | 0.125 | 0.08 | 261 | 0 | 0.364 | 1 | 1 | cs | TRUE
90 | LV_3723-3_0_6_line_90 |  | 81 | 83 | 0.0079098 | 0.125 | 0.08 | 261 | 0 | 0.364 | 1 | 1 | cs | TRUE
91 | LV_3723-3_0_6_line_91 |  | 82 | 84 | 0.00074098 | 0.125 | 0.08 | 261 | 0 | 0.364 | 1 | 1 | cs | TRUE
92 | LV_3723-3_0_6_line_92 |  | 83 | 85 | 0.0030795 | 0.125 | 0.08 | 261 | 0 | 0.364 | 1 | 1 | cs | TRUE
93 | LV_3723-3_0_6_line_93 |  | 84 | 86 | 0.010773 | 0.125 | 0.08 | 261 | 0 | 0.364 | 1 | 1 | cs | TRUE
94 | LV_3723-3_0_6_line_94 |  | 85 | 87 | 0.0075913 | 0.125 | 0.08 | 261 | 0 | 0.364 | 1 | 1 | cs | TRUE
95 | LV_3723-3_0_6_line_95 |  | 86 | 88 | 0.019444 | 0.125 | 0.08 | 261 | 0 | 0.364 | 1 | 1 | cs | TRUE
96 | LV_3723-3_0_6_line_96 |  | 87 | 89 | 0.0035946 | 0.125 | 0.08 | 261 | 0 | 0.364 | 1 | 1 | cs | TRUE
97 | LV_3723-3_0_6_line_97 |  | 88 | 90 | 0.007739 | 0.125 | 0.08 | 261 | 0 | 0.364 | 1 | 1 | cs | TRUE
98 | LV_3723-3_0_6_line_98 |  | 88 | 91 | 0.021511 | 0.125 | 0.08 | 261 | 0 | 0.364 | 1 | 1 | cs | TRUE
99 | LV_3723-3_0_6_line_99 |  | 89 | 97 | 0.013708 | 0.125 | 0.08 | 261 | 0 | 0.364 | 1 | 1 | cs | TRUE
100 | LV_3723-3_0_6_line_100 |  | 90 | 92 | 0.014476 | 0.125 | 0.08 | 261 | 0 | 0.364 | 1 | 1 | cs | TRUE
101 | LV_3723-3_0_6_line_101 |  | 91 | 93 | 0.0087094 | 0.125 | 0.08 | 261 | 0 | 0.364 | 1 | 1 | cs | TRUE
102 | LV_3723-3_0_6_line_102 |  | 92 | 94 | 0.009717 | 0.125 | 0.08 | 261 | 0 | 0.364 | 1 | 1 | cs | TRUE
103 | LV_3723-3_0_6_line_103 |  | 93 | 95 | 0.013372 | 0.125 | 0.08 | 261 | 0 | 0.364 | 1 | 1 | cs | TRUE
104 | LV_3723-3_0_6_line_104 |  | 94 | 96 | 0.0097419 | 0.125 | 0.08 | 261 | 0 | 0.364 | 1 | 1 | cs | TRUE
105 | LV_3723-3_0_6_line_105 |  | 95 | 105 | 0.001594 | 0.125 | 0.08 | 261 | 0 | 0.364 | 1 | 1 | cs | TRUE
106 | LV_3723-3_0_6_line_106 |  | 96 | 110 | 0.00072397 | 0.125 | 0.08 | 261 | 0 | 0.364 | 1 | 1 | cs | TRUE
107 | LV_3723-3_0_6_line_107 |  | 97 | 98 | 0.013221 | 0.125 | 0.08 | 261 | 0 | 0.364 | 1 | 1 | cs | TRUE
108 | LV_3723-3_0_6_line_108 |  | 98 | 101 | 0.011811 | 0.125 | 0.08 | 261 | 0 | 0.364 | 1 | 1 | cs | TRUE
109 | LV_3723-3_0_6_line_109 |  | 99 | 100 | 0.001536 | 0.125 | 0.08 | 261 | 0 | 0.364 | 1 | 1 | cs | TRUE
110 | LV_3723-3_0_6_line_110 |  | 99 | 101 | 0.013219 | 0.125 | 0.08 | 261 | 0 | 0.364 | 1 | 1 | cs | TRUE
111 | LV_3723-3_0_6_line_111 |  | 100 | 102 | 0.031517 | 0.125 | 0.08 | 261 | 0 | 0.364 | 1 | 1 | cs | TRUE
112 | LV_3723-3_0_6_line_112 |  | 102 | 103 | 0.003313 | 0.125 | 0.08 | 261 | 0 | 0.364 | 1 | 1 | cs | TRUE
113 | LV_3723-3_0_6_line_113 |  | 103 | 104 | 0.028607 | 0.125 | 0.08 | 261 | 0 | 0.364 | 1 | 1 | cs | TRUE
114 | LV_3723-3_0_6_line_114 |  | 105 | 106 | 0.023309 | 0.125 | 0.08 | 261 | 0 | 0.364 | 1 | 1 | cs | TRUE
115 | LV_3723-3_0_6_line_115 |  | 106 | 107 | 0.059081 | 0.125 | 0.08 | 261 | 0 | 0.364 | 1 | 1 | cs | TRUE
116 | LV_3723-3_0_6_line_116 |  | 107 | 109 | 0.013553 | 0.125 | 0.08 | 261 | 0 | 0.364 | 1 | 1 | cs | TRUE
117 | LV_3723-3_0_6_line_117 |  | 108 | 109 | 0.0010639 | 0.125 | 0.08 | 261 | 0 | 0.364 | 1 | 1 | cs | TRUE
118 | LV_3723-3_0_6_line_118 |  | 110 | 111 | 0.012884 | 0.125 | 0.08 | 261 | 0 | 0.364 | 1 | 1 | cs | TRUE
119 | LV_3723-3_0_6_line_119 |  | 111 | 112 | 0.021547 | 0.125 | 0.08 | 261 | 0 | 0.364 | 1 | 1 | cs | TRUE
120 | LV_3723-3_0_6_line_120 |  | 112 | 113 | 0.020475 | 0.125 | 0.08 | 261 | 0 | 0.364 | 1 | 1 | cs | TRUE
121 | LV_3723-3_0_6_line_121 |  | 113 | 114 | 0.019483 | 0.125 | 0.08 | 261 | 0 | 0.364 | 1 | 1 | cs | TRUE
122 | LV_3723-3_0_6_line_122 |  | 114 | 115 | 0.0030809 | 0.125 | 0.08 | 261 | 0 | 0.364 | 1 | 1 | cs | TRUE
123 | LV_3723-3_0_6_line_123 |  | 115 | 116 | 0.035715 | 0.125 | 0.08 | 261 | 0 | 0.364 | 1 | 1 | cs | TRUE
124 | LV_3723-3_0_6_line_124 |  | 117 | 118 | 0.0044319 | 0.125 | 0.08 | 261 | 0 | 0.364 | 1 | 3 | cs | TRUE
125 | LV_3723-3_0_6_line_125 |  | 117 | 119 | 0.00080201 | 0.125 | 0.08 | 261 | 0 | 0.364 | 1 | 3 | cs | TRUE
126 | LV_3723-3_0_6_line_126 |  | 118 | 120 | 0.014793 | 0.125 | 0.08 | 261 | 0 | 0.364 | 1 | 3 | cs | TRUE
127 | LV_3723-3_0_6_line_127 |  | 119 | 121 | 0.012275 | 0.125 | 0.08 | 261 | 0 | 0.364 | 1 | 3 | cs | TRUE
128 | LV_3723-3_0_6_line_128 |  | 120 | 122 | 0.0079449 | 0.125 | 0.08 | 261 | 0 | 0.364 | 1 | 3 | cs | TRUE
129 | LV_3723-3_0_6_line_129 |  | 122 | 123 | 0.013882 | 0.125 | 0.08 | 261 | 0 | 0.364 | 1 | 3 | cs | TRUE
130 | LV_3723-3_0_6_line_130 |  | 123 | 124 | 0.015576 | 0.125 | 0.08 | 261 | 0 | 0.364 | 1 | 3 | cs | TRUE
131 | LV_3723-3_0_6_line_131 |  | 124 | 125 | 0.013762 | 0.125 | 0.08 | 261 | 0 | 0.364 | 1 | 3 | cs | TRUE
132 | LV_3723-3_0_6_line_132 |  | 125 | 126 | 0.011091 | 0.125 | 0.08 | 261 | 0 | 0.364 | 1 | 3 | cs | TRUE
133 | LV_3723-3_0_6_line_133 |  | 126 | 130 | 0.016851 | 0.125 | 0.08 | 261 | 0 | 0.364 | 1 | 1 | cs | TRUE
134 | LV_3723-3_0_6_line_134 |  | 126 | 131 | 0.015875 | 0.125 | 0.08 | 261 | 0 | 0.364 | 1 | 3 | cs | TRUE
135 | LV_3723-3_0_6_line_135 |  | 127 | 128 | 0.036577 | 0.125 | 0.08 | 261 | 0 | 0.364 | 1 | 1 | cs | TRUE
136 | LV_3723-3_0_6_line_136 |  | 127 | 129 | 0.011177 | 0.125 | 0.08 | 261 | 0 | 0.364 | 1 | 1 | cs | TRUE
137 | LV_3723-3_0_6_line_137 |  | 128 | 132 | 0.025203 | 0.125 | 0.08 | 261 | 0 | 0.364 | 1 | 1 | cs | TRUE
138 | LV_3723-3_0_6_line_138 |  | 129 | 133 | 0.0074253 | 0.125 | 0.08 | 261 | 0 | 0.364 | 1 | 1 | cs | TRUE
139 | LV_3723-3_0_6_line_139 |  | 130 | 134 | 0.014772 | 0.125 | 0.08 | 261 | 0 | 0.364 | 1 | 1 | cs | TRUE
140 | LV_3723-3_0_6_line_140 |  | 131 | 135 | 0.012887 | 0.125 | 0.08 | 261 | 0 | 0.364 | 1 | 3 | cs | TRUE
141 | LV_3723-3_0_6_line_141 |  | 132 | 162 | 0.020022 | 0.125 | 0.08 | 261 | 0 | 0.364 | 1 | 1 | cs | TRUE
142 | LV_3723-3_0_6_line_142 |  | 133 | 159 | 0.013256 | 0.125 | 0.08 | 261 | 0 | 0.364 | 1 | 1 | cs | TRUE
143 | LV_3723-3_0_6_line_143 |  | 134 | 140 | 0.016869 | 0.125 | 0.08 | 261 | 0 | 0.364 | 1 | 1 | cs | TRUE
144 | LV_3723-3_0_6_line_144 |  | 135 | 136 | 0.0065169 | 0.125 | 0.08 | 261 | 0 | 0.364 | 1 | 3 | cs | TRUE
145 | LV_3723-3_0_6_line_145 |  | 136 | 137 | 0.014893 | 0.125 | 0.08 | 261 | 0 | 0.364 | 1 | 3 | cs | TRUE
146 | LV_3723-3_0_6_line_146 |  | 137 | 138 | 0.019203 | 0.125 | 0.08 | 261 | 0 | 0.364 | 1 | 1 | cs | TRUE
147 | LV_3723-3_0_6_line_147 |  | 137 | 139 | 0.018552 | 0.125 | 0.08 | 261 | 0 | 0.364 | 1 | 3 | cs | TRUE
148 | LV_3723-3_0_6_line_148 |  | 138 | 141 | 0.026737 | 0.125 | 0.08 | 261 | 0 | 0.364 | 1 | 1 | cs | TRUE
149 | LV_3723-3_0_6_line_149 |  | 139 | 142 | 0.0021033 | 0.125 | 0.08 | 261 | 0 | 0.364 | 1 | 3 | cs | TRUE
150 | LV_3723-3_0_6_line_150 |  | 140 | 155 | 0.026657 | 0.125 | 0.08 | 261 | 0 | 0.364 | 1 | 1 | cs | TRUE
151 | LV_3723-3_0_6_line_151 |  | 140 | 153 | 0.014089 | 0.125 | 0.08 | 261 | 0 | 0.364 | 1 | 1 | cs | TRUE
152 | LV_3723-3_0_6_line_152 |  | 141 | 144 | 0.011621 | 0.125 | 0.08 | 261 | 0 | 0.364 | 1 | 1 | cs | TRUE
153 | LV_3723-3_0_6_line_153 |  | 141 | 145 | 0.0243 | 0.125 | 0.08 | 261 | 0 | 0.364 | 1 | 1 | cs | TRUE
154 | LV_3723-3_0_6_line_154 |  | 142 | 143 | 0.011229 | 0.125 | 0.08 | 261 | 0 | 0.364 | 1 | 3 | cs | TRUE
155 | LV_3723-3_0_6_line_155 |  | 144 | 147 | 0.011373 | 0.125 | 0.08 | 261 | 0 | 0.364 | 1 | 1 | cs | TRUE
156 | LV_3723-3_0_6_line_156 |  | 145 | 146 | 0.034247 | 0.125 | 0.08 | 261 | 0 | 0.364 | 1 | 1 | cs | TRUE
157 | LV_3723-3_0_6_line_157 |  | 147 | 148 | 0.012033 | 0.125 | 0.08 | 261 | 0 | 0.364 | 1 | 1 | cs | TRUE
158 | LV_3723-3_0_6_line_158 |  | 148 | 151 | 0.022363 | 0.125 | 0.08 | 261 | 0 | 0.364 | 1 | 1 | cs | TRUE
159 | LV_3723-3_0_6_line_159 |  | 149 | 150 | 0.0048192 | 0.125 | 0.08 | 261 | 0 | 0.364 | 1 | 1 | cs | TRUE
160 | LV_3723-3_0_6_line_160 |  | 150 | 151 | 0.01675 | 0.125 | 0.08 | 261 | 0 | 0.364 | 1 | 1 | cs | TRUE
161 | LV_3723-3_0_6_line_161 |  | 152 | 153 | 0.016921 | 0.125 | 0.08 | 261 | 0 | 0.364 | 1 | 1 | cs | TRUE
162 | LV_3723-3_0_6_line_162 |  | 152 | 154 | 0.014864 | 0.125 | 0.08 | 261 | 0 | 0.364 | 1 | 1 | cs | TRUE
163 | LV_3723-3_0_6_line_163 |  | 155 | 156 | 0.038111 | 0.125 | 0.08 | 261 | 0 | 0.364 | 1 | 1 | cs | TRUE
164 | LV_3723-3_0_6_line_164 |  | 156 | 157 | 0.00088633 | 0.125 | 0.08 | 261 | 0 | 0.364 | 1 | 1 | cs | TRUE
165 | LV_3723-3_0_6_line_165 |  | 157 | 158 | 0.016623 | 0.125 | 0.08 | 261 | 0 | 0.364 | 1 | 1 | cs | TRUE
166 | LV_3723-3_0_6_line_166 |  | 159 | 160 | 0.02412 | 0.125 | 0.08 | 261 | 0 | 0.364 | 1 | 1 | cs | TRUE
167 | LV_3723-3_0_6_line_167 |  | 160 | 161 | 0.011544 | 0.125 | 0.08 | 261 | 0 | 0.364 | 1 | 1 | cs | TRUE
168 | LV_3723-3_0_6_line_168 |  | 161 | 163 | 0.020334 | 0.125 | 0.08 | 261 | 0 | 0.364 | 1 | 1 | cs | TRUE
169 | LV_3723-3_0_6_line_169 |  | 162 | 165 | 0.029985 | 0.125 | 0.08 | 261 | 0 | 0.364 | 1 | 1 | cs | TRUE
170 | LV_3723-3_0_6_line_170 |  | 162 | 166 | 0.01257 | 0.125 | 0.08 | 261 | 0 | 0.364 | 1 | 1 | cs | TRUE
171 | LV_3723-3_0_6_line_171 |  | 163 | 164 | 0.00075008 | 0.125 | 0.08 | 261 | 0 | 0.364 | 1 | 1 | cs | TRUE
172 | LV_3723-3_0_6_line_172 |  | 164 | 175 | 0.025987 | 0.125 | 0.08 | 261 | 0 | 0.364 | 1 | 1 | cs | TRUE
173 | LV_3723-3_0_6_line_173 |  | 165 | 167 | 0.011378 | 0.125 | 0.08 | 261 | 0 | 0.364 | 1 | 1 | cs | TRUE
174 | LV_3723-3_0_6_line_174 |  | 166 | 168 | 0.0027285 | 0.125 | 0.08 | 261 | 0 | 0.364 | 1 | 1 | cs | TRUE
175 | LV_3723-3_0_6_line_175 |  | 168 | 187 | 0.010698 | 0.125 | 0.08 | 261 | 0 | 0.364 | 1 | 1 | cs | TRUE
176 | LV_3723-3_0_6_line_176 |  | 169 | 170 | 0.0052367 | 0.125 | 0.08 | 261 | 0 | 0.364 | 1 | 1 | cs | TRUE
177 | LV_3723-3_0_6_line_177 |  | 170 | 171 | 0.014608 | 0.125 | 0.08 | 261 | 0 | 0.364 | 1 | 1 | cs | TRUE
178 | LV_3723-3_0_6_line_178 |  | 171 | 172 | 0.017395 | 0.125 | 0.08 | 261 | 0 | 0.364 | 1 | 1 | cs | TRUE
179 | LV_3723-3_0_6_line_179 |  | 172 | 173 | 0.0062534 | 0.125 | 0.08 | 261 | 0 | 0.364 | 1 | 1 | cs | TRUE
180 | LV_3723-3_0_6_line_180 |  | 173 | 174 | 0.012297 | 0.125 | 0.08 | 261 | 0 | 0.364 | 1 | 1 | cs | TRUE
181 | LV_3723-3_0_6_line_181 |  | 174 | 185 | 0.029062 | 0.125 | 0.08 | 261 | 0 | 0.364 | 1 | 1 | cs | TRUE
182 | LV_3723-3_0_6_line_182 |  | 176 | 177 | 0.010737 | 0.125 | 0.08 | 261 | 0 | 0.364 | 1 | 1 | cs | TRUE
183 | LV_3723-3_0_6_line_183 |  | 176 | 178 | 0.022535 | 0.125 | 0.08 | 261 | 0 | 0.364 | 1 | 1 | cs | TRUE
184 | LV_3723-3_0_6_line_184 |  | 179 | 180 | 0.0042505 | 0.125 | 0.08 | 261 | 0 | 0.364 | 1 | 1 | cs | TRUE
185 | LV_3723-3_0_6_line_185 |  | 179 | 181 | 0.01977 | 0.125 | 0.08 | 261 | 0 | 0.364 | 1 | 1 | cs | TRUE
186 | LV_3723-3_0_6_line_186 |  | 180 | 182 | 0.00059972 | 0.125 | 0.08 | 261 | 0 | 0.364 | 1 | 1 | cs | TRUE
187 | LV_3723-3_0_6_line_187 |  | 181 | 183 | 0.007489 | 0.125 | 0.08 | 261 | 0 | 0.364 | 1 | 1 | cs | TRUE
188 | LV_3723-3_0_6_line_188 |  | 183 | 184 | 0.0067043 | 0.125 | 0.08 | 261 | 0 | 0.364 | 1 | 1 | cs | TRUE
189 | LV_3723-3_0_6_line_189 |  | 186 | 189 | 0.011733 | 0.125 | 0.08 | 261 | 0 | 0.364 | 1 | 1 | cs | TRUE
190 | LV_3723-3_0_6_line_190 |  | 187 | 188 | 0.0037915 | 0.125 | 0.08 | 261 | 0 | 0.364 | 1 | 1 | cs | TRUE
191 | LV_3723-3_0_6_line_191 |  | 188 | 189 | 0.023527 | 0.125 | 0.08 | 261 | 0 | 0.364 | 1 | 1 | cs | TRUE
192 | LV_3723-3_0_6_line_192 |  | 190 | 191 | 0.013925 | 0.125 | 0.08 | 261 | 0 | 0.364 | 1 | 1 | cs | TRUE
193 | LV_3723-3_0_6_line_193 |  | 191 | 192 | 0.026436 | 0.125 | 0.08 | 261 | 0 | 0.364 | 1 | 1 | cs | TRUE
194 | LV_3723-3_0_6_line_194 |  | 191 | 193 | 0.035408 | 0.125 | 0.08 | 261 | 0 | 0.364 | 1 | 1 | cs | TRUE
195 | LV_3723-3_0_6_line_195 |  | 193 | 195 | 0.017174 | 0.125 | 0.08 | 261 | 0 | 0.364 | 1 | 1 | cs | TRUE
196 | LV_3723-3_0_6_line_196 |  | 194 | 196 | 0.012543 | 0.125 | 0.08 | 261 | 0 | 0.364 | 1 | 1 | cs | TRUE
197 | LV_3723-3_0_6_line_197 |  | 195 | 197 | 0.0041705 | 0.125 | 0.08 | 261 | 0 | 0.364 | 1 | 1 | cs | TRUE
198 | LV_3723-3_0_6_line_198 |  | 196 | 198 | 0.015051 | 0.125 | 0.08 | 261 | 0 | 0.364 | 1 | 1 | cs | TRUE
199 | LV_3723-3_0_6_line_199 |  | 197 | 203 | 0.038131 | 0.125 | 0.08 | 261 | 0 | 0.364 | 1 | 1 | cs | TRUE
200 | LV_3723-3_0_6_line_200 |  | 200 | 201 | 0.0078589 | 0.125 | 0.08 | 261 | 0 | 0.364 | 1 | 1 | cs | TRUE
201 | LV_3723-3_0_6_line_201 |  | 200 | 202 | 0.039838 | 0.125 | 0.08 | 261 | 0 | 0.364 | 1 | 1 | cs | TRUE
202 | LV_3723-3_0_6_line_202 |  | 202 | 203 | 0.010671 | 0.125 | 0.08 | 261 | 0 | 0.364 | 1 | 1 | cs | TRUE
203 | LV_3723-3_0_6_line_203 |  | 202 | 204 | 0.019767 | 0.125 | 0.08 | 261 | 0 | 0.364 | 1 | 1 | cs | TRUE
204 | LV_3723-3_0_6_line_204 |  | 204 | 205 | 0.016071 | 0.125 | 0.08 | 261 | 0 | 0.364 | 1 | 1 | cs | TRUE

## trafo
| name | std_type | hv_bus | lv_bus | sn_mva | vn_hv_kv | vn_lv_kv | vk_percent | vkr_percent | pfe_kw | i0_percent | shift_degree | tap_side | tap_neutral | tap_min | tap_max | tap_step_percent | tap_step_degree | tap_pos | tap_phase_shifter | parallel | df | in_service
0 | LV_3723-3_0_6_trafo_104 | 0.63 MVA 20/0.4 kV | 206 | 122 | 0.63 | 20 | 0.4 | 6 | 1.206 | 1.65 | 0.2619 | 150 | hv | 0 | -2 | 2 | 2.5 | 0 | 0 | FALSE | 1 | 1 | TRUE

## line_geodata
| x0 | y0 | x1 | y1 | x2 | y2 | x3 | y3 | x4 | y4
0 | 2749649.0242 | 1184873.2839 | 2749649.1142 | 1184892.3776
1 | 2749649.0242 | 1184873.2839 | 2749649.0242 | 1184873.2839 | 2749645.5 | 1184869.7778
2 | 2749649.1142 | 1184892.3776 | 2749649.2045 | 1184911.5388
3 | 2749629.7847 | 1184854.1432 | 2749645.5 | 1184869.7778
4 | 2749649.2045 | 1184911.5388 | 2749649.2562 | 1184922.5149
5 | 2749629.7847 | 1184854.1432 | 2749603.4258 | 1184833.8572
6 | 2749629.7847 | 1184854.1432 | 2749625.632 | 1184871.2427
7 | 2749649.2562 | 1184922.5149 | 2749649.2604 | 1184923.4089
8 | 2749603.4258 | 1184833.8572 | 2749599.4652 | 1184839.5519 | 2749594.6431 | 1184849.5915
9 | 2749603.4258 | 1184833.8572 | 2749576.5543 | 1184817.503
10 | 2749603.4258 | 1184833.8572 | 2749599.0293 | 1184823.6835 | 2749592.3707 | 1184818.7687 | 2749589.8679 | 1184816.8747
11 | 2749621.6693 | 1184887.5596 | 2749625.632 | 1184871.2427
12 | 2749649.2604 | 1184923.4089 | 2749627.065 | 1184918.4826
13 | 2749649.2604 | 1184923.4089 | 2749649.7599 | 1184951.8066
14 | 2749563.7502 | 1184808.8548 | 2749567.8903 | 1184812.23 | 2749576.5543 | 1184817.503
15 | 2749583.1878 | 1184803.554 | 2749582.7123 | 1184809.2086 | 2749584.6358 | 1184812.9153 | 2749589.8679 | 1184816.8747
16 | 2749621.6693 | 1184887.5596 | 2749621.3481 | 1184888.8823
17 | 2749679.0974 | 1184734.6323 | 2749667.7652 | 1184746.4808 | 2749655.8789 | 1184762.7836
18 | 2749692.8198 | 1184720.285 | 2749679.0974 | 1184734.6323
19 | 2749655.8789 | 1184762.7836 | 2749655.5263 | 1184763.2672
20 | 2749692.8198 | 1184720.285 | 2749698.1914 | 1184714.6701 | 2749709.3603 | 1184706.5758
21 | 2749692.8198 | 1184720.285 | 2749677.4008 | 1184707.9739
22 | 2749643.4633 | 1184779.8123 | 2749655.5263 | 1184763.2672
23 | 2749709.3603 | 1184706.5758 | 2749696.2293 | 1184692.2245
24 | 2749709.3603 | 1184706.5758 | 2749716.7749 | 1184701.1949
25 | 2749674.4307 | 1184705.6024 | 2749677.4008 | 1184707.9739
26 | 2749694.9556 | 1184690.8465 | 2749695.8235 | 1184691.781 | 2749696.2293 | 1184692.2245
27 | 2749747.0237 | 1184678.5597 | 2749717.7295 | 1184700.5021 | 2749716.7749 | 1184701.1949
28 | 2749674.4307 | 1184705.6024 | 2749665.4889 | 1184717.6379
29 | 2749657.52 | 1184714.8766 | 2749660.502 | 1184711.3704 | 2749671.7054 | 1184703.4215 | 2749674.4307 | 1184705.6024
30 | 2749694.9556 | 1184690.8465 | 2749677.4314 | 1184671.9772
31 | 2749747.0237 | 1184678.5597 | 2749764.8365 | 1184665.2172
32 | 2749654.5908 | 1184732.6679 | 2749659.9766 | 1184725.0574 | 2749665.4889 | 1184717.6379
33 | 2749657.52 | 1184714.8766 | 2749648.794 | 1184725.1449 | 2749639.5268 | 1184737.2123
34 | 2749657.52 | 1184714.8766 | 2749647.6661 | 1184709.9607
35 | 2749764.8365 | 1184665.2172 | 2749770.8313 | 1184660.7269
36 | 2749661.5036 | 1184653.6853 | 2749663.8728 | 1184657.1766 | 2749676.3691 | 1184670.8333 | 2749677.4314 | 1184671.9772
37 | 2749766.6061 | 1184855.3576 | 2749765.7409 | 1184863.6678
38 | 2749765.7904 | 1184878.4054 | 2749764.9544 | 1184871.2231 | 2749765.7409 | 1184863.6678
39 | 2749765.7904 | 1184878.4054 | 2749765.7904 | 1184878.4054 | 2749769.0263 | 1184884.55
40 | 2749774.3658 | 1184895.0429 | 2749774.2472 | 1184894.4634 | 2749769.0263 | 1184884.55
41 | 2749774.3658 | 1184895.0429 | 2749777.5749 | 1184910.7155 | 2749777.8484 | 1184916.7578
42 | 2749777.9226 | 1184950.4861 | 2749778.9567 | 1184941.5644 | 2749778.4356 | 1184929.7305 | 2749777.8484 | 1184916.7578
43 | 2749380.0275 | 1184613.2577 | 2749378.5199 | 1184618.9376
44 | 2749378.5199 | 1184618.9376 | 2749375.4725 | 1184630.4187
45 | 2749375.4725 | 1184630.4187 | 2749375.2481 | 1184631.2645 | 2749374.9867 | 1184640.7203
46 | 2749374.9867 | 1184640.7203 | 2749374.8103 | 1184647.1052
47 | 2749376.423 | 1184663.6691 | 2749374.698 | 1184651.1672 | 2749374.8103 | 1184647.1052
48 | 2749376.423 | 1184663.6691 | 2749377.8777 | 1184674.2119
49 | 2749380.3767 | 1184692.3242 | 2749377.8777 | 1184674.2119
50 | 2749380.3767 | 1184692.3242 | 2749381.9385 | 1184703.6435
51 | 2749381.9385 | 1184703.6435 | 2749382.9181 | 1184710.7433 | 2749383.8298 | 1184713.7148
52 | 2749384.633 | 1184716.3325 | 2749383.8298 | 1184713.7148
53 | 2749310.4584 | 1184731.834 | 2749303.3724 | 1184748.2644
54 | 2749310.4584 | 1184731.834 | 2749311.5416 | 1184729.3223
55 | 2749303.3724 | 1184748.2644 | 2749302.3905 | 1184750.5411
56 | 2749311.8224 | 1184728.6711 | 2749311.5416 | 1184729.3223
57 | 2749302.3905 | 1184750.5411 | 2749302.2631 | 1184750.8366
58 | 2749315.6403 | 1184719.8184 | 2749311.8224 | 1184728.6711
59 | 2749302.2631 | 1184750.8366 | 2749302.1381 | 1184751.1265
60 | 2749296.4399 | 1184764.1905 | 2749300.5803 | 1184754.7385 | 2749302.1381 | 1184751.1265
61 | 2749296.4399 | 1184764.1905 | 2749293.5348 | 1184770.8223
62 | 2749293.5348 | 1184770.8223 | 2749293.2835 | 1184771.3961
63 | 2749293.2835 | 1184771.3961 | 2749281.4697 | 1184798.365 | 2749280.9043 | 1184800.4023
64 | 2749279.8226 | 1184804.3 | 2749280.9043 | 1184800.4023
65 | 2749276.0662 | 1184817.8353 | 2749279.8226 | 1184804.3
66 | 2749384.633 | 1184716.3325 | 2749389.6566 | 1184732.7059
67 | 2749392.3479 | 1184741.4774 | 2749389.6566 | 1184732.7059
68 | 2749392.7067 | 1184742.647 | 2749392.3479 | 1184741.4774
69 | 2749399.1498 | 1184751.3238 | 2749392.7067 | 1184742.647 | 2749392.7067 | 1184742.647
70 | 2749399.1498 | 1184751.3238 | 2749401.151 | 1184754.0187
71 | 2749401.151 | 1184754.0187 | 2749402.2862 | 1184755.5475
72 | 2749409.0281 | 1184764.6269 | 2749402.2862 | 1184755.5475
73 | 2749415.3303 | 1184773.1139 | 2749409.0281 | 1184764.6269
74 | 2749415.3303 | 1184773.1139 | 2749410.8347 | 1184782.0702
75 | 2749415.3303 | 1184773.1139 | 2749418.5971 | 1184767.7872
76 | 2749406.2276 | 1184791.2486 | 2749410.8347 | 1184782.0702
77 | 2749418.5971 | 1184767.7872 | 2749426.6315 | 1184754.6865
78 | 2749406.2276 | 1184791.2486 | 2749404.3373 | 1184795.0144
79 | 2749427.0317 | 1184754.034 | 2749426.6315 | 1184754.6865
80 | 2749400.8553 | 1184801.9512 | 2749404.3373 | 1184795.0144
81 | 2749427.0317 | 1184754.034 | 2749431.411 | 1184746.8933 | 2749432.5505 | 1184745.2467
82 | 2749400.8553 | 1184801.9512 | 2749398.1344 | 1184807.372
83 | 2749394.1151 | 1184815.3792 | 2749398.1344 | 1184807.372
84 | 2749394.1151 | 1184815.3792 | 2749391.3985 | 1184820.7915
85 | 2749387.9519 | 1184827.6577 | 2749391.3985 | 1184820.7915
86 | 2749385.1428 | 1184833.2542 | 2749387.9519 | 1184827.6577
87 | 2749385.1428 | 1184833.2542 | 2749379.3376 | 1184844.8195
88 | 2749378.5324 | 1184846.4235 | 2749379.3376 | 1184844.8195
89 | 2749345.1456 | 1184844.4894 | 2749345.4038 | 1184844.5758
90 | 2749345.1456 | 1184844.4894 | 2749337.6451 | 1184841.978
91 | 2749345.4038 | 1184844.5758 | 2749346.1065 | 1184844.8111
92 | 2749334.7249 | 1184841.0003 | 2749337.6451 | 1184841.978
93 | 2749356.3665 | 1184848.0861 | 2749353.3645 | 1184847.2412 | 2749346.1065 | 1184844.8111
94 | 2749334.7249 | 1184841.0003 | 2749327.5263 | 1184838.5901
95 | 2749375.0834 | 1184853.3543 | 2749356.3665 | 1184848.0861
96 | 2749324.1177 | 1184837.4488 | 2749327.5263 | 1184838.5901
97 | 2749375.0834 | 1184853.3543 | 2749378.5324 | 1184846.4235
98 | 2749375.0834 | 1184853.3543 | 2749364.4998 | 1184872.0811
99 | 2749324.1177 | 1184837.4488 | 2749311.1194 | 1184833.0967
100 | 2749378.5324 | 1184846.4235 | 2749391.656 | 1184852.5341
101 | 2749360.2147 | 1184879.6635 | 2749364.4998 | 1184872.0811
102 | 2749391.656 | 1184852.5341 | 2749400.4649 | 1184856.6357
103 | 2749353.6353 | 1184891.3051 | 2749360.2147 | 1184879.6635
104 | 2749409.2964 | 1184860.7478 | 2749400.4649 | 1184856.6357
105 | 2749353.6353 | 1184891.3051 | 2749352.8511 | 1184892.6928
106 | 2749409.2964 | 1184860.7478 | 2749409.9527 | 1184861.0534
107 | 2749298.8971 | 1184828.0933 | 2749306.8561 | 1184831.6693 | 2749311.1194 | 1184833.0967
108 | 2749288.1238 | 1184823.2528 | 2749298.8971 | 1184828.0933
109 | 2749276.0662 | 1184817.8353 | 2749274.6657 | 1184817.2045
110 | 2749276.0662 | 1184817.8353 | 2749288.1238 | 1184823.2528
111 | 2749245.7044 | 1184804.8454 | 2749251.0241 | 1184806.5577 | 2749274.6657 | 1184817.2045
112 | 2749245.7044 | 1184804.8454 | 2749242.5508 | 1184803.8304
113 | 2749214.7926 | 1184796.9857 | 2749237.2056 | 1184802.1099 | 2749242.5508 | 1184803.8304
114 | 2749342.3093 | 1184913.4256 | 2749344.9398 | 1184906.6913 | 2749352.8511 | 1184892.6928
115 | 2749342.3093 | 1184913.4256 | 2749289.0033 | 1184887.9486
116 | 2749289.0033 | 1184887.9486 | 2749284.5574 | 1184900.7518
117 | 2749284.2084 | 1184901.7568 | 2749284.5574 | 1184900.7518
118 | 2749409.9527 | 1184861.0534 | 2749421.633 | 1184866.492
119 | 2749441.166 | 1184875.587 | 2749421.633 | 1184866.492
120 | 2749441.166 | 1184875.587 | 2749448.2208 | 1184856.3654
121 | 2749448.2208 | 1184856.3654 | 2749452.8177 | 1184843.8404 | 2749455.037 | 1184838.1139
122 | 2749455.037 | 1184838.1139 | 2749456.1503 | 1184835.2411
123 | 2749465.621 | 1184800.8465 | 2749458.4988 | 1184829.1811 | 2749456.1503 | 1184835.2411
124 | 2749553.6144 | 1184800.5918 | 2749550.1794 | 1184797.7914
125 | 2749554.2361 | 1184801.0985 | 2749553.6144 | 1184800.5918
126 | 2749550.1794 | 1184797.7914 | 2749542.9975 | 1184791.9364 | 2749538.9498 | 1184788.1732
127 | 2749554.2361 | 1184801.0985 | 2749563.7502 | 1184808.8548
128 | 2749533.1311 | 1184782.7636 | 2749538.9498 | 1184788.1732
129 | 2749533.1311 | 1184782.7636 | 2749522.9646 | 1184773.3116
130 | 2749511.557 | 1184762.7057 | 2749522.9646 | 1184773.3116
131 | 2749501.4781 | 1184753.3353 | 2749511.557 | 1184762.7057
132 | 2749501.4781 | 1184753.3353 | 2749492.2708 | 1184747.1115
133 | 2749492.2708 | 1184747.1115 | 2749501.2332 | 1184732.8418
134 | 2749492.2708 | 1184747.1115 | 2749479.1154 | 1184738.2258
135 | 2749538.3037 | 1184757.5799 | 2749572.8157 | 1184769.6946
136 | 2749538.3037 | 1184757.5799 | 2749542.0908 | 1184747.0639
137 | 2749572.8157 | 1184769.6946 | 2749590.6908 | 1184775.9693 | 2749596.5989 | 1184778.0342
138 | 2749544.6068 | 1184740.0778 | 2749542.0908 | 1184747.0639
139 | 2749509.0897 | 1184720.3329 | 2749501.2332 | 1184732.8418
140 | 2749479.1154 | 1184738.2258 | 2749468.4361 | 1184731.0125
141 | 2749615.4998 | 1184784.6403 | 2749596.5989 | 1184778.0342
142 | 2749544.6068 | 1184740.0778 | 2749547.3056 | 1184732.584 | 2749548.7201 | 1184727.4852
143 | 2749510.4432 | 1184704.1184 | 2749511.2706 | 1184716.8607 | 2749509.0897 | 1184720.3329
144 | 2749463.0357 | 1184727.3649 | 2749468.4361 | 1184731.0125
145 | 2749450.6945 | 1184719.0291 | 2749463.0357 | 1184727.3649
146 | 2749450.6945 | 1184719.0291 | 2749445.7276 | 1184713.9455 | 2749440.5316 | 1184703.0229
147 | 2749450.6945 | 1184719.0291 | 2749440.1373 | 1184734.284
148 | 2749429.0457 | 1184678.8783 | 2749440.5316 | 1184703.0229
149 | 2749438.9404 | 1184736.0134 | 2749440.1373 | 1184734.284
150 | 2749510.4432 | 1184704.1184 | 2749508.7011 | 1184677.5181
151 | 2749510.4432 | 1184704.1184 | 2749507.6806 | 1184690.3026
152 | 2749429.0457 | 1184678.8783 | 2749440.3903 | 1184676.3571
153 | 2749429.0457 | 1184678.8783 | 2749418.6623 | 1184657.9578 | 2749418.5473 | 1184657.0207
154 | 2749438.9404 | 1184736.0134 | 2749432.5505 | 1184745.2467
155 | 2749440.3903 | 1184676.3571 | 2749451.4929 | 1184673.8896 | 2749451.4929 | 1184673.8896
156 | 2749395.9523 | 1184638.022 | 2749417.0947 | 1184645.1859 | 2749418.5473 | 1184657.0207
157 | 2749449.3906 | 1184662.0416 | 2749451.4929 | 1184673.8896
158 | 2749445.4837 | 1184640.0228 | 2749449.3906 | 1184662.0416
159 | 2749454.4028 | 1184625.8449 | 2749453.7272 | 1184621.0733
160 | 2749445.4837 | 1184640.0228 | 2749454.4028 | 1184625.8449
161 | 2749504.3629 | 1184673.7104 | 2749507.6806 | 1184690.3026
162 | 2749501.4483 | 1184659.1346 | 2749504.3629 | 1184673.7104
163 | 2749508.7011 | 1184677.5181 | 2749507.8558 | 1184664.6102 | 2749509.252 | 1184660.0746 | 2749521.4099 | 1184657.6316 | 2749525.5033 | 1184650.724
164 | 2749525.9551 | 1184649.9615 | 2749525.5033 | 1184650.724
165 | 2749534.4297 | 1184635.6606 | 2749525.9551 | 1184649.9615
166 | 2749555.1678 | 1184704.2431 | 2749548.7201 | 1184727.4852
167 | 2749555.1678 | 1184704.2431 | 2749557.8969 | 1184694.4057 | 2749558.4645 | 1184693.1977
168 | 2749558.4645 | 1184693.1977 | 2749567.1111 | 1184674.794
169 | 2749615.4998 | 1184784.6403 | 2749606.4863 | 1184796.6474 | 2749602.0128 | 1184799.6381 | 2749592.5153 | 1184798.311
170 | 2749615.4998 | 1184784.6403 | 2749623.0417 | 1184774.584
171 | 2749567.4301 | 1184674.1151 | 2749567.1111 | 1184674.794
172 | 2749578.4808 | 1184650.5945 | 2749567.4301 | 1184674.1151
173 | 2749592.5153 | 1184798.311 | 2749586.6175 | 1184799.6204 | 2749583.2339 | 1184803.0054 | 2749583.1878 | 1184803.554
174 | 2749623.0417 | 1184774.584 | 2749623.1787 | 1184774.4014 | 2749624.7221 | 1184772.4345
175 | 2749631.3262 | 1184764.0188 | 2749624.7221 | 1184772.4345
176 | 2749586.5563 | 1184722.1553 | 2749591.792 | 1184722.0544
177 | 2749591.792 | 1184722.0544 | 2749599.3729 | 1184721.9082 | 2749605.9375 | 1184724.4102
178 | 2749605.9375 | 1184724.4102 | 2749622.1923 | 1184730.6055
179 | 2749628.0357 | 1184732.8326 | 2749622.1923 | 1184730.6055
180 | 2749639.5268 | 1184737.2123 | 2749628.0357 | 1184732.8326
181 | 2749617.9478 | 1184756.3559 | 2749633.6307 | 1184744.8714 | 2749639.5268 | 1184737.2123
182 | 2749656.2782 | 1184644.3818 | 2749657.6857 | 1184648.059 | 2749661.5036 | 1184653.6853
183 | 2749648.2229 | 1184623.3356 | 2749656.2782 | 1184644.3818
184 | 2749617.2744 | 1184694.7989 | 2749613.471 | 1184692.9015
185 | 2749617.2744 | 1184694.7989 | 2749634.9655 | 1184703.6246
186 | 2749612.9343 | 1184692.6338 | 2749613.471 | 1184692.9015
187 | 2749634.9655 | 1184703.6246 | 2749641.6669 | 1184706.9678
188 | 2749647.6661 | 1184709.9607 | 2749641.6669 | 1184706.9678
189 | 2749647.813 | 1184742.2453 | 2749654.5908 | 1184732.6679
190 | 2749631.3262 | 1184764.0188 | 2749633.6669 | 1184761.036
191 | 2749633.6669 | 1184761.036 | 2749642.3071 | 1184750.0256 | 2749647.813 | 1184742.2453
192 | 2749650.0048 | 1184965.729 | 2749649.7599 | 1184951.8066
193 | 2749650.0048 | 1184965.729 | 2749623.6023 | 1184967.0506
194 | 2749650.0048 | 1184965.729 | 2749659.1777 | 1184965.3689 | 2749661.3176 | 1184965.3001 | 2749685.3861 | 1184964.3484
195 | 2749685.3861 | 1184964.3484 | 2749702.1524 | 1184963.6855 | 2749702.5468 | 1184963.6656
196 | 2749614.8195 | 1184915.7647 | 2749627.065 | 1184918.4826
197 | 2749706.712 | 1184963.4556 | 2749702.5468 | 1184963.6656
198 | 2749614.8195 | 1184915.7647 | 2749610.1449 | 1184930.0712
199 | 2749706.712 | 1184963.4556 | 2749736.652 | 1184961.9461 | 2749744.7434 | 1184962.9432
200 | 2749754.1086 | 1185003.7501 | 2749752.1655 | 1185011.365
201 | 2749755.3345 | 1184964.2483 | 2749756.8852 | 1184978.5766 | 2749755.9046 | 1184996.7115 | 2749754.1086 | 1185003.7501
202 | 2749755.3345 | 1184964.2483 | 2749744.7434 | 1184962.9432
203 | 2749774.4164 | 1184966.149 | 2749765.1746 | 1184967.7415 | 2749755.3345 | 1184964.2483
204 | 2749774.4164 | 1184966.149 | 2749777.5738 | 1184953.4953 | 2749777.9226 | 1184950.4861

## bus_geodata
| x | y | coords
0 | 2749649.0242 | 1184873.2839
1 | 2749649.1142 | 1184892.3776
2 | 2749645.5 | 1184869.7778
3 | 2749649.2045 | 1184911.5388
4 | 2749629.7847 | 1184854.1432
5 | 2749649.2562 | 1184922.5149
6 | 2749603.4258 | 1184833.8572
7 | 2749625.632 | 1184871.2427
8 | 2749649.2604 | 1184923.4089
9 | 2749594.6431 | 1184849.5915
10 | 2749576.5543 | 1184817.503
11 | 2749589.8679 | 1184816.8747
12 | 2749621.6693 | 1184887.5596
13 | 2749679.0974 | 1184734.6323
14 | 2749655.8789 | 1184762.7836
15 | 2749692.8198 | 1184720.285
16 | 2749655.5263 | 1184763.2672
17 | 2749709.3603 | 1184706.5758
18 | 2749677.4008 | 1184707.9739
19 | 2749643.4633 | 1184779.8123
20 | 2749696.2293 | 1184692.2245
21 | 2749716.7749 | 1184701.1949
22 | 2749674.4307 | 1184705.6024
23 | 2749694.9556 | 1184690.8465
24 | 2749747.0237 | 1184678.5597
25 | 2749665.4889 | 1184717.6379
26 | 2749657.52 | 1184714.8766
27 | 2749764.8365 | 1184665.2172
28 | 2749770.8313 | 1184660.7269
29 | 2749677.4314 | 1184671.9772
30 | 2749766.6061 | 1184855.3576
31 | 2749765.7409 | 1184863.6678
32 | 2749765.7904 | 1184878.4054
33 | 2749769.0263 | 1184884.55
34 | 2749774.3658 | 1184895.0429
35 | 2749777.8484 | 1184916.7578
36 | 2749380.0275 | 1184613.2577
37 | 2749378.5199 | 1184618.9376
38 | 2749375.4725 | 1184630.4187
39 | 2749374.9867 | 1184640.7203
40 | 2749374.8103 | 1184647.1052
41 | 2749376.423 | 1184663.6691
42 | 2749377.8777 | 1184674.2119
43 | 2749380.3767 | 1184692.3242
44 | 2749381.9385 | 1184703.6435
45 | 2749383.8298 | 1184713.7148
46 | 2749310.4584 | 1184731.834
47 | 2749303.3724 | 1184748.2644
48 | 2749311.5416 | 1184729.3223
49 | 2749302.3905 | 1184750.5411
50 | 2749311.8224 | 1184728.6711
51 | 2749302.2631 | 1184750.8366
52 | 2749315.6403 | 1184719.8184
53 | 2749302.1381 | 1184751.1265
54 | 2749296.4399 | 1184764.1905
55 | 2749293.5348 | 1184770.8223
56 | 2749293.2835 | 1184771.3961
57 | 2749280.9043 | 1184800.4023
58 | 2749279.8226 | 1184804.3
59 | 2749384.633 | 1184716.3325
60 | 2749389.6566 | 1184732.7059
61 | 2749392.3479 | 1184741.4774
62 | 2749392.7067 | 1184742.647
63 | 2749399.1498 | 1184751.3238
64 | 2749401.151 | 1184754.0187
65 | 2749402.2862 | 1184755.5475
66 | 2749409.0281 | 1184764.6269
67 | 2749415.3303 | 1184773.1139
68 | 2749410.8347 | 1184782.0702
69 | 2749418.5971 | 1184767.7872
70 | 2749406.2276 | 1184791.2486
71 | 2749426.6315 | 1184754.6865
72 | 2749404.3373 | 1184795.0144
73 | 2749427.0317 | 1184754.034
74 | 2749400.8553 | 1184801.9512
75 | 2749398.1344 | 1184807.372
76 | 2749394.1151 | 1184815.3792
77 | 2749391.3985 | 1184820.7915
78 | 2749387.9519 | 1184827.6577
79 | 2749385.1428 | 1184833.2542
80 | 2749379.3376 | 1184844.8195
81 | 2749345.1456 | 1184844.4894
82 | 2749345.4038 | 1184844.5758
83 | 2749337.6451 | 1184841.978
84 | 2749346.1065 | 1184844.8111
85 | 2749334.7249 | 1184841.0003
86 | 2749356.3665 | 1184848.0861
87 | 2749327.5263 | 1184838.5901
88 | 2749375.0834 | 1184853.3543
89 | 2749324.1177 | 1184837.4488
90 | 2749378.5324 | 1184846.4235
91 | 2749364.4998 | 1184872.0811
92 | 2749391.656 | 1184852.5341
93 | 2749360.2147 | 1184879.6635
94 | 2749400.4649 | 1184856.6357
95 | 2749353.6353 | 1184891.3051
96 | 2749409.2964 | 1184860.7478
97 | 2749311.1194 | 1184833.0967
98 | 2749298.8971 | 1184828.0933
99 | 2749276.0662 | 1184817.8352
100 | 2749274.6657 | 1184817.2045
101 | 2749288.1238 | 1184823.2528
102 | 2749245.7044 | 1184804.8454
103 | 2749242.5508 | 1184803.8304
104 | 2749214.7926 | 1184796.9857
105 | 2749352.8511 | 1184892.6928
106 | 2749342.3093 | 1184913.4256
107 | 2749289.0033 | 1184887.9486
108 | 2749284.2084 | 1184901.7568
109 | 2749284.5574 | 1184900.7518
110 | 2749409.9527 | 1184861.0534
111 | 2749421.633 | 1184866.492
112 | 2749441.166 | 1184875.587
113 | 2749448.2208 | 1184856.3654
114 | 2749455.037 | 1184838.1139
115 | 2749456.1503 | 1184835.2411
116 | 2749465.621 | 1184800.8465
117 | 2749553.6144 | 1184800.5918
118 | 2749550.1794 | 1184797.7914
119 | 2749554.2361 | 1184801.0985
120 | 2749538.9498 | 1184788.1732
121 | 2749563.7502 | 1184808.8548
122 | 2749533.1311 | 1184782.7636
123 | 2749522.9646 | 1184773.3116
124 | 2749511.557 | 1184762.7057
125 | 2749501.4781 | 1184753.3353
126 | 2749492.2708 | 1184747.1115
127 | 2749538.3037 | 1184757.5799
128 | 2749572.8157 | 1184769.6946
129 | 2749542.0908 | 1184747.0639
130 | 2749501.2332 | 1184732.8418
131 | 2749479.1154 | 1184738.2258
132 | 2749596.5989 | 1184778.0342
133 | 2749544.6068 | 1184740.0778
134 | 2749509.0897 | 1184720.3329
135 | 2749468.4361 | 1184731.0125
136 | 2749463.0357 | 1184727.3649
137 | 2749450.6945 | 1184719.0291
138 | 2749440.5316 | 1184703.0229
139 | 2749440.1373 | 1184734.284
140 | 2749510.4432 | 1184704.1184
141 | 2749429.0457 | 1184678.8783
142 | 2749438.9404 | 1184736.0134
143 | 2749432.5505 | 1184745.2467
144 | 2749440.3903 | 1184676.3571
145 | 2749418.5473 | 1184657.0207
146 | 2749395.9523 | 1184638.022
147 | 2749451.4929 | 1184673.8896
148 | 2749449.3906 | 1184662.0416
149 | 2749453.7272 | 1184621.0733
150 | 2749454.4028 | 1184625.8449
151 | 2749445.4837 | 1184640.0228
152 | 2749504.3629 | 1184673.7104
153 | 2749507.6806 | 1184690.3026
154 | 2749501.4483 | 1184659.1346
155 | 2749508.7011 | 1184677.5181
156 | 2749525.5033 | 1184650.724
157 | 2749525.9551 | 1184649.9615
158 | 2749534.4297 | 1184635.6606
159 | 2749548.7201 | 1184727.4852
160 | 2749555.1678 | 1184704.2431
161 | 2749558.4645 | 1184693.1977
162 | 2749615.4998 | 1184784.6403
163 | 2749567.1111 | 1184674.794
164 | 2749567.4301 | 1184674.1151
165 | 2749592.5153 | 1184798.311
166 | 2749623.0417 | 1184774.584
167 | 2749583.1878 | 1184803.554
168 | 2749624.7221 | 1184772.4345
169 | 2749586.5563 | 1184722.1553
170 | 2749591.792 | 1184722.0544
171 | 2749605.9375 | 1184724.4102
172 | 2749622.1923 | 1184730.6055
173 | 2749628.0357 | 1184732.8326
174 | 2749639.5268 | 1184737.2123
175 | 2749578.4808 | 1184650.5945
176 | 2749656.2782 | 1184644.3818
177 | 2749661.5036 | 1184653.6853
178 | 2749648.2229 | 1184623.3356
179 | 2749617.2744 | 1184694.7989
180 | 2749613.471 | 1184692.9015
181 | 2749634.9655 | 1184703.6246
182 | 2749612.9343 | 1184692.6338
183 | 2749641.6669 | 1184706.9678
184 | 2749647.6661 | 1184709.9607
185 | 2749617.9478 | 1184756.3559
186 | 2749654.5908 | 1184732.6679
187 | 2749631.3262 | 1184764.0188
188 | 2749633.6669 | 1184761.036
189 | 2749647.813 | 1184742.2453
190 | 2749649.7599 | 1184951.8066
191 | 2749650.0048 | 1184965.729
192 | 2749623.6023 | 1184967.0506
193 | 2749685.3861 | 1184964.3484
194 | 2749627.065 | 1184918.4826
195 | 2749702.5468 | 1184963.6656
196 | 2749614.8195 | 1184915.7647
197 | 2749706.712 | 1184963.4556
198 | 2749610.1449 | 1184930.0712
199 | 2749621.3481 | 1184888.8823
200 | 2749754.1086 | 1185003.7501
201 | 2749752.1655 | 1185011.365
202 | 2749755.3345 | 1184964.2483
203 | 2749744.7434 | 1184962.9432
204 | 2749774.4164 | 1184966.149
205 | 2749777.9226 | 1184950.4861
206 | 2749533.1311 | 1184782.7636

## line_std_types
| c_nf_per_km | r_ohm_per_km | x_ohm_per_km | max_i_ka | type | q_mm2 | alpha | voltage_rating
NAYY 4x50 SE | 210 | 0.642 | 0.083 | 0.142 | cs | 50 | 0.00403 | LV
NAYY 4x120 SE | 264 | 0.225 | 0.08 | 0.242 | cs | 120 | 0.00403 | LV
NAYY 4x150 SE | 261 | 0.208 | 0.08 | 0.27 | cs | 150 | 0.00403 | LV
NA2XS2Y 1x95 RM/25 12/20 kV | 216 | 0.313 | 0.132 | 0.252 | cs | 95 | 0.00403 | MV
NA2XS2Y 1x185 RM/25 12/20 kV | 273 | 0.161 | 0.117 | 0.362 | cs | 185 | 0.00403 | MV
NA2XS2Y 1x240 RM/25 12/20 kV | 304 | 0.122 | 0.112 | 0.421 | cs | 240 | 0.00403 | MV
NA2XS2Y 1x95 RM/25 6/10 kV | 315 | 0.313 | 0.123 | 0.249 | cs | 95 | 0.00403 | MV
NA2XS2Y 1x185 RM/25 6/10 kV | 406 | 0.161 | 0.11 | 0.358 | cs | 185 | 0.00403 | MV
NA2XS2Y 1x240 RM/25 6/10 kV | 456 | 0.122 | 0.105 | 0.416 | cs | 240 | 0.00403 | MV
NA2XS2Y 1x150 RM/25 12/20 kV | 250 | 0.206 | 0.116 | 0.319 | cs | 150 | 0.00403 | MV
NA2XS2Y 1x120 RM/25 12/20 kV | 230 | 0.253 | 0.119 | 0.283 | cs | 120 | 0.00403 | MV
NA2XS2Y 1x70 RM/25 12/20 kV | 190 | 0.443 | 0.132 | 0.22 | cs | 70 | 0.00403 | MV
NA2XS2Y 1x150 RM/25 6/10 kV | 360 | 0.206 | 0.11 | 0.315 | cs | 150 | 0.00403 | MV
NA2XS2Y 1x120 RM/25 6/10 kV | 340 | 0.253 | 0.113 | 0.28 | cs | 120 | 0.00403 | MV
NA2XS2Y 1x70 RM/25 6/10 kV | 280 | 0.443 | 0.123 | 0.217 | cs | 70 | 0.00403 | MV
N2XS(FL)2Y 1x120 RM/35 64/110 kV | 112 | 0.153 | 0.166 | 0.366 | cs | 120 | 0.00393 | HV
N2XS(FL)2Y 1x185 RM/35 64/110 kV | 125 | 0.099 | 0.156 | 0.457 | cs | 185 | 0.00393 | HV
N2XS(FL)2Y 1x240 RM/35 64/110 kV | 135 | 0.075 | 0.149 | 0.526 | cs | 240 | 0.00393 | HV
N2XS(FL)2Y 1x300 RM/35 64/110 kV | 144 | 0.06 | 0.144 | 0.588 | cs | 300 | 0.00393 | HV
15-AL1/3-ST1A 0.4 | 11 | 1.8769 | 0.35 | 0.105 | ol | 16 | 0.00403 | LV
24-AL1/4-ST1A 0.4 | 11.25 | 1.2012 | 0.335 | 0.14 | ol | 24 | 0.00403 | LV
48-AL1/8-ST1A 0.4 | 12.2 | 0.5939 | 0.3 | 0.21 | ol | 48 | 0.00403 | LV
94-AL1/15-ST1A 0.4 | 13.2 | 0.306 | 0.29 | 0.35 | ol | 94 | 0.00403 | LV
34-AL1/6-ST1A 10.0 | 9.7 | 0.8342 | 0.36 | 0.17 | ol | 34 | 0.00403 | MV
48-AL1/8-ST1A 10.0 | 10.1 | 0.5939 | 0.35 | 0.21 | ol | 48 | 0.00403 | MV
70-AL1/11-ST1A 10.0 | 10.4 | 0.4132 | 0.339 | 0.29 | ol | 70 | 0.00403 | MV
94-AL1/15-ST1A 10.0 | 10.75 | 0.306 | 0.33 | 0.35 | ol | 94 | 0.00403 | MV
122-AL1/20-ST1A 10.0 | 11.1 | 0.2376 | 0.323 | 0.41 | ol | 122 | 0.00403 | MV
149-AL1/24-ST1A 10.0 | 11.25 | 0.194 | 0.315 | 0.47 | ol | 149 | 0.00403 | MV
34-AL1/6-ST1A 20.0 | 9.15 | 0.8342 | 0.382 | 0.17 | ol | 34 | 0.00403 | MV
48-AL1/8-ST1A 20.0 | 9.5 | 0.5939 | 0.372 | 0.21 | ol | 48 | 0.00403 | MV
70-AL1/11-ST1A 20.0 | 9.7 | 0.4132 | 0.36 | 0.29 | ol | 70 | 0.00403 | MV
94-AL1/15-ST1A 20.0 | 10 | 0.306 | 0.35 | 0.35 | ol | 94 | 0.00403 | MV
122-AL1/20-ST1A 20.0 | 10.3 | 0.2376 | 0.344 | 0.41 | ol | 122 | 0.00403 | MV
149-AL1/24-ST1A 20.0 | 10.5 | 0.194 | 0.337 | 0.47 | ol | 149 | 0.00403 | MV
184-AL1/30-ST1A 20.0 | 10.75 | 0.1571 | 0.33 | 0.535 | ol | 184 | 0.00403 | MV
243-AL1/39-ST1A 20.0 | 11 | 0.1188 | 0.32 | 0.645 | ol | 243 | 0.00403 | MV
48-AL1/8-ST1A 110.0 | 8 | 0.5939 | 0.46 | 0.21 | ol | 48 | 0.00403 | HV
70-AL1/11-ST1A 110.0 | 8.4 | 0.4132 | 0.45 | 0.29 | ol | 70 | 0.00403 | HV
94-AL1/15-ST1A 110.0 | 8.65 | 0.306 | 0.44 | 0.35 | ol | 94 | 0.00403 | HV
122-AL1/20-ST1A 110.0 | 8.5 | 0.2376 | 0.43 | 0.41 | ol | 122 | 0.00403 | HV
149-AL1/24-ST1A 110.0 | 8.75 | 0.194 | 0.41 | 0.47 | ol | 149 | 0.00403 | HV
184-AL1/30-ST1A 110.0 | 8.8 | 0.1571 | 0.4 | 0.535 | ol | 184 | 0.00403 | HV
243-AL1/39-ST1A 110.0 | 9 | 0.1188 | 0.39 | 0.645 | ol | 243 | 0.00403 | HV
305-AL1/39-ST1A 110.0 | 9.2 | 0.0949 | 0.38 | 0.74 | ol | 305 | 0.00403 | HV
490-AL1/64-ST1A 110.0 | 9.75 | 0.059 | 0.37 | 0.96 | ol | 490 | 0.00403 | HV
679-AL1/86-ST1A 110.0 | 9.95 | 0.042 | 0.36 | 1.15 | ol | 679 | 0.00403 | HV
490-AL1/64-ST1A 220.0 | 10 | 0.059 | 0.285 | 0.96 | ol | 490 | 0.00403 | HV
679-AL1/86-ST1A 220.0 | 11.7 | 0.042 | 0.275 | 1.15 | ol | 679 | 0.00403 | HV
490-AL1/64-ST1A 380.0 | 11 | 0.059 | 0.253 | 0.96 | ol | 490 | 0.00403 | HV
679-AL1/86-ST1A 380.0 | 14.6 | 0.042 | 0.25 | 1.15 | ol | 679 | 0.00403 | HV

## trafo_std_types
| i0_percent | pfe_kw | vkr_percent | sn_mva | vn_lv_kv | vn_hv_kv | vk_percent | shift_degree | vector_group | tap_side | tap_neutral | tap_min | tap_max | tap_step_degree | tap_step_percent | tap_phase_shifter
160 MVA 380/110 kV | 0.06 | 60 | 0.25 | 160 | 110 | 380 | 12.2 | 0 | Yy0 | hv | 0 | -9 | 9 | 0 | 1.5 | FALSE
100 MVA 220/110 kV | 0.06 | 55 | 0.26 | 100 | 110 | 220 | 12 | 0 | Yy0 | hv | 0 | -9 | 9 | 0 | 1.5 | FALSE
63 MVA 110/20 kV | 0.04 | 22 | 0.32 | 63 | 20 | 110 | 18 | 150 | YNd5 | hv | 0 | -9 | 9 | 0 | 1.5 | FALSE
40 MVA 110/20 kV | 0.05 | 18 | 0.34 | 40 | 20 | 110 | 16.2 | 150 | YNd5 | hv | 0 | -9 | 9 | 0 | 1.5 | FALSE
25 MVA 110/20 kV | 0.07 | 14 | 0.41 | 25 | 20 | 110 | 12 | 150 | YNd5 | hv | 0 | -9 | 9 | 0 | 1.5 | FALSE
63 MVA 110/10 kV | 0.04 | 22 | 0.32 | 63 | 10 | 110 | 18 | 150 | YNd5 | hv | 0 | -9 | 9 | 0 | 1.5 | FALSE
40 MVA 110/10 kV | 0.05 | 18 | 0.34 | 40 | 10 | 110 | 16.2 | 150 | YNd5 | hv | 0 | -9 | 9 | 0 | 1.5 | FALSE
25 MVA 110/10 kV | 0.07 | 14 | 0.41 | 25 | 10 | 110 | 12 | 150 | YNd5 | hv | 0 | -9 | 9 | 0 | 1.5 | FALSE
0.25 MVA 20/0.4 kV | 0.32 | 0.8 | 1.44 | 0.25 | 0.4 | 20 | 6 | 150 | Yzn5 | hv | 0 | -2 | 2 | 0 | 2.5 | FALSE
0.4 MVA 20/0.4 kV | 0.3375 | 1.35 | 1.425 | 0.4 | 0.4 | 20 | 6 | 150 | Dyn5 | hv | 0 | -2 | 2 | 0 | 2.5 | FALSE
0.63 MVA 20/0.4 kV | 0.2619 | 1.65 | 1.206 | 0.63 | 0.4 | 20 | 6 | 150 | Dyn5 | hv | 0 | -2 | 2 | 0 | 2.5 | FALSE
0.25 MVA 10/0.4 kV | 0.24 | 0.6 | 1.2 | 0.25 | 0.4 | 10 | 4 | 150 | Dyn5 | hv | 0 | -2 | 2 | 0 | 2.5 | FALSE
0.4 MVA 10/0.4 kV | 0.2375 | 0.95 | 1.325 | 0.4 | 0.4 | 10 | 4 | 150 | Dyn5 | hv | 0 | -2 | 2 | 0 | 2.5 | FALSE
0.63 MVA 10/0.4 kV | 0.1873 | 1.18 | 1.0794 | 0.63 | 0.4 | 10 | 4 | 150 | Dyn5 | hv | 0 | -2 | 2 | 0 | 2.5 | FALSE

## trafo3w_std_types
| sn_hv_mva | sn_mv_mva | sn_lv_mva | vn_hv_kv | vn_mv_kv | vn_lv_kv | vk_hv_percent | vk_mv_percent | vk_lv_percent | vkr_hv_percent | vkr_mv_percent | vkr_lv_percent | pfe_kw | i0_percent | shift_mv_degree | shift_lv_degree | vector_group | tap_side | tap_neutral | tap_min | tap_max | tap_step_percent
63/25/38 MVA 110/20/10 kV | 63 | 25 | 38 | 110 | 20 | 10 | 10.4 | 10.4 | 10.4 | 0.28 | 0.32 | 0.35 | 35 | 0.89 | 0 | 0 | YN0yn0yn0 | hv | 0 | -10 | 10 | 1.2
63/25/38 MVA 110/10/10 kV | 63 | 25 | 38 | 110 | 10 | 10 | 10.4 | 10.4 | 10.4 | 0.28 | 0.32 | 0.35 | 35 | 0.89 | 0 | 0 | YN0yn0yn0 | hv | 0 | -10 | 10 | 1.2

## fuse_std_types
| fuse_type | i_rated_a | t_avg | t_min | t_total | x_avg | x_min | x_total
HV 100A | HV 100A | 100 | 0 | [10.0, 3.64, 0.854, 0.281, 0.1, 0.0531, 0.022, 0.01] | [10.0, 4.267, 1.21, 0.403, 0.1, 0.058, 0.022, 0.01] | 0 | [300.0, 350.0, 450.0, 550.0, 700.0, 850.0, 1200.0, 1752.0] | [600.0, 700.0, 900.0, 1150.0, 1665.0, 2000.0, 3000.0, 4313.0]
HV 10A | HV 10A | 10 | 0 | [10.0, 1675.0, 0.344, 0.156, 0.1, 0.0417, 0.0171, 0.01] | [10.0, 1.3, 0.3, 0.155, 0.1, 0.0555, 0.023, 0.01] | 0 | [30.0, 32.0, 35.0, 37.0, 39.0, 50.0, 70.0, 88.0] | [60.0, 70.0, 80.0, 87.0, 94.0, 110.0, 150.0, 216.0]
HV 125A | HV 125A | 125 | 0 | [10.0, 1.82, 0.344, 0.1, 0.0467, 0.0269, 0.01] | [10.0, 2.478, 0.426, 0.1, 0.0427, 0.0211, 0.01] | 0 | [375.0, 500.0, 700.0, 925.0, 1200.0, 1500.0, 2341.0] | [750.0, 1000.0, 1500.0, 2200.0, 3000.0, 4000.0, 5765.0]
HV 160A | HV 160A | 160 | 0 | [10.0, 4.15, 1.03, 0.198, 0.1, 0.051, 0.0172, 0.01] | [10.0, 2.3, 0.734, 0.274, 0.1, 0.046, 0.0177, 0.01] | 0 | [480.0, 550.0, 700.0, 1000.0, 1260.0, 1600.0, 2500.0, 3227.0] | [960.0, 1300.0, 1700.0, 2200.0, 2996.0, 4000.0, 6000.0, 7946.0]
HV 16A | HV 16A | 16 | 0 | [10.0, 0.352, 0.164, 0.1, 0.0649, 0.0342, 0.01] | [10.0, 2.34, 0.722, 0.181, 0.1, 0.055, 0.0296, 0.01] | 0 | [48.0, 60.0, 65.0, 71.0, 80.0, 100.0, 162.0] | [96.0, 110.0, 125.0, 150.0, 168.0, 200.0, 250.0, 398.0]
HV 200A | HV 200A | 200 | 0 | [10.0, 4.267, 1.21, 0.403, 0.1, 0.058, 0.022, 0.01] | [10.0, 3.73, 1.654, 0.328, 0.1, 0.0531, 0.019, 0.01] | 0 | [600.0, 700.0, 900.0, 1150.0, 1665.0, 2000.0, 3000.0, 4313.0] | [1200.0, 1500.0, 1800.0, 2700.0, 3960.0, 5000.0, 7500.0, 10620.0]
HV 20A | HV 20A | 20 | 0 | [10.0, 1.3, 0.3, 0.155, 0.1, 0.0555, 0.023, 0.01] | [10.0, 1.3, 0.161, 0.1, 0.0611, 0.0399, 0.0141, 0.01] | 0 | [60.0, 70.0, 80.0, 87.0, 94.0, 110.0, 150.0, 216.0] | [120.0, 150.0, 200.0, 223.0, 260.0, 300.0, 450.0, 532.0]
HV 25A | HV 25A | 25 | 0 | [10.0, 2.512, 0.833, 0.299, 0.1, 0.0372, 0.0223, 0.01] | [10.0, 3.125, 0.597, 0.198, 0.1, 0.0378, 0.022, 0.01] | 0 | [75.0, 82.0, 90.0, 100.0, 124.0, 170.0, 200.0, 289.0] | [150.0, 170.0, 210.0, 250.0, 294.0, 400.0, 500.0, 711.0]
HV 31.5A | HV 31.5A | 31.5 | 0 | [10.0, 2.34, 0.722, 0.181, 0.1, 0.055, 0.0296, 0.01] | [10.0, 2.84, 0.368, 0.164, 0.1, 0.0621, 0.0378, 0.0195, 0.01] | 0 | [95.0, 110.0, 125.0, 150.0, 165.0, 200.0, 250.0, 390.0] | [189.0, 220.0, 300.0, 350.0, 393.0, 450.0, 530.0, 700.0, 960.0]
HV 40A | HV 40A | 40 | 0 | [10.0, 1.3, 0.161, 0.1, 0.0611, 0.0399, 0.0141, 0.01] | [10.0, 2.05, 0.369, 0.198, 0.1, 0.051, 0.0298, 0.01] | 0 | [120.0, 150.0, 200.0, 223.0, 260.0, 300.0, 450.0, 532.0] | [240.0, 300.0, 400.0, 450.0, 530.0, 650.0, 800.0, 1311.0]
HV 50A | HV 50A | 50 | 0 | [10.0, 3.215, 0.597, 0.198, 0.1, 0.0378, 0.022, 0.01] | [10.0, 3.64, 0.854, 0.281, 0.1, 0.0531, 0.022, 0.01] | 0 | [150.0, 170.0, 210.0, 250.0, 294.0, 400.0, 500.0, 711.0] | [300.0, 350.0, 450.0, 550.0, 700.0, 850.0, 1200.0, 1752.0]
HV 6.3A | HV 6.3A | 6.3 | 0 | [10.0, 1.39, 0.344, 0.168, 0.1, 0.056, 0.0263, 0.01] | [10.0, 1.711, 0.516, 0.198, 0.1, 0.0634, 0.0303, 0.01] | 0 | [19.0, 19.5, 20.4, 20.8, 22.0, 25.0, 32.0, 48.0] | [38.0, 40.0, 43.0, 48.0, 53.0, 60.0, 75.0, 118.0]
HV 63A | HV 63A | 63 | 0 | [10.0, 2.84, 0.368, 0.164, 0.1, 0.0621, 0.0378, 0.0195, 0.01] | [10.0, 1.82, 0.344, 0.1, 0.0467, 0.0269, 0.01] | 0 | [189.0, 220.0, 300.0, 350.0, 393.0, 450.0, 530.0, 700.0, 961.0] | [378.0, 500.0, 700.0, 934.0, 1200.0, 1500.0, 2366.0]
HV 80A | HV 80A | 80 | 0 | [10.0, 2.05, 0.369, 0.198, 0.1, 0.051, 0.0298, 0.01] | [10.0, 4.15, 1.03, 0.198, 0.1, 0.051, 0.0172, 0.01] | 0 | [240.0, 300.0, 400.0, 450.0, 530.0, 650.0, 800.0, 1311.0] | [480.0, 550.0, 700.0, 1000.0, 1260.0, 1600.0, 2500.0, 3227.0]
Siemens NH-1-100 | Siemens NH-1-100 | 100 | [5400.0, 2000.0, 400.0, 20.0, 1.0, 0.2, 0.012, 0.004] | 0 | 0 | [150.0, 190.0, 250.0, 430.0, 900.0, 1250.0, 2700.0, 3600.0] | 0 | 0
Siemens NH-1-125 | Siemens NH-1-125 | 125 | [4800.0, 120.0, 7.0, 0.1, 0.004] | 0 | 0 | [180.0, 400.0, 740.0, 2000.0, 4250.0] | 0 | 0
Siemens NH-1-16 | Siemens NH-1-16 | 16 | [4000.0, 400.0, 2.0, 0.1, 0.04, 0.01] | 0 | 0 | [26.0, 35.0, 75.0, 150.0, 200.0, 300.0] | 0 | 0
Siemens NH-1-160 | Siemens NH-1-160 | 160 | [4800.0, 120.0, 7.0, 0.1, 0.004] | 0 | 0 | [210.0, 500.0, 900.0, 2300.0, 5000.0] | 0 | 0
Siemens NH-1-25 | Siemens NH-1-25 | 25 | [4000.0, 1000.0, 10.0, 0.2, 0.02, 0.01] | 0 | 0 | [40.0, 50.0, 100.0, 210.0, 400.0, 500.0] | 0 | 0
Siemens NH-1-50 | Siemens NH-1-50 | 50 | [4000.0, 40.0, 4.0, 1.0, 0.02, 0.01] | 0 | 0 | [86.0, 200.0, 300.0, 400.0, 1000.0, 1280.0] | 0 | 0
Siemens NH-1-63 | Siemens NH-1-63 | 63 | [4000.0, 100.0, 10.0, 2.0, 0.04, 0.01] | 0 | 0 | [100.0, 200.0, 300.0, 400.0, 1000.0, 1500.0] | 0 | 0
Siemens NH-1-80 | Siemens NH-1-80 | 80 | [4800.0, 120.0, 7.0, 0.1, 0.01] | 0 | 0 | [150.58, 250.0, 450.0, 1150.0, 2470.0] | 0 | 0
Siemens NH-2-1000 | Siemens NH-2-1000 | 1000 | [4800.0, 120.0, 7.0, 0.1, 0.004] | 0 | 0 | [1900.0, 3500.0, 8400.0, 24000.0, 52000.0] | 0 | 0
Siemens NH-2-200 | Siemens NH-2-200 | 200 | [4800.0, 120.0, 7.0, 0.1, 0.004] | 0 | 0 | [280.0, 650.0, 1200.0, 3000.0, 7000.0] | 0 | 0
Siemens NH-2-224 | Siemens NH-2-224 | 224 | [4800.0, 120.0, 7.0, 0.2, 0.04, 0.004] | 0 | 0 | [400.0, 750.0, 1453.0, 3025.0, 4315.0, 7600.0] | 0 | 0
Siemens NH-2-250 | Siemens NH-2-250 | 250 | [4800.0, 120.0, 7.0, 0.1, 0.004] | 0 | 0 | [450.0, 800.0, 1650.0, 4000.0, 8500.0] | 0 | 0
Siemens NH-2-315 | Siemens NH-2-315 | 315 | [4800.0, 120.0, 7.0, 0.1, 0.004] | 0 | 0 | [550.0, 920.0, 1900.0, 5000.0, 11000.0] | 0 | 0
Siemens NH-2-355 | Siemens NH-2-355 | 355 | [4800.0, 120.0, 6.0, 0.1, 0.004] | 0 | 0 | [650.0, 1116.27, 2350.0, 5840.0, 12790.0] | 0 | 0
Siemens NH-2-400 | Siemens NH-2-400 | 400 | [4800.0, 120.0, 7.0, 0.1, 0.004] | 0 | 0 | [720.0, 1350.0, 2800.0, 6500.0, 15000.0] | 0 | 0
Siemens NH-2-425 | Siemens NH-2-425 | 425 | [4800.0, 120.0, 7.0, 0.1, 0.004] | 0 | 0 | [850.0, 1500.0, 3050.0, 7500.0, 16500.0] | 0 | 0
Siemens NH-2-630 | Siemens NH-2-630 | 630 | [4800.0, 120.0, 7.0, 0.1, 0.004] | 0 | 0 | [1200.0, 2000.0, 4800.0, 12000.0, 26000.0] | 0 | 0

## dtypes
| element | column | dtype
0 | bus | name | object
1 | bus | vn_kv | float64
2 | bus | type | object
3 | bus | zone | object
4 | bus | in_service | bool
5 | load | name | object
6 | load | bus | uint32
7 | load | p_mw | float64
8 | load | q_mvar | float64
9 | load | const_z_percent | float64
10 | load | const_i_percent | float64
11 | load | sn_mva | float64
12 | load | scaling | float64
13 | load | in_service | bool
14 | load | type | object
15 | ext_grid | name | object
16 | ext_grid | bus | uint32
17 | ext_grid | vm_pu | float64
18 | ext_grid | va_degree | float64
19 | ext_grid | slack_weight | float64
20 | ext_grid | in_service | bool
21 | line | name | object
22 | line | std_type | object
23 | line | from_bus | uint32
24 | line | to_bus | uint32
25 | line | length_km | float64
26 | line | r_ohm_per_km | float64
27 | line | x_ohm_per_km | float64
28 | line | c_nf_per_km | float64
29 | line | g_us_per_km | float64
30 | line | max_i_ka | float64
31 | line | df | float64
32 | line | parallel | uint32
33 | line | type | object
34 | line | in_service | bool
35 | trafo | name | object
36 | trafo | std_type | object
37 | trafo | hv_bus | uint32
38 | trafo | lv_bus | uint32
39 | trafo | sn_mva | float64
40 | trafo | vn_hv_kv | float64
41 | trafo | vn_lv_kv | float64
42 | trafo | vk_percent | float64
43 | trafo | vkr_percent | float64
44 | trafo | pfe_kw | float64
45 | trafo | i0_percent | float64
46 | trafo | shift_degree | float64
47 | trafo | tap_side | object
48 | trafo | tap_neutral | int32
49 | trafo | tap_min | int32
50 | trafo | tap_max | int32
51 | trafo | tap_step_percent | float64
52 | trafo | tap_step_degree | float64
53 | trafo | tap_pos | int32
54 | trafo | tap_phase_shifter | bool
55 | trafo | parallel | uint32
56 | trafo | df | float64
57 | trafo | in_service | bool
58 | line_geodata | coords | object
59 | bus_geodata | x | float64
60 | bus_geodata | y | float64
61 | bus_geodata | coords | object

## parameters
| version | format_version | converged | OPF_converged | name | f_hz | sn_mva
0 | 2.14.6 | 2.14.0 | FALSE | FALSE |  | 50 | 1