## bus
| name | vn_kv | type | zone | in_service
0 | bus_LV_3932-1_0_5_node_0 | 0.4 | n |  | TRUE
1 | bus_LV_3932-1_0_5_node_1 | 0.4 | n |  | TRUE
2 | bus_LV_3932-1_0_5_node_2 | 0.4 | n |  | TRUE
3 | bus_LV_3932-1_0_5_node_3 | 0.4 | n |  | TRUE
4 | bus_LV_3932-1_0_5_node_51 | 0.4 | n |  | TRUE
5 | bus_LV_3932-1_0_5_node_21 | 0.4 | n |  | TRUE
6 | bus_LV_3932-1_0_5_node_50 | 0.4 | n |  | TRUE
7 | bus_LV_3932-1_0_5_node_10 | 0.4 | n |  | TRUE
8 | bus_LV_3932-1_0_5_node_11 | 0.4 | n |  | TRUE
9 | bus_LV_3932-1_0_5_node_4 | 0.4 | n |  | TRUE
10 | bus_LV_3932-1_0_5_node_5 | 0.4 | n |  | TRUE
11 | bus_LV_3932-1_0_5_node_6 | 0.4 | n |  | TRUE
12 | bus_LV_3932-1_0_5_node_7 | 0.4 | n |  | TRUE
13 | bus_LV_3932-1_0_5_node_8 | 0.4 | n |  | TRUE
14 | bus_LV_3932-1_0_5_node_9 | 0.4 | n |  | TRUE
15 | bus_LV_3932-1_0_5_node_203 | 0.4 | n |  | TRUE
16 | bus_LV_3932-1_0_5_node_17 | 0.4 | n |  | TRUE
17 | bus_LV_3932-1_0_5_node_23 | 0.4 | n |  | TRUE
18 | bus_LV_3932-1_0_5_node_200 | 0.4 | n |  | TRUE
19 | bus_LV_3932-1_0_5_node_14 | 0.4 | n |  | TRUE
20 | bus_LV_3932-1_0_5_node_18 | 0.4 | n |  | TRUE
21 | bus_LV_3932-1_0_5_node_24 | 0.4 | n |  | TRUE
22 | bus_LV_3932-1_0_5_node_197 | 0.4 | n |  | TRUE
23 | bus_LV_3932-1_0_5_node_198 | 0.4 | n |  | TRUE
24 | bus_LV_3932-1_0_5_node_199 | 0.4 | n |  | TRUE
25 | bus_LV_3932-1_0_5_node_201 | 0.4 | n |  | TRUE
26 | bus_LV_3932-1_0_5_node_12 | 0.4 | n |  | TRUE
27 | bus_LV_3932-1_0_5_node_13 | 0.4 | n |  | TRUE
28 | bus_LV_3932-1_0_5_node_25 | 0.4 | n |  | TRUE
29 | bus_LV_3932-1_0_5_node_205 | 0.4 | n |  | TRUE
30 | bus_LV_3932-1_0_5_node_104 | 0.4 | n |  | TRUE
31 | bus_LV_3932-1_0_5_node_204 | 0.4 | n |  | TRUE
32 | bus_LV_3932-1_0_5_node_19 | 0.4 | n |  | TRUE
33 | bus_LV_3932-1_0_5_node_20 | 0.4 | n |  | TRUE
34 | bus_LV_3932-1_0_5_node_22 | 0.4 | n |  | TRUE
35 | bus_LV_3932-1_0_5_node_202 | 0.4 | n |  | TRUE
36 | bus_LV_3932-1_0_5_node_195 | 0.4 | n |  | TRUE
37 | bus_LV_3932-1_0_5_node_196 | 0.4 | n |  | TRUE
38 | bus_LV_3932-1_0_5_node_73 | 0.4 | n |  | TRUE
39 | bus_LV_3932-1_0_5_node_44 | 0.4 | n |  | TRUE
40 | bus_LV_3932-1_0_5_node_71 | 0.4 | n |  | TRUE
41 | bus_LV_3932-1_0_5_node_26 | 0.4 | n |  | TRUE
42 | bus_LV_3932-1_0_5_node_27 | 0.4 | n |  | TRUE
43 | bus_LV_3932-1_0_5_node_28 | 0.4 | n |  | TRUE
44 | bus_LV_3932-1_0_5_node_29 | 0.4 | n |  | TRUE
45 | bus_LV_3932-1_0_5_node_30 | 0.4 | n |  | TRUE
46 | bus_LV_3932-1_0_5_node_128 | 0.4 | n |  | TRUE
47 | bus_LV_3932-1_0_5_node_122 | 0.4 | n |  | TRUE
48 | bus_LV_3932-1_0_5_node_116 | 0.4 | n |  | TRUE
49 | bus_LV_3932-1_0_5_node_95 | 0.4 | n |  | TRUE
50 | bus_LV_3932-1_0_5_node_191 | 0.4 | n |  | TRUE
51 | bus_LV_3932-1_0_5_node_121 | 0.4 | n |  | TRUE
52 | bus_LV_3932-1_0_5_node_114 | 0.4 | n |  | TRUE
53 | bus_LV_3932-1_0_5_node_97 | 0.4 | n |  | TRUE
54 | bus_LV_3932-1_0_5_node_93 | 0.4 | n |  | TRUE
55 | bus_LV_3932-1_0_5_node_31 | 0.4 | n |  | TRUE
56 | bus_LV_3932-1_0_5_node_32 | 0.4 | n |  | TRUE
57 | bus_LV_3932-1_0_5_node_33 | 0.4 | n |  | TRUE
58 | bus_LV_3932-1_0_5_node_34 | 0.4 | n |  | TRUE
59 | bus_LV_3932-1_0_5_node_35 | 0.4 | n |  | TRUE
60 | bus_LV_3932-1_0_5_node_36 | 0.4 | n |  | TRUE
61 | bus_LV_3932-1_0_5_node_37 | 0.4 | n |  | TRUE
62 | bus_LV_3932-1_0_5_node_42 | 0.4 | n |  | TRUE
63 | bus_LV_3932-1_0_5_node_38 | 0.4 | n |  | TRUE
64 | bus_LV_3932-1_0_5_node_39 | 0.4 | n |  | TRUE
65 | bus_LV_3932-1_0_5_node_43 | 0.4 | n |  | TRUE
66 | bus_LV_3932-1_0_5_node_40 | 0.4 | n |  | TRUE
67 | bus_LV_3932-1_0_5_node_113 | 0.4 | n |  | TRUE
68 | bus_LV_3932-1_0_5_node_41 | 0.4 | n |  | TRUE
69 | bus_LV_3932-1_0_5_node_112 | 0.4 | n |  | TRUE
70 | bus_LV_3932-1_0_5_node_115 | 0.4 | n |  | TRUE
71 | bus_LV_3932-1_0_5_node_45 | 0.4 | n |  | TRUE
72 | bus_LV_3932-1_0_5_node_46 | 0.4 | n |  | TRUE
73 | bus_LV_3932-1_0_5_node_47 | 0.4 | n |  | TRUE
74 | bus_LV_3932-1_0_5_node_48 | 0.4 | n |  | TRUE
75 | bus_LV_3932-1_0_5_node_49 | 0.4 | n |  | TRUE
76 | bus_LV_3932-1_0_5_node_151 | 0.4 | n |  | TRUE
77 | bus_LV_3932-1_0_5_node_152 | 0.4 | n |  | TRUE
78 | bus_LV_3932-1_0_5_node_150 | 0.4 | n |  | TRUE
79 | bus_LV_3932-1_0_5_node_153 | 0.4 | n |  | TRUE
80 | bus_LV_3932-1_0_5_node_52 | 0.4 | n |  | TRUE
81 | bus_LV_3932-1_0_5_node_53 | 0.4 | n |  | TRUE
82 | bus_LV_3932-1_0_5_node_54 | 0.4 | n |  | TRUE
83 | bus_LV_3932-1_0_5_node_55 | 0.4 | n |  | TRUE
84 | bus_LV_3932-1_0_5_node_56 | 0.4 | n |  | TRUE
85 | bus_LV_3932-1_0_5_node_57 | 0.4 | n |  | TRUE
86 | bus_LV_3932-1_0_5_node_58 | 0.4 | n |  | TRUE
87 | bus_LV_3932-1_0_5_node_64 | 0.4 | n |  | TRUE
88 | bus_LV_3932-1_0_5_node_61 | 0.4 | n |  | TRUE
89 | bus_LV_3932-1_0_5_node_207 | 0.4 | n |  | TRUE
90 | bus_LV_3932-1_0_5_node_149 | 0.4 | n |  | TRUE
91 | bus_LV_3932-1_0_5_node_65 | 0.4 | n |  | TRUE
92 | bus_LV_3932-1_0_5_node_63 | 0.4 | n |  | TRUE
93 | bus_LV_3932-1_0_5_node_59 | 0.4 | n |  | TRUE
94 | bus_LV_3932-1_0_5_node_60 | 0.4 | n |  | TRUE
95 | bus_LV_3932-1_0_5_node_62 | 0.4 | n |  | TRUE
96 | bus_LV_3932-1_0_5_node_70 | 0.4 | n |  | TRUE
97 | bus_LV_3932-1_0_5_node_98 | 0.4 | n |  | TRUE
98 | bus_LV_3932-1_0_5_node_68 | 0.4 | n |  | TRUE
99 | bus_LV_3932-1_0_5_node_86 | 0.4 | n |  | TRUE
100 | bus_LV_3932-1_0_5_node_74 | 0.4 | n |  | TRUE
101 | bus_LV_3932-1_0_5_node_85 | 0.4 | n |  | TRUE
102 | bus_LV_3932-1_0_5_node_99 | 0.4 | n |  | TRUE
103 | bus_LV_3932-1_0_5_node_147 | 0.4 | n |  | TRUE
104 | bus_LV_3932-1_0_5_node_148 | 0.4 | n |  | TRUE
105 | bus_LV_3932-1_0_5_node_66 | 0.4 | n |  | TRUE
106 | bus_LV_3932-1_0_5_node_67 | 0.4 | n |  | TRUE
107 | bus_LV_3932-1_0_5_node_69 | 0.4 | n |  | TRUE
108 | bus_LV_3932-1_0_5_node_88 | 0.4 | n |  | TRUE
109 | bus_LV_3932-1_0_5_node_87 | 0.4 | n |  | TRUE
110 | bus_LV_3932-1_0_5_node_72 | 0.4 | n |  | TRUE
111 | bus_LV_3932-1_0_5_node_75 | 0.4 | n |  | TRUE
112 | bus_LV_3932-1_0_5_node_76 | 0.4 | n |  | TRUE
113 | bus_LV_3932-1_0_5_node_77 | 0.4 | n |  | TRUE
114 | bus_LV_3932-1_0_5_node_78 | 0.4 | n |  | TRUE
115 | bus_LV_3932-1_0_5_node_79 | 0.4 | n |  | TRUE
116 | bus_LV_3932-1_0_5_node_144 | 0.4 | n |  | TRUE
117 | bus_LV_3932-1_0_5_node_91 | 0.4 | n |  | TRUE
118 | bus_LV_3932-1_0_5_node_142 | 0.4 | n |  | TRUE
119 | bus_LV_3932-1_0_5_node_90 | 0.4 | n |  | TRUE
120 | bus_LV_3932-1_0_5_node_137 | 0.4 | n |  | TRUE
121 | bus_LV_3932-1_0_5_node_127 | 0.4 | n |  | TRUE
122 | bus_LV_3932-1_0_5_node_135 | 0.4 | n |  | TRUE
123 | bus_LV_3932-1_0_5_node_80 | 0.4 | n |  | TRUE
124 | bus_LV_3932-1_0_5_node_81 | 0.4 | n |  | TRUE
125 | bus_LV_3932-1_0_5_node_82 | 0.4 | n |  | TRUE
126 | bus_LV_3932-1_0_5_node_83 | 0.4 | n |  | TRUE
127 | bus_LV_3932-1_0_5_node_84 | 0.4 | n |  | TRUE
128 | bus_LV_3932-1_0_5_node_125 | 0.4 | n |  | TRUE
129 | bus_LV_3932-1_0_5_node_126 | 0.4 | n |  | TRUE
130 | bus_LV_3932-1_0_5_node_89 | 0.4 | n |  | TRUE
131 | bus_LV_3932-1_0_5_node_92 | 0.4 | n |  | TRUE
132 | bus_LV_3932-1_0_5_node_96 | 0.4 | n |  | TRUE
133 | bus_LV_3932-1_0_5_node_94 | 0.4 | n |  | TRUE
134 | bus_LV_3932-1_0_5_node_100 | 0.4 | n |  | TRUE
135 | bus_LV_3932-1_0_5_node_101 | 0.4 | n |  | TRUE
136 | bus_LV_3932-1_0_5_node_102 | 0.4 | n |  | TRUE
137 | bus_LV_3932-1_0_5_node_103 | 0.4 | n |  | TRUE
138 | bus_LV_3932-1_0_5_node_106 | 0.4 | n |  | TRUE
139 | bus_LV_3932-1_0_5_node_107 | 0.4 | n |  | TRUE
140 | bus_LV_3932-1_0_5_node_108 | 0.4 | n |  | TRUE
141 | bus_LV_3932-1_0_5_node_109 | 0.4 | n |  | TRUE
142 | bus_LV_3932-1_0_5_node_110 | 0.4 | n |  | TRUE
143 | bus_LV_3932-1_0_5_node_165 | 0.4 | n |  | TRUE
144 | bus_LV_3932-1_0_5_node_111 | 0.4 | n |  | TRUE
145 | bus_LV_3932-1_0_5_node_166 | 0.4 | n |  | TRUE
146 | bus_LV_3932-1_0_5_node_164 | 0.4 | n |  | TRUE
147 | bus_LV_3932-1_0_5_node_167 | 0.4 | n |  | TRUE
148 | bus_LV_3932-1_0_5_node_119 | 0.4 | n |  | TRUE
149 | bus_LV_3932-1_0_5_node_117 | 0.4 | n |  | TRUE
150 | bus_LV_3932-1_0_5_node_118 | 0.4 | n |  | TRUE
151 | bus_LV_3932-1_0_5_node_120 | 0.4 | n |  | TRUE
152 | bus_LV_3932-1_0_5_node_192 | 0.4 | n |  | TRUE
153 | bus_LV_3932-1_0_5_node_193 | 0.4 | n |  | TRUE
154 | bus_LV_3932-1_0_5_node_187 | 0.4 | n |  | TRUE
155 | bus_LV_3932-1_0_5_node_123 | 0.4 | n |  | TRUE
156 | bus_LV_3932-1_0_5_node_124 | 0.4 | n |  | TRUE
157 | bus_LV_3932-1_0_5_node_129 | 0.4 | n |  | TRUE
158 | bus_LV_3932-1_0_5_node_130 | 0.4 | n |  | TRUE
159 | bus_LV_3932-1_0_5_node_131 | 0.4 | n |  | TRUE
160 | bus_LV_3932-1_0_5_node_132 | 0.4 | n |  | TRUE
161 | bus_LV_3932-1_0_5_node_133 | 0.4 | n |  | TRUE
162 | bus_LV_3932-1_0_5_node_134 | 0.4 | n |  | TRUE
163 | bus_LV_3932-1_0_5_node_141 | 0.4 | n |  | TRUE
164 | bus_LV_3932-1_0_5_node_185 | 0.4 | n |  | TRUE
165 | bus_LV_3932-1_0_5_node_136 | 0.4 | n |  | TRUE
166 | bus_LV_3932-1_0_5_node_138 | 0.4 | n |  | TRUE
167 | bus_LV_3932-1_0_5_node_139 | 0.4 | n |  | TRUE
168 | bus_LV_3932-1_0_5_node_140 | 0.4 | n |  | TRUE
169 | bus_LV_3932-1_0_5_node_190 | 0.4 | n |  | TRUE
170 | bus_LV_3932-1_0_5_node_162 | 0.4 | n |  | TRUE
171 | bus_LV_3932-1_0_5_node_189 | 0.4 | n |  | TRUE
172 | bus_LV_3932-1_0_5_node_160 | 0.4 | n |  | TRUE
173 | bus_LV_3932-1_0_5_node_183 | 0.4 | n |  | TRUE
174 | bus_LV_3932-1_0_5_node_143 | 0.4 | n |  | TRUE
175 | bus_LV_3932-1_0_5_node_145 | 0.4 | n |  | TRUE
176 | bus_LV_3932-1_0_5_node_146 | 0.4 | n |  | TRUE
177 | bus_LV_3932-1_0_5_node_158 | 0.4 | n |  | TRUE
178 | bus_LV_3932-1_0_5_node_157 | 0.4 | n |  | TRUE
179 | bus_LV_3932-1_0_5_node_154 | 0.4 | n |  | TRUE
180 | bus_LV_3932-1_0_5_node_155 | 0.4 | n |  | TRUE
181 | bus_LV_3932-1_0_5_node_156 | 0.4 | n |  | TRUE
182 | bus_LV_3932-1_0_5_node_159 | 0.4 | n |  | TRUE
183 | bus_LV_3932-1_0_5_node_161 | 0.4 | n |  | TRUE
184 | bus_LV_3932-1_0_5_node_163 | 0.4 | n |  | TRUE
185 | bus_LV_3932-1_0_5_node_168 | 0.4 | n |  | TRUE
186 | bus_LV_3932-1_0_5_node_173 | 0.4 | n |  | TRUE
187 | bus_LV_3932-1_0_5_node_171 | 0.4 | n |  | TRUE
188 | bus_LV_3932-1_0_5_node_169 | 0.4 | n |  | TRUE
189 | bus_LV_3932-1_0_5_node_170 | 0.4 | n |  | TRUE
190 | bus_LV_3932-1_0_5_node_172 | 0.4 | n |  | TRUE
191 | bus_LV_3932-1_0_5_node_174 | 0.4 | n |  | TRUE
192 | bus_LV_3932-1_0_5_node_175 | 0.4 | n |  | TRUE
193 | bus_LV_3932-1_0_5_node_179 | 0.4 | n |  | TRUE
194 | bus_LV_3932-1_0_5_node_176 | 0.4 | n |  | TRUE
195 | bus_LV_3932-1_0_5_node_180 | 0.4 | n |  | TRUE
196 | bus_LV_3932-1_0_5_node_177 | 0.4 | n |  | TRUE
197 | bus_LV_3932-1_0_5_node_178 | 0.4 | n |  | TRUE
198 | bus_LV_3932-1_0_5_node_181 | 0.4 | n |  | TRUE
199 | bus_LV_3932-1_0_5_node_182 | 0.4 | n |  | TRUE
200 | bus_LV_3932-1_0_5_node_184 | 0.4 | n |  | TRUE
201 | bus_LV_3932-1_0_5_node_188 | 0.4 | n |  | TRUE
202 | bus_LV_3932-1_0_5_node_186 | 0.4 | n |  | TRUE
203 | bus_LV_3932-1_0_5_node_206 | 0.4 | n |  | TRUE
204 | bus_MV_60_0_node_0 | 20 | n |  | TRUE

## load
| name | bus | p_mw | q_mvar | const_z_percent | const_i_percent | sn_mva | scaling | in_service | type
0 | LV_3932-1_0_5_load_0 | 0 | 0.00046192 | 0.00011577 | 0 | 0 |  | 1 | TRUE | wye
1 | LV_3932-1_0_5_load_1 | 1 | 0.00068349 | 0.0001713 | 0 | 0 |  | 1 | TRUE | wye
2 | LV_3932-1_0_5_load_2 | 2 | 0.00047022 | 0.00011785 | 0 | 0 |  | 1 | TRUE | wye
3 | LV_3932-1_0_5_load_51 | 4 | 0.0015415 | 0.00038634 | 0 | 0 |  | 1 | TRUE | wye
4 | LV_3932-1_0_5_load_21 | 5 | 0.0009109 | 0.00022829 | 0 | 0 |  | 1 | TRUE | wye
5 | LV_3932-1_0_5_load_50 | 6 | 0.0024256 | 0.00060792 | 0 | 0 |  | 1 | TRUE | wye
6 | LV_3932-1_0_5_load_10 | 7 | 0.00054131 | 0.00013567 | 0 | 0 |  | 1 | TRUE | wye
7 | LV_3932-1_0_5_load_11 | 8 | 0.00048134 | 0.00012063 | 0 | 0 |  | 1 | TRUE | wye
8 | LV_3932-1_0_5_load_4 | 9 | 0.00055233 | 0.00013843 | 0 | 0 |  | 1 | TRUE | wye
9 | LV_3932-1_0_5_load_5 | 10 | 0.00048923 | 0.00012261 | 0 | 0 |  | 1 | TRUE | wye
10 | LV_3932-1_0_5_load_8 | 13 | 0.00058174 | 0.0001458 | 0 | 0 |  | 1 | TRUE | wye
11 | LV_3932-1_0_5_load_9 | 14 | 0.0011372 | 0.000285 | 0 | 0 |  | 1 | TRUE | wye
12 | LV_3932-1_0_5_load_203 | 15 | 0.00055512 | 0.00013913 | 0 | 0 |  | 1 | TRUE | wye
13 | LV_3932-1_0_5_load_17 | 16 | 0.00097202 | 0.00024361 | 0 | 0 |  | 1 | TRUE | wye
14 | LV_3932-1_0_5_load_23 | 17 | 0.00048988 | 0.00012278 | 0 | 0 |  | 1 | TRUE | wye
15 | LV_3932-1_0_5_load_200 | 18 | 0.00039674 | 9.9432e-05 | 0 | 0 |  | 1 | TRUE | wye
16 | LV_3932-1_0_5_load_14 | 19 | 0.00076259 | 0.00019112 | 0 | 0 |  | 1 | TRUE | wye
17 | LV_3932-1_0_5_load_18 | 20 | 0.00066337 | 0.00016626 | 0 | 0 |  | 1 | TRUE | wye
18 | LV_3932-1_0_5_load_24 | 21 | 0.0009388 | 0.00023528 | 0 | 0 |  | 1 | TRUE | wye
19 | LV_3932-1_0_5_load_197 | 22 | 0.00057384 | 0.00014382 | 0 | 0 |  | 1 | TRUE | wye
20 | LV_3932-1_0_5_load_198 | 23 | 0.00041098 | 0.000103 | 0 | 0 |  | 1 | TRUE | wye
21 | LV_3932-1_0_5_load_199 | 24 | 0.00056578 | 0.0001418 | 0 | 0 |  | 1 | TRUE | wye
22 | LV_3932-1_0_5_load_201 | 25 | 0.0006291 | 0.00015767 | 0 | 0 |  | 1 | TRUE | wye
23 | LV_3932-1_0_5_load_13 | 27 | 0.00067123 | 0.00016823 | 0 | 0 |  | 1 | TRUE | wye
24 | LV_3932-1_0_5_load_25 | 28 | 0.00061709 | 0.00015466 | 0 | 0 |  | 1 | TRUE | wye
25 | LV_3932-1_0_5_load_104 | 30 | 0.00060803 | 0.00015239 | 0 | 0 |  | 1 | TRUE | wye
26 | LV_3932-1_0_5_load_204 | 31 | 0.0013041 | 0.00032683 | 0 | 0 |  | 1 | TRUE | wye
27 | LV_3932-1_0_5_load_19 | 32 | 0.00045705 | 0.00011455 | 0 | 0 |  | 1 | TRUE | wye
28 | LV_3932-1_0_5_load_20 | 33 | 0.0066376 | 0.0016635 | 0 | 0 |  | 1 | TRUE | wye
29 | LV_3932-1_0_5_load_22 | 34 | 0.00098904 | 0.00024788 | 0 | 0 |  | 1 | TRUE | wye
30 | LV_3932-1_0_5_load_195 | 36 | 0.00082668 | 0.00020718 | 0 | 0 |  | 1 | TRUE | wye
31 | LV_3932-1_0_5_load_196 | 37 | 0.0011708 | 0.00029343 | 0 | 0 |  | 1 | TRUE | wye
32 | LV_3932-1_0_5_load_44 | 39 | 0.0020939 | 0.00052478 | 0 | 0 |  | 1 | TRUE | wye
33 | LV_3932-1_0_5_load_71 | 40 | 0.0030648 | 0.0007681 | 0 | 0 |  | 1 | TRUE | wye
34 | LV_3932-1_0_5_load_26 | 41 | 0.0016356 | 0.00040992 | 0 | 0 |  | 1 | TRUE | wye
35 | LV_3932-1_0_5_load_29 | 44 | 0.0058066 | 0.0014553 | 0 | 0 |  | 1 | TRUE | wye
36 | LV_3932-1_0_5_load_30 | 45 | 0.0023692 | 0.00059378 | 0 | 0 |  | 1 | TRUE | wye
37 | LV_3932-1_0_5_load_128 | 46 | 0.0024809 | 0.00062178 | 0 | 0 |  | 1 | TRUE | wye
38 | LV_3932-1_0_5_load_122 | 47 | 0.0019946 | 0.0004999 | 0 | 0 |  | 1 | TRUE | wye
39 | LV_3932-1_0_5_load_116 | 48 | 0.0046909 | 0.0011757 | 0 | 0 |  | 1 | TRUE | wye
40 | LV_3932-1_0_5_load_191 | 50 | 0.001924 | 0.00048219 | 0 | 0 |  | 1 | TRUE | wye
41 | LV_3932-1_0_5_load_121 | 51 | 0.0043541 | 0.0010912 | 0 | 0 |  | 1 | TRUE | wye
42 | LV_3932-1_0_5_load_114 | 52 | 0.004867 | 0.0012198 | 0 | 0 |  | 1 | TRUE | wye
43 | LV_3932-1_0_5_load_97 | 53 | 0.002546 | 0.00063808 | 0 | 0 |  | 1 | TRUE | wye
44 | LV_3932-1_0_5_load_93 | 54 | 0.0043108 | 0.0010804 | 0 | 0 |  | 1 | TRUE | wye
45 | LV_3932-1_0_5_load_31 | 55 | 0.0040607 | 0.0010177 | 0 | 0 |  | 1 | TRUE | wye
46 | LV_3932-1_0_5_load_32 | 56 | 0.0025945 | 0.00065024 | 0 | 0 |  | 1 | TRUE | wye
47 | LV_3932-1_0_5_load_33 | 57 | 0.0079797 | 0.0019999 | 0 | 0 |  | 1 | TRUE | wye
48 | LV_3932-1_0_5_load_34 | 58 | 0.003223 | 0.00080777 | 0 | 0 |  | 1 | TRUE | wye
49 | LV_3932-1_0_5_load_35 | 59 | 0.0020844 | 0.00052241 | 0 | 0 |  | 1 | TRUE | wye
50 | LV_3932-1_0_5_load_36 | 60 | 0.0050681 | 0.0012702 | 0 | 0 |  | 1 | TRUE | wye
51 | LV_3932-1_0_5_load_42 | 62 | 0.0023396 | 0.00058635 | 0 | 0 |  | 1 | TRUE | wye
52 | LV_3932-1_0_5_load_38 | 63 | 0.0025039 | 0.00062754 | 0 | 0 |  | 1 | TRUE | wye
53 | LV_3932-1_0_5_load_39 | 64 | 0.0032617 | 0.00081746 | 0 | 0 |  | 1 | TRUE | wye
54 | LV_3932-1_0_5_load_43 | 65 | 0.002062 | 0.00051679 | 0 | 0 |  | 1 | TRUE | wye
55 | LV_3932-1_0_5_load_40 | 66 | 0.0026432 | 0.00066244 | 0 | 0 |  | 1 | TRUE | wye
56 | LV_3932-1_0_5_load_113 | 67 | 0.0029226 | 0.00073248 | 0 | 0 |  | 1 | TRUE | wye
57 | LV_3932-1_0_5_load_41 | 68 | 0.0017347 | 0.00043477 | 0 | 0 |  | 1 | TRUE | wye
58 | LV_3932-1_0_5_load_45 | 71 | 0.0016577 | 0.00041546 | 0 | 0 |  | 1 | TRUE | wye
59 | LV_3932-1_0_5_load_47 | 73 | 0.0036791 | 0.00092206 | 0 | 0 |  | 1 | TRUE | wye
60 | LV_3932-1_0_5_load_151 | 76 | 0.0037363 | 0.0009364 | 0 | 0 |  | 1 | TRUE | wye
61 | LV_3932-1_0_5_load_152 | 77 | 0.022334 | 0.0055975 | 0 | 0 |  | 1 | TRUE | wye
62 | LV_3932-1_0_5_load_150 | 78 | 0.002504 | 0.00062755 | 0 | 0 |  | 1 | TRUE | wye
63 | LV_3932-1_0_5_load_153 | 79 | 0.0054909 | 0.0013761 | 0 | 0 |  | 1 | TRUE | wye
64 | LV_3932-1_0_5_load_52 | 80 | 0.0025393 | 0.00063642 | 0 | 0 |  | 1 | TRUE | wye
65 | LV_3932-1_0_5_load_55 | 83 | 0.0034386 | 0.0008618 | 0 | 0 |  | 1 | TRUE | wye
66 | LV_3932-1_0_5_load_56 | 84 | 0.001869 | 0.00046843 | 0 | 0 |  | 1 | TRUE | wye
67 | LV_3932-1_0_5_load_58 | 86 | 0.0033736 | 0.0008455 | 0 | 0 |  | 1 | TRUE | wye
68 | LV_3932-1_0_5_load_64 | 87 | 0.0034842 | 0.00087323 | 0 | 0 |  | 1 | TRUE | wye
69 | LV_3932-1_0_5_load_207 | 89 | 0.0084699 | 0.0021227 | 0 | 0 |  | 1 | TRUE | wye
70 | LV_3932-1_0_5_load_149 | 90 | 0.0017781 | 0.00044564 | 0 | 0 |  | 1 | TRUE | wye
71 | LV_3932-1_0_5_load_65 | 91 | 0.0018923 | 0.00047424 | 0 | 0 |  | 1 | TRUE | wye
72 | LV_3932-1_0_5_load_63 | 92 | 0.0015956 | 0.00039989 | 0 | 0 |  | 1 | TRUE | wye
73 | LV_3932-1_0_5_load_59 | 93 | 0.0041384 | 0.0010372 | 0 | 0 |  | 1 | TRUE | wye
74 | LV_3932-1_0_5_load_60 | 94 | 0.0050408 | 0.0012633 | 0 | 0 |  | 1 | TRUE | wye
75 | LV_3932-1_0_5_load_70 | 96 | 0.0036372 | 0.00091156 | 0 | 0 |  | 1 | TRUE | wye
76 | LV_3932-1_0_5_load_98 | 97 | 0.0034102 | 0.00085468 | 0 | 0 |  | 1 | TRUE | wye
77 | LV_3932-1_0_5_load_68 | 98 | 0.0023553 | 0.0005903 | 0 | 0 |  | 1 | TRUE | wye
78 | LV_3932-1_0_5_load_74 | 100 | 0.0031976 | 0.00080139 | 0 | 0 |  | 1 | TRUE | wye
79 | LV_3932-1_0_5_load_85 | 101 | 0.0053128 | 0.0013315 | 0 | 0 |  | 1 | TRUE | wye
80 | LV_3932-1_0_5_load_147 | 103 | 0.0038986 | 0.00097709 | 0 | 0 |  | 1 | TRUE | wye
81 | LV_3932-1_0_5_load_148 | 104 | 0.0032338 | 0.00081047 | 0 | 0 |  | 1 | TRUE | wye
82 | LV_3932-1_0_5_load_66 | 105 | 0.0033325 | 0.00083519 | 0 | 0 |  | 1 | TRUE | wye
83 | LV_3932-1_0_5_load_67 | 106 | 0.0028185 | 0.00070638 | 0 | 0 |  | 1 | TRUE | wye
84 | LV_3932-1_0_5_load_69 | 107 | 0.003739 | 0.00093707 | 0 | 0 |  | 1 | TRUE | wye
85 | LV_3932-1_0_5_load_88 | 108 | 0.0026711 | 0.00066943 | 0 | 0 |  | 1 | TRUE | wye
86 | LV_3932-1_0_5_load_72 | 110 | 0.0020121 | 0.00050428 | 0 | 0 |  | 1 | TRUE | wye
87 | LV_3932-1_0_5_load_75 | 111 | 0.0034921 | 0.00087521 | 0 | 0 |  | 1 | TRUE | wye
88 | LV_3932-1_0_5_load_76 | 112 | 0.0039315 | 0.00098532 | 0 | 0 |  | 1 | TRUE | wye
89 | LV_3932-1_0_5_load_77 | 113 | 0.0029265 | 0.00073346 | 0 | 0 |  | 1 | TRUE | wye
90 | LV_3932-1_0_5_load_78 | 114 | 0.0062881 | 0.0015759 | 0 | 0 |  | 1 | TRUE | wye
91 | LV_3932-1_0_5_load_144 | 116 | 0.0025054 | 0.00062792 | 0 | 0 |  | 1 | TRUE | wye
92 | LV_3932-1_0_5_load_91 | 117 | 0.0031164 | 0.00078103 | 0 | 0 |  | 1 | TRUE | wye
93 | LV_3932-1_0_5_load_142 | 118 | 0.0037753 | 0.00094618 | 0 | 0 |  | 1 | TRUE | wye
94 | LV_3932-1_0_5_load_90 | 119 | 0.003608 | 0.00090424 | 0 | 0 |  | 1 | TRUE | wye
95 | LV_3932-1_0_5_load_127 | 121 | 0.0034049 | 0.00085336 | 0 | 0 |  | 1 | TRUE | wye
96 | LV_3932-1_0_5_load_135 | 122 | 0.0028652 | 0.00071809 | 0 | 0 |  | 1 | TRUE | wye
97 | LV_3932-1_0_5_load_80 | 123 | 0.0030601 | 0.00076693 | 0 | 0 |  | 1 | TRUE | wye
98 | LV_3932-1_0_5_load_81 | 124 | 0.0037855 | 0.00094873 | 0 | 0 |  | 1 | TRUE | wye
99 | LV_3932-1_0_5_load_82 | 125 | 0.0017412 | 0.00043639 | 0 | 0 |  | 1 | TRUE | wye
100 | LV_3932-1_0_5_load_83 | 126 | 0.0093334 | 0.0023392 | 0 | 0 |  | 1 | TRUE | wye
101 | LV_3932-1_0_5_load_125 | 128 | 0.0027414 | 0.00068705 | 0 | 0 |  | 1 | TRUE | wye
102 | LV_3932-1_0_5_load_96 | 132 | 0.0030028 | 0.00075258 | 0 | 0 |  | 1 | TRUE | wye
103 | LV_3932-1_0_5_load_94 | 133 | 0.0033498 | 0.00083953 | 0 | 0 |  | 1 | TRUE | wye
104 | LV_3932-1_0_5_load_100 | 134 | 0.0068186 | 0.0017089 | 0 | 0 |  | 1 | TRUE | wye
105 | LV_3932-1_0_5_load_101 | 135 | 0.0068012 | 0.0017046 | 0 | 0 |  | 1 | TRUE | wye
106 | LV_3932-1_0_5_load_102 | 136 | 0.00088718 | 0.00022235 | 0 | 0 |  | 1 | TRUE | wye
107 | LV_3932-1_0_5_load_103 | 137 | 0.001002 | 0.00025111 | 0 | 0 |  | 1 | TRUE | wye
108 | LV_3932-1_0_5_load_106 | 138 | 0.0011966 | 0.00029989 | 0 | 0 |  | 1 | TRUE | wye
109 | LV_3932-1_0_5_load_107 | 139 | 0.0012189 | 0.00030549 | 0 | 0 |  | 1 | TRUE | wye
110 | LV_3932-1_0_5_load_109 | 141 | 0.0018798 | 0.00047113 | 0 | 0 |  | 1 | TRUE | wye
111 | LV_3932-1_0_5_load_165 | 143 | 0.0025959 | 0.00065059 | 0 | 0 |  | 1 | TRUE | wye
112 | LV_3932-1_0_5_load_111 | 144 | 0.0011963 | 0.00029981 | 0 | 0 |  | 1 | TRUE | wye
113 | LV_3932-1_0_5_load_166 | 145 | 0.0028496 | 0.00071419 | 0 | 0 |  | 1 | TRUE | wye
114 | LV_3932-1_0_5_load_164 | 146 | 0.0019182 | 0.00048074 | 0 | 0 |  | 1 | TRUE | wye
115 | LV_3932-1_0_5_load_167 | 147 | 0.0011105 | 0.00027833 | 0 | 0 |  | 1 | TRUE | wye
116 | LV_3932-1_0_5_load_119 | 148 | 0.0072715 | 0.0018224 | 0 | 0 |  | 1 | TRUE | wye
117 | LV_3932-1_0_5_load_117 | 149 | 0.0064759 | 0.001623 | 0 | 0 |  | 1 | TRUE | wye
118 | LV_3932-1_0_5_load_118 | 150 | 0.0051637 | 0.0012942 | 0 | 0 |  | 1 | TRUE | wye
119 | LV_3932-1_0_5_load_120 | 151 | 0.0059343 | 0.0014873 | 0 | 0 |  | 1 | TRUE | wye
120 | LV_3932-1_0_5_load_187 | 154 | 0.0073372 | 0.0018389 | 0 | 0 |  | 1 | TRUE | wye
121 | LV_3932-1_0_5_load_123 | 155 | 0.0019711 | 0.000494 | 0 | 0 |  | 1 | TRUE | wye
122 | LV_3932-1_0_5_load_124 | 156 | 0.0024292 | 0.00060881 | 0 | 0 |  | 1 | TRUE | wye
123 | LV_3932-1_0_5_load_129 | 157 | 0.0022948 | 0.00057514 | 0 | 0 |  | 1 | TRUE | wye
124 | LV_3932-1_0_5_load_130 | 158 | 0.0019327 | 0.00048437 | 0 | 0 |  | 1 | TRUE | wye
125 | LV_3932-1_0_5_load_131 | 159 | 0.0020428 | 0.00051197 | 0 | 0 |  | 1 | TRUE | wye
126 | LV_3932-1_0_5_load_132 | 160 | 0.0033378 | 0.00083654 | 0 | 0 |  | 1 | TRUE | wye
127 | LV_3932-1_0_5_load_133 | 161 | 0.0015328 | 0.00038415 | 0 | 0 |  | 1 | TRUE | wye
128 | LV_3932-1_0_5_load_134 | 162 | 0.0036163 | 0.00090633 | 0 | 0 |  | 1 | TRUE | wye
129 | LV_3932-1_0_5_load_141 | 163 | 0.0033356 | 0.00083598 | 0 | 0 |  | 1 | TRUE | wye
130 | LV_3932-1_0_5_load_185 | 164 | 0.0015418 | 0.00038642 | 0 | 0 |  | 1 | TRUE | wye
131 | LV_3932-1_0_5_load_136 | 165 | 0.0044984 | 0.0011274 | 0 | 0 |  | 1 | TRUE | wye
132 | LV_3932-1_0_5_load_139 | 167 | 0.0034092 | 0.00085444 | 0 | 0 |  | 1 | TRUE | wye
133 | LV_3932-1_0_5_load_140 | 168 | 0.0018823 | 0.00047175 | 0 | 0 |  | 1 | TRUE | wye
134 | LV_3932-1_0_5_load_190 | 169 | 0.0030555 | 0.00076579 | 0 | 0 |  | 1 | TRUE | wye
135 | LV_3932-1_0_5_load_162 | 170 | 0.0023657 | 0.00059289 | 0 | 0 |  | 1 | TRUE | wye
136 | LV_3932-1_0_5_load_189 | 171 | 0.0016271 | 0.00040778 | 0 | 0 |  | 1 | TRUE | wye
137 | LV_3932-1_0_5_load_160 | 172 | 0.00085686 | 0.00021475 | 0 | 0 |  | 1 | TRUE | wye
138 | LV_3932-1_0_5_load_143 | 174 | 0.0031237 | 0.00078287 | 0 | 0 |  | 1 | TRUE | wye
139 | LV_3932-1_0_5_load_145 | 175 | 0.0036155 | 0.00090612 | 0 | 0 |  | 1 | TRUE | wye
140 | LV_3932-1_0_5_load_146 | 176 | 0.0020127 | 0.00050443 | 0 | 0 |  | 1 | TRUE | wye
141 | LV_3932-1_0_5_load_158 | 177 | 0.0047683 | 0.001195 | 0 | 0 |  | 1 | TRUE | wye
142 | LV_3932-1_0_5_load_157 | 178 | 0.001647 | 0.00041278 | 0 | 0 |  | 1 | TRUE | wye
143 | LV_3932-1_0_5_load_154 | 179 | 0.003869 | 0.00096966 | 0 | 0 |  | 1 | TRUE | wye
144 | LV_3932-1_0_5_load_155 | 180 | 0.0026023 | 0.00065219 | 0 | 0 |  | 1 | TRUE | wye
145 | LV_3932-1_0_5_load_156 | 181 | 0.0019985 | 0.00050088 | 0 | 0 |  | 1 | TRUE | wye
146 | LV_3932-1_0_5_load_159 | 182 | 0.0034278 | 0.00085909 | 0 | 0 |  | 1 | TRUE | wye
147 | LV_3932-1_0_5_load_161 | 183 | 0.0010709 | 0.0002684 | 0 | 0 |  | 1 | TRUE | wye
148 | LV_3932-1_0_5_load_163 | 184 | 0.0012676 | 0.0003177 | 0 | 0 |  | 1 | TRUE | wye
149 | LV_3932-1_0_5_load_168 | 185 | 0.0011116 | 0.0002786 | 0 | 0 |  | 1 | TRUE | wye
150 | LV_3932-1_0_5_load_173 | 186 | 0.0013099 | 0.0003283 | 0 | 0 |  | 1 | TRUE | wye
151 | LV_3932-1_0_5_load_169 | 188 | 0.0024872 | 0.00062334 | 0 | 0 |  | 1 | TRUE | wye
152 | LV_3932-1_0_5_load_170 | 189 | 0.00078145 | 0.00019585 | 0 | 0 |  | 1 | TRUE | wye
153 | LV_3932-1_0_5_load_172 | 190 | 0.0014585 | 0.00036554 | 0 | 0 |  | 1 | TRUE | wye
154 | LV_3932-1_0_5_load_174 | 191 | 0.00087595 | 0.00021953 | 0 | 0 |  | 1 | TRUE | wye
155 | LV_3932-1_0_5_load_175 | 192 | 0.0017222 | 0.00043162 | 0 | 0 |  | 1 | TRUE | wye
156 | LV_3932-1_0_5_load_179 | 193 | 0.0010523 | 0.00026373 | 0 | 0 |  | 1 | TRUE | wye
157 | LV_3932-1_0_5_load_176 | 194 | 0.0013149 | 0.00032955 | 0 | 0 |  | 1 | TRUE | wye
158 | LV_3932-1_0_5_load_180 | 195 | 0.0032706 | 0.00081968 | 0 | 0 |  | 1 | TRUE | wye
159 | LV_3932-1_0_5_load_177 | 196 | 0.0011807 | 0.00029591 | 0 | 0 |  | 1 | TRUE | wye
160 | LV_3932-1_0_5_load_178 | 197 | 0.0012518 | 0.00031373 | 0 | 0 |  | 1 | TRUE | wye
161 | LV_3932-1_0_5_load_181 | 198 | 0.0015642 | 0.00039202 | 0 | 0 |  | 1 | TRUE | wye
162 | LV_3932-1_0_5_load_182 | 199 | 0.0011374 | 0.00028506 | 0 | 0 |  | 1 | TRUE | wye
163 | LV_3932-1_0_5_load_184 | 200 | 0.0023892 | 0.0005988 | 0 | 0 |  | 1 | TRUE | wye
164 | LV_3932-1_0_5_load_188 | 201 | 0.0063517 | 0.0015919 | 0 | 0 |  | 1 | TRUE | wye
165 | LV_3932-1_0_5_load_186 | 202 | 0.0036648 | 0.0009185 | 0 | 0 |  | 1 | TRUE | wye
166 | LV_3932-1_0_5_load_206 | 203 | 0.011757 | 0.0029466 | 0 | 0 |  | 1 | TRUE | wye

## ext_grid
| name | bus | vm_pu | va_degree | slack_weight | in_service
0 |  | 91 | 1 | 0 | 1 | TRUE

## line
| name | std_type | from_bus | to_bus | length_km | r_ohm_per_km | x_ohm_per_km | c_nf_per_km | g_us_per_km | max_i_ka | df | parallel | type | in_service
0 | LV_3932-1_0_5_line_0 |  | 0 | 1 | 0.027203 | 0.125 | 0.08 | 261 | 0 | 0.364 | 1 | 1 | cs | TRUE
1 | LV_3932-1_0_5_line_1 |  | 0 | 2 | 0.033095 | 0.125 | 0.08 | 261 | 0 | 0.364 | 1 | 1 | cs | TRUE
2 | LV_3932-1_0_5_line_2 |  | 1 | 3 | 0.0047213 | 0.125 | 0.08 | 261 | 0 | 0.364 | 1 | 1 | cs | TRUE
3 | LV_3932-1_0_5_line_3 |  | 3 | 7 | 0.015985 | 0.125 | 0.08 | 261 | 0 | 0.364 | 1 | 1 | cs | TRUE
4 | LV_3932-1_0_5_line_4 |  | 4 | 5 | 0.22433 | 0.125 | 0.08 | 261 | 0 | 0.364 | 1 | 1 | cs | TRUE
5 | LV_3932-1_0_5_line_5 |  | 4 | 6 | 0.097503 | 0.125 | 0.08 | 261 | 0 | 0.364 | 1 | 1 | cs | TRUE
6 | LV_3932-1_0_5_line_6 |  | 5 | 32 | 0.091616 | 0.125 | 0.08 | 261 | 0 | 0.364 | 1 | 1 | cs | TRUE
7 | LV_3932-1_0_5_line_7 |  | 6 | 75 | 0.059844 | 0.125 | 0.08 | 261 | 0 | 0.364 | 1 | 1 | cs | TRUE
8 | LV_3932-1_0_5_line_8 |  | 7 | 8 | 0.014371 | 0.125 | 0.08 | 261 | 0 | 0.364 | 1 | 1 | cs | TRUE
9 | LV_3932-1_0_5_line_9 |  | 8 | 26 | 0.025585 | 0.125 | 0.08 | 261 | 0 | 0.364 | 1 | 1 | cs | TRUE
10 | LV_3932-1_0_5_line_10 |  | 9 | 10 | 0.0085049 | 0.125 | 0.08 | 261 | 0 | 0.364 | 1 | 1 | cs | TRUE
11 | LV_3932-1_0_5_line_11 |  | 9 | 11 | 0.036724 | 0.125 | 0.08 | 261 | 0 | 0.364 | 1 | 1 | cs | TRUE
12 | LV_3932-1_0_5_line_12 |  | 10 | 12 | 0.054909 | 0.125 | 0.08 | 261 | 0 | 0.364 | 1 | 1 | cs | TRUE
13 | LV_3932-1_0_5_line_13 |  | 11 | 13 | 0.013803 | 0.125 | 0.08 | 261 | 0 | 0.364 | 1 | 1 | cs | TRUE
14 | LV_3932-1_0_5_line_14 |  | 11 | 14 | 0.049531 | 0.125 | 0.08 | 261 | 0 | 0.364 | 1 | 1 | cs | TRUE
15 | LV_3932-1_0_5_line_15 |  | 12 | 15 | 0.054585 | 0.125 | 0.08 | 261 | 0 | 0.364 | 1 | 1 | cs | TRUE
16 | LV_3932-1_0_5_line_16 |  | 12 | 16 | 0.17563 | 0.125 | 0.08 | 261 | 0 | 0.364 | 1 | 1 | cs | TRUE
17 | LV_3932-1_0_5_line_17 |  | 13 | 17 | 0.0039529 | 0.125 | 0.08 | 261 | 0 | 0.364 | 1 | 1 | cs | TRUE
18 | LV_3932-1_0_5_line_18 |  | 14 | 18 | 0.088688 | 0.125 | 0.08 | 261 | 0 | 0.364 | 1 | 1 | cs | TRUE
19 | LV_3932-1_0_5_line_19 |  | 15 | 19 | 0.27437 | 0.125 | 0.08 | 261 | 0 | 0.364 | 1 | 1 | cs | TRUE
20 | LV_3932-1_0_5_line_20 |  | 16 | 20 | 0.031178 | 0.125 | 0.08 | 261 | 0 | 0.364 | 1 | 1 | cs | TRUE
21 | LV_3932-1_0_5_line_21 |  | 17 | 21 | 0.020668 | 0.125 | 0.08 | 261 | 0 | 0.364 | 1 | 1 | cs | TRUE
22 | LV_3932-1_0_5_line_22 |  | 18 | 23 | 0.026831 | 0.125 | 0.08 | 261 | 0 | 0.364 | 1 | 1 | cs | TRUE
23 | LV_3932-1_0_5_line_23 |  | 21 | 28 | 0.004921 | 0.125 | 0.08 | 261 | 0 | 0.364 | 1 | 1 | cs | TRUE
24 | LV_3932-1_0_5_line_24 |  | 22 | 23 | 0.02678 | 0.125 | 0.08 | 261 | 0 | 0.364 | 1 | 1 | cs | TRUE
25 | LV_3932-1_0_5_line_25 |  | 22 | 24 | 0.045111 | 0.125 | 0.08 | 261 | 0 | 0.364 | 1 | 1 | cs | TRUE
26 | LV_3932-1_0_5_line_26 |  | 24 | 25 | 0.043556 | 0.125 | 0.08 | 261 | 0 | 0.364 | 1 | 1 | cs | TRUE
27 | LV_3932-1_0_5_line_27 |  | 25 | 35 | 0.093399 | 0.125 | 0.08 | 261 | 0 | 0.364 | 1 | 1 | cs | TRUE
28 | LV_3932-1_0_5_line_28 |  | 26 | 27 | 0.0077344 | 0.125 | 0.08 | 261 | 0 | 0.364 | 1 | 1 | cs | TRUE
29 | LV_3932-1_0_5_line_29 |  | 27 | 28 | 0.0037315 | 0.125 | 0.08 | 261 | 0 | 0.364 | 1 | 1 | cs | TRUE
30 | LV_3932-1_0_5_line_30 |  | 29 | 30 | 0.39698 | 0.125 | 0.08 | 261 | 0 | 0.364 | 1 | 1 | cs | TRUE
31 | LV_3932-1_0_5_line_31 |  | 29 | 31 | 0.045199 | 0.125 | 0.08 | 261 | 0 | 0.364 | 1 | 1 | cs | TRUE
32 | LV_3932-1_0_5_line_32 |  | 30 | 137 | 0.082869 | 0.125 | 0.08 | 261 | 0 | 0.364 | 1 | 1 | cs | TRUE
33 | LV_3932-1_0_5_line_33 |  | 31 | 142 | 0.019674 | 0.125 | 0.08 | 261 | 0 | 0.364 | 1 | 1 | cs | TRUE
34 | LV_3932-1_0_5_line_34 |  | 32 | 33 | 0.049339 | 0.125 | 0.08 | 261 | 0 | 0.364 | 1 | 1 | cs | TRUE
35 | LV_3932-1_0_5_line_35 |  | 33 | 34 | 0.12009 | 0.125 | 0.08 | 261 | 0 | 0.364 | 1 | 1 | cs | TRUE
36 | LV_3932-1_0_5_line_36 |  | 33 | 35 | 0.19539 | 0.125 | 0.08 | 261 | 0 | 0.364 | 1 | 1 | cs | TRUE
37 | LV_3932-1_0_5_line_37 |  | 34 | 36 | 0.049674 | 0.125 | 0.08 | 261 | 0 | 0.364 | 1 | 1 | cs | TRUE
38 | LV_3932-1_0_5_line_38 |  | 36 | 37 | 0.00090985 | 0.125 | 0.08 | 261 | 0 | 0.364 | 1 | 1 | cs | TRUE
39 | LV_3932-1_0_5_line_39 |  | 38 | 39 | 0.031133 | 0.125 | 0.08 | 261 | 0 | 0.364 | 1 | 1 | cs | TRUE
40 | LV_3932-1_0_5_line_40 |  | 38 | 40 | 0.043239 | 0.125 | 0.08 | 261 | 0 | 0.364 | 1 | 1 | cs | TRUE
41 | LV_3932-1_0_5_line_41 |  | 40 | 110 | 0.017037 | 0.125 | 0.08 | 261 | 0 | 0.364 | 1 | 1 | cs | TRUE
42 | LV_3932-1_0_5_line_42 |  | 41 | 42 | 0.01345 | 0.125 | 0.08 | 261 | 0 | 0.364 | 1 | 1 | cs | TRUE
43 | LV_3932-1_0_5_line_43 |  | 42 | 43 | 0.029709 | 0.125 | 0.08 | 261 | 0 | 0.364 | 1 | 1 | cs | TRUE
44 | LV_3932-1_0_5_line_44 |  | 42 | 44 | 0.017359 | 0.125 | 0.08 | 261 | 0 | 0.364 | 1 | 4 | cs | TRUE
45 | LV_3932-1_0_5_line_45 |  | 42 | 45 | 0.0090919 | 0.125 | 0.08 | 261 | 0 | 0.364 | 1 | 4 | cs | TRUE
46 | LV_3932-1_0_5_line_46 |  | 43 | 46 | 0.080075 | 0.125 | 0.08 | 261 | 0 | 0.364 | 1 | 1 | cs | TRUE
47 | LV_3932-1_0_5_line_47 |  | 43 | 47 | 0.010289 | 0.125 | 0.08 | 261 | 0 | 0.364 | 1 | 1 | cs | TRUE
48 | LV_3932-1_0_5_line_48 |  | 44 | 48 | 0.0045231 | 0.125 | 0.08 | 261 | 0 | 0.364 | 1 | 4 | cs | TRUE
49 | LV_3932-1_0_5_line_49 |  | 45 | 49 | 0.026998 | 0.125 | 0.08 | 261 | 0 | 0.364 | 1 | 4 | cs | TRUE
50 | LV_3932-1_0_5_line_50 |  | 46 | 50 | 0.026164 | 0.125 | 0.08 | 261 | 0 | 0.364 | 1 | 1 | cs | TRUE
51 | LV_3932-1_0_5_line_51 |  | 47 | 51 | 0.015589 | 0.125 | 0.08 | 261 | 0 | 0.364 | 1 | 1 | cs | TRUE
52 | LV_3932-1_0_5_line_52 |  | 48 | 52 | 0.037076 | 0.125 | 0.08 | 261 | 0 | 0.364 | 1 | 4 | cs | TRUE
53 | LV_3932-1_0_5_line_53 |  | 49 | 53 | 0.008216 | 0.125 | 0.08 | 261 | 0 | 0.364 | 1 | 4 | cs | TRUE
54 | LV_3932-1_0_5_line_54 |  | 49 | 54 | 0.042961 | 0.125 | 0.08 | 261 | 0 | 0.364 | 1 | 4 | cs | TRUE
55 | LV_3932-1_0_5_line_55 |  | 51 | 155 | 0.0087634 | 0.125 | 0.08 | 261 | 0 | 0.364 | 1 | 1 | cs | TRUE
56 | LV_3932-1_0_5_line_56 |  | 52 | 67 | 0.0070081 | 0.125 | 0.08 | 261 | 0 | 0.364 | 1 | 4 | cs | TRUE
57 | LV_3932-1_0_5_line_57 |  | 53 | 126 | 0.014346 | 0.125 | 0.08 | 261 | 0 | 0.364 | 1 | 4 | cs | TRUE
58 | LV_3932-1_0_5_line_58 |  | 54 | 133 | 0.00018184 | 0.125 | 0.08 | 261 | 0 | 0.364 | 1 | 4 | cs | TRUE
59 | LV_3932-1_0_5_line_59 |  | 55 | 56 | 0.0058286 | 0.125 | 0.08 | 261 | 0 | 0.364 | 1 | 1 | cs | TRUE
60 | LV_3932-1_0_5_line_60 |  | 55 | 57 | 0.017713 | 0.125 | 0.08 | 261 | 0 | 0.364 | 1 | 1 | cs | TRUE
61 | LV_3932-1_0_5_line_61 |  | 56 | 58 | 0.011914 | 0.125 | 0.08 | 261 | 0 | 0.364 | 1 | 1 | cs | TRUE
62 | LV_3932-1_0_5_line_62 |  | 57 | 59 | 0.023464 | 0.125 | 0.08 | 261 | 0 | 0.364 | 1 | 1 | cs | TRUE
63 | LV_3932-1_0_5_line_63 |  | 58 | 60 | 0.021413 | 0.125 | 0.08 | 261 | 0 | 0.364 | 1 | 1 | cs | TRUE
64 | LV_3932-1_0_5_line_64 |  | 59 | 61 | 0.011913 | 0.125 | 0.08 | 261 | 0 | 0.364 | 1 | 1 | cs | TRUE
65 | LV_3932-1_0_5_line_65 |  | 60 | 62 | 0.019836 | 0.125 | 0.08 | 261 | 0 | 0.364 | 1 | 1 | cs | TRUE
66 | LV_3932-1_0_5_line_66 |  | 61 | 63 | 0.0091879 | 0.125 | 0.08 | 261 | 0 | 0.364 | 1 | 4 | cs | TRUE
67 | LV_3932-1_0_5_line_67 |  | 61 | 64 | 0.022195 | 0.125 | 0.08 | 261 | 0 | 0.364 | 1 | 4 | cs | TRUE
68 | LV_3932-1_0_5_line_68 |  | 62 | 65 | 0.0058749 | 0.125 | 0.08 | 261 | 0 | 0.364 | 1 | 1 | cs | TRUE
69 | LV_3932-1_0_5_line_69 |  | 63 | 66 | 0.017911 | 0.125 | 0.08 | 261 | 0 | 0.364 | 1 | 4 | cs | TRUE
70 | LV_3932-1_0_5_line_70 |  | 64 | 67 | 0.016491 | 0.125 | 0.08 | 261 | 0 | 0.364 | 1 | 4 | cs | TRUE
71 | LV_3932-1_0_5_line_71 |  | 66 | 68 | 0.035052 | 0.125 | 0.08 | 261 | 0 | 0.364 | 1 | 4 | cs | TRUE
72 | LV_3932-1_0_5_line_72 |  | 68 | 69 | 0.043525 | 0.125 | 0.08 | 261 | 0 | 0.364 | 1 | 4 | cs | TRUE
73 | LV_3932-1_0_5_line_73 |  | 69 | 70 | 0.046555 | 0.125 | 0.08 | 261 | 0 | 0.364 | 1 | 4 | cs | TRUE
74 | LV_3932-1_0_5_line_74 |  | 70 | 148 | 0.084353 | 0.125 | 0.08 | 261 | 0 | 0.364 | 1 | 4 | cs | TRUE
75 | LV_3932-1_0_5_line_75 |  | 71 | 72 | 0.11194 | 0.125 | 0.08 | 261 | 0 | 0.364 | 1 | 1 | cs | TRUE
76 | LV_3932-1_0_5_line_76 |  | 72 | 73 | 0.026375 | 0.125 | 0.08 | 261 | 0 | 0.364 | 1 | 1 | cs | TRUE
77 | LV_3932-1_0_5_line_77 |  | 72 | 74 | 0.062329 | 0.125 | 0.08 | 261 | 0 | 0.364 | 1 | 1 | cs | TRUE
78 | LV_3932-1_0_5_line_78 |  | 72 | 75 | 0.003693 | 0.125 | 0.08 | 261 | 0 | 0.364 | 1 | 1 | cs | TRUE
79 | LV_3932-1_0_5_line_79 |  | 74 | 76 | 0.013783 | 0.125 | 0.08 | 261 | 0 | 0.364 | 1 | 1 | cs | TRUE
80 | LV_3932-1_0_5_line_80 |  | 74 | 77 | 0.031486 | 0.125 | 0.08 | 261 | 0 | 0.364 | 1 | 1 | cs | TRUE
81 | LV_3932-1_0_5_line_81 |  | 76 | 78 | 0.02494 | 0.125 | 0.08 | 261 | 0 | 0.364 | 1 | 1 | cs | TRUE
82 | LV_3932-1_0_5_line_82 |  | 77 | 79 | 0.036348 | 0.125 | 0.08 | 261 | 0 | 0.364 | 1 | 1 | cs | TRUE
83 | LV_3932-1_0_5_line_83 |  | 78 | 90 | 0.027325 | 0.125 | 0.08 | 261 | 0 | 0.364 | 1 | 1 | cs | TRUE
84 | LV_3932-1_0_5_line_84 |  | 80 | 81 | 0.017109 | 0.125 | 0.08 | 261 | 0 | 0.364 | 1 | 4 | cs | TRUE
85 | LV_3932-1_0_5_line_85 |  | 80 | 82 | 0.0063081 | 0.125 | 0.08 | 261 | 0 | 0.364 | 1 | 2 | cs | TRUE
86 | LV_3932-1_0_5_line_86 |  | 81 | 83 | 0.011906 | 0.125 | 0.08 | 261 | 0 | 0.364 | 1 | 4 | cs | TRUE
87 | LV_3932-1_0_5_line_87 |  | 81 | 84 | 0.021508 | 0.125 | 0.08 | 261 | 0 | 0.364 | 1 | 4 | cs | TRUE
88 | LV_3932-1_0_5_line_88 |  | 82 | 85 | 0.010389 | 0.125 | 0.08 | 261 | 0 | 0.364 | 1 | 1 | cs | TRUE
89 | LV_3932-1_0_5_line_89 |  | 82 | 86 | 0.0050494 | 0.125 | 0.08 | 261 | 0 | 0.364 | 1 | 1 | cs | TRUE
90 | LV_3932-1_0_5_line_90 |  | 83 | 87 | 0.0070163 | 0.125 | 0.08 | 261 | 0 | 0.364 | 1 | 4 | cs | TRUE
91 | LV_3932-1_0_5_line_91 |  | 84 | 88 | 0.029631 | 0.125 | 0.08 | 261 | 0 | 0.364 | 1 | 4 | cs | TRUE
92 | LV_3932-1_0_5_line_92 |  | 85 | 89 | 0.054775 | 0.125 | 0.08 | 261 | 0 | 0.364 | 1 | 1 | cs | TRUE
93 | LV_3932-1_0_5_line_93 |  | 86 | 90 | 0.0023663 | 0.125 | 0.08 | 261 | 0 | 0.364 | 1 | 1 | cs | TRUE
94 | LV_3932-1_0_5_line_94 |  | 87 | 91 | 0.012184 | 0.125 | 0.08 | 261 | 0 | 0.364 | 1 | 4 | cs | TRUE
95 | LV_3932-1_0_5_line_95 |  | 88 | 92 | 0.0095158 | 0.125 | 0.08 | 261 | 0 | 0.364 | 1 | 1 | cs | TRUE
96 | LV_3932-1_0_5_line_96 |  | 88 | 93 | 0.014303 | 0.125 | 0.08 | 261 | 0 | 0.364 | 1 | 4 | cs | TRUE
97 | LV_3932-1_0_5_line_97 |  | 91 | 103 | 0.065796 | 0.125 | 0.08 | 261 | 0 | 0.364 | 1 | 1 | cs | TRUE
98 | LV_3932-1_0_5_line_98 |  | 92 | 97 | 0.013067 | 0.125 | 0.08 | 261 | 0 | 0.364 | 1 | 1 | cs | TRUE
99 | LV_3932-1_0_5_line_99 |  | 93 | 94 | 0.0005844 | 0.125 | 0.08 | 261 | 0 | 0.364 | 1 | 4 | cs | TRUE
100 | LV_3932-1_0_5_line_100 |  | 94 | 95 | 0.014679 | 0.125 | 0.08 | 261 | 0 | 0.364 | 1 | 4 | cs | TRUE
101 | LV_3932-1_0_5_line_101 |  | 95 | 96 | 0.0054428 | 0.125 | 0.08 | 261 | 0 | 0.364 | 1 | 4 | cs | TRUE
102 | LV_3932-1_0_5_line_102 |  | 96 | 98 | 0.0096106 | 0.125 | 0.08 | 261 | 0 | 0.364 | 1 | 4 | cs | TRUE
103 | LV_3932-1_0_5_line_103 |  | 97 | 102 | 0.0039351 | 0.125 | 0.08 | 261 | 0 | 0.364 | 1 | 1 | cs | TRUE
104 | LV_3932-1_0_5_line_104 |  | 98 | 105 | 0.0075812 | 0.125 | 0.08 | 261 | 0 | 0.364 | 1 | 4 | cs | TRUE
105 | LV_3932-1_0_5_line_105 |  | 99 | 100 | 0.032348 | 0.125 | 0.08 | 261 | 0 | 0.364 | 1 | 1 | cs | TRUE
106 | LV_3932-1_0_5_line_106 |  | 99 | 101 | 0.0037821 | 0.125 | 0.08 | 261 | 0 | 0.364 | 1 | 1 | cs | TRUE
107 | LV_3932-1_0_5_line_107 |  | 100 | 110 | 0.036841 | 0.125 | 0.08 | 261 | 0 | 0.364 | 1 | 1 | cs | TRUE
108 | LV_3932-1_0_5_line_108 |  | 101 | 109 | 0.0018131 | 0.125 | 0.08 | 261 | 0 | 0.364 | 1 | 1 | cs | TRUE
109 | LV_3932-1_0_5_line_109 |  | 102 | 134 | 0.018969 | 0.125 | 0.08 | 261 | 0 | 0.364 | 1 | 1 | cs | TRUE
110 | LV_3932-1_0_5_line_110 |  | 102 | 135 | 0.016266 | 0.125 | 0.08 | 261 | 0 | 0.364 | 1 | 1 | cs | TRUE
111 | LV_3932-1_0_5_line_111 |  | 103 | 104 | 0.0095011 | 0.125 | 0.08 | 261 | 0 | 0.364 | 1 | 1 | cs | TRUE
112 | LV_3932-1_0_5_line_112 |  | 105 | 106 | 0.0074584 | 0.125 | 0.08 | 261 | 0 | 0.364 | 1 | 4 | cs | TRUE
113 | LV_3932-1_0_5_line_113 |  | 106 | 107 | 0.0056837 | 0.125 | 0.08 | 261 | 0 | 0.364 | 1 | 4 | cs | TRUE
114 | LV_3932-1_0_5_line_114 |  | 107 | 108 | 0.0021889 | 0.125 | 0.08 | 261 | 0 | 0.364 | 1 | 4 | cs | TRUE
115 | LV_3932-1_0_5_line_115 |  | 108 | 109 | 0.0071644 | 0.125 | 0.08 | 261 | 0 | 0.364 | 1 | 4 | cs | TRUE
116 | LV_3932-1_0_5_line_116 |  | 109 | 130 | 0.019249 | 0.125 | 0.08 | 261 | 0 | 0.364 | 1 | 4 | cs | TRUE
117 | LV_3932-1_0_5_line_117 |  | 111 | 112 | 0.013031 | 0.125 | 0.08 | 261 | 0 | 0.364 | 1 | 1 | cs | TRUE
118 | LV_3932-1_0_5_line_118 |  | 111 | 113 | 0.0059892 | 0.125 | 0.08 | 261 | 0 | 0.364 | 1 | 1 | cs | TRUE
119 | LV_3932-1_0_5_line_119 |  | 112 | 114 | 0.03267 | 0.125 | 0.08 | 261 | 0 | 0.364 | 1 | 1 | cs | TRUE
120 | LV_3932-1_0_5_line_120 |  | 113 | 115 | 0.0056782 | 0.125 | 0.08 | 261 | 0 | 0.364 | 1 | 1 | cs | TRUE
121 | LV_3932-1_0_5_line_121 |  | 114 | 116 | 0.02594 | 0.125 | 0.08 | 261 | 0 | 0.364 | 1 | 1 | cs | TRUE
122 | LV_3932-1_0_5_line_122 |  | 115 | 117 | 0.0017208 | 0.125 | 0.08 | 261 | 0 | 0.364 | 1 | 1 | cs | TRUE
123 | LV_3932-1_0_5_line_123 |  | 116 | 118 | 0.008124 | 0.125 | 0.08 | 261 | 0 | 0.364 | 1 | 1 | cs | TRUE
124 | LV_3932-1_0_5_line_124 |  | 117 | 119 | 0.011908 | 0.125 | 0.08 | 261 | 0 | 0.364 | 1 | 1 | cs | TRUE
125 | LV_3932-1_0_5_line_125 |  | 118 | 174 | 0.025612 | 0.125 | 0.08 | 261 | 0 | 0.364 | 1 | 1 | cs | TRUE
126 | LV_3932-1_0_5_line_126 |  | 119 | 131 | 0.00071978 | 0.125 | 0.08 | 261 | 0 | 0.364 | 1 | 1 | cs | TRUE
127 | LV_3932-1_0_5_line_127 |  | 120 | 121 | 0.007682 | 0.125 | 0.08 | 261 | 0 | 0.364 | 1 | 4 | cs | TRUE
128 | LV_3932-1_0_5_line_128 |  | 120 | 122 | 0.017888 | 0.125 | 0.08 | 261 | 0 | 0.364 | 1 | 4 | cs | TRUE
129 | LV_3932-1_0_5_line_129 |  | 121 | 129 | 0.0081894 | 0.125 | 0.08 | 261 | 0 | 0.364 | 1 | 4 | cs | TRUE
130 | LV_3932-1_0_5_line_130 |  | 122 | 165 | 0.036557 | 0.125 | 0.08 | 261 | 0 | 0.364 | 1 | 3 | cs | TRUE
131 | LV_3932-1_0_5_line_131 |  | 123 | 124 | 0.0024343 | 0.125 | 0.08 | 261 | 0 | 0.364 | 1 | 4 | cs | TRUE
132 | LV_3932-1_0_5_line_132 |  | 123 | 125 | 0.021213 | 0.125 | 0.08 | 261 | 0 | 0.364 | 1 | 4 | cs | TRUE
133 | LV_3932-1_0_5_line_133 |  | 124 | 126 | 0.0089837 | 0.125 | 0.08 | 261 | 0 | 0.364 | 1 | 4 | cs | TRUE
134 | LV_3932-1_0_5_line_134 |  | 125 | 127 | 0.0069211 | 0.125 | 0.08 | 261 | 0 | 0.364 | 1 | 4 | cs | TRUE
135 | LV_3932-1_0_5_line_135 |  | 127 | 128 | 0.0053697 | 0.125 | 0.08 | 261 | 0 | 0.364 | 1 | 4 | cs | TRUE
136 | LV_3932-1_0_5_line_136 |  | 128 | 129 | 0.0179 | 0.125 | 0.08 | 261 | 0 | 0.364 | 1 | 4 | cs | TRUE
137 | LV_3932-1_0_5_line_137 |  | 130 | 131 | 0.012389 | 0.125 | 0.08 | 261 | 0 | 0.364 | 1 | 1 | cs | TRUE
138 | LV_3932-1_0_5_line_138 |  | 130 | 132 | 0.012913 | 0.125 | 0.08 | 261 | 0 | 0.364 | 1 | 4 | cs | TRUE
139 | LV_3932-1_0_5_line_139 |  | 132 | 133 | 0.012777 | 0.125 | 0.08 | 261 | 0 | 0.364 | 1 | 4 | cs | TRUE
140 | LV_3932-1_0_5_line_140 |  | 136 | 137 | 0.0059143 | 0.125 | 0.08 | 261 | 0 | 0.364 | 1 | 1 | cs | TRUE
141 | LV_3932-1_0_5_line_141 |  | 138 | 139 | 0.052404 | 0.125 | 0.08 | 261 | 0 | 0.364 | 1 | 1 | cs | TRUE
142 | LV_3932-1_0_5_line_142 |  | 138 | 140 | 0.077941 | 0.125 | 0.08 | 261 | 0 | 0.364 | 1 | 1 | cs | TRUE
143 | LV_3932-1_0_5_line_143 |  | 139 | 141 | 0.015111 | 0.125 | 0.08 | 261 | 0 | 0.364 | 1 | 1 | cs | TRUE
144 | LV_3932-1_0_5_line_144 |  | 140 | 142 | 0.097743 | 0.125 | 0.08 | 261 | 0 | 0.364 | 1 | 1 | cs | TRUE
145 | LV_3932-1_0_5_line_145 |  | 141 | 143 | 0.06485 | 0.125 | 0.08 | 261 | 0 | 0.364 | 1 | 1 | cs | TRUE
146 | LV_3932-1_0_5_line_146 |  | 143 | 146 | 0.055923 | 0.125 | 0.08 | 261 | 0 | 0.364 | 1 | 1 | cs | TRUE
147 | LV_3932-1_0_5_line_147 |  | 144 | 145 | 0.075416 | 0.125 | 0.08 | 261 | 0 | 0.364 | 1 | 1 | cs | TRUE
148 | LV_3932-1_0_5_line_148 |  | 145 | 147 | 0.0039945 | 0.125 | 0.08 | 261 | 0 | 0.364 | 1 | 1 | cs | TRUE
149 | LV_3932-1_0_5_line_149 |  | 146 | 184 | 0.0056048 | 0.125 | 0.08 | 261 | 0 | 0.364 | 1 | 1 | cs | TRUE
150 | LV_3932-1_0_5_line_150 |  | 147 | 185 | 0.024126 | 0.125 | 0.08 | 261 | 0 | 0.364 | 1 | 1 | cs | TRUE
151 | LV_3932-1_0_5_line_151 |  | 148 | 149 | 0.049072 | 0.125 | 0.08 | 261 | 0 | 0.364 | 1 | 4 | cs | TRUE
152 | LV_3932-1_0_5_line_152 |  | 149 | 150 | 0.10191 | 0.125 | 0.08 | 261 | 0 | 0.364 | 1 | 4 | cs | TRUE
153 | LV_3932-1_0_5_line_153 |  | 150 | 151 | 0.02647 | 0.125 | 0.08 | 261 | 0 | 0.364 | 1 | 4 | cs | TRUE
154 | LV_3932-1_0_5_line_154 |  | 151 | 152 | 0.021767 | 0.125 | 0.08 | 261 | 0 | 0.364 | 1 | 3 | cs | TRUE
155 | LV_3932-1_0_5_line_155 |  | 152 | 153 | 0.08685 | 0.125 | 0.08 | 261 | 0 | 0.364 | 1 | 1 | cs | TRUE
156 | LV_3932-1_0_5_line_156 |  | 152 | 154 | 0.0030528 | 0.125 | 0.08 | 261 | 0 | 0.364 | 1 | 1 | cs | TRUE
157 | LV_3932-1_0_5_line_157 |  | 153 | 203 | 0.03359 | 0.125 | 0.08 | 261 | 0 | 0.364 | 1 | 1 | cs | TRUE
158 | LV_3932-1_0_5_line_158 |  | 154 | 202 | 0.023576 | 0.125 | 0.08 | 261 | 0 | 0.364 | 1 | 1 | cs | TRUE
159 | LV_3932-1_0_5_line_159 |  | 155 | 156 | 0.016154 | 0.125 | 0.08 | 261 | 0 | 0.364 | 1 | 1 | cs | TRUE
160 | LV_3932-1_0_5_line_160 |  | 156 | 157 | 0.0035052 | 0.125 | 0.08 | 261 | 0 | 0.364 | 1 | 1 | cs | TRUE
161 | LV_3932-1_0_5_line_161 |  | 157 | 158 | 0.011745 | 0.125 | 0.08 | 261 | 0 | 0.364 | 1 | 1 | cs | TRUE
162 | LV_3932-1_0_5_line_162 |  | 158 | 159 | 0.01957 | 0.125 | 0.08 | 261 | 0 | 0.364 | 1 | 1 | cs | TRUE
163 | LV_3932-1_0_5_line_163 |  | 159 | 160 | 0.0071417 | 0.125 | 0.08 | 261 | 0 | 0.364 | 1 | 1 | cs | TRUE
164 | LV_3932-1_0_5_line_164 |  | 160 | 161 | 0.034123 | 0.125 | 0.08 | 261 | 0 | 0.364 | 1 | 1 | cs | TRUE
165 | LV_3932-1_0_5_line_165 |  | 162 | 163 | 0.0023143 | 0.125 | 0.08 | 261 | 0 | 0.364 | 1 | 1 | cs | TRUE
166 | LV_3932-1_0_5_line_166 |  | 163 | 164 | 0.032409 | 0.125 | 0.08 | 261 | 0 | 0.364 | 1 | 1 | cs | TRUE
167 | LV_3932-1_0_5_line_167 |  | 164 | 173 | 0.03812 | 0.125 | 0.08 | 261 | 0 | 0.364 | 1 | 1 | cs | TRUE
168 | LV_3932-1_0_5_line_168 |  | 165 | 166 | 0.015743 | 0.125 | 0.08 | 261 | 0 | 0.364 | 1 | 3 | cs | TRUE
169 | LV_3932-1_0_5_line_169 |  | 166 | 167 | 0.025754 | 0.125 | 0.08 | 261 | 0 | 0.364 | 1 | 1 | cs | TRUE
170 | LV_3932-1_0_5_line_170 |  | 166 | 168 | 0.040467 | 0.125 | 0.08 | 261 | 0 | 0.364 | 1 | 1 | cs | TRUE
171 | LV_3932-1_0_5_line_171 |  | 167 | 169 | 0.0083275 | 0.125 | 0.08 | 261 | 0 | 0.364 | 1 | 1 | cs | TRUE
172 | LV_3932-1_0_5_line_172 |  | 168 | 170 | 0.013101 | 0.125 | 0.08 | 261 | 0 | 0.364 | 1 | 1 | cs | TRUE
173 | LV_3932-1_0_5_line_173 |  | 169 | 171 | 0.010066 | 0.125 | 0.08 | 261 | 0 | 0.364 | 1 | 1 | cs | TRUE
174 | LV_3932-1_0_5_line_174 |  | 170 | 172 | 0.013659 | 0.125 | 0.08 | 261 | 0 | 0.364 | 1 | 1 | cs | TRUE
175 | LV_3932-1_0_5_line_175 |  | 171 | 201 | 0.01749 | 0.125 | 0.08 | 261 | 0 | 0.364 | 1 | 1 | cs | TRUE
176 | LV_3932-1_0_5_line_176 |  | 172 | 182 | 0.018352 | 0.125 | 0.08 | 261 | 0 | 0.364 | 1 | 1 | cs | TRUE
177 | LV_3932-1_0_5_line_177 |  | 173 | 200 | 0.017217 | 0.125 | 0.08 | 261 | 0 | 0.364 | 1 | 1 | cs | TRUE
178 | LV_3932-1_0_5_line_178 |  | 173 | 198 | 0.023613 | 0.125 | 0.08 | 261 | 0 | 0.364 | 1 | 1 | cs | TRUE
179 | LV_3932-1_0_5_line_179 |  | 174 | 175 | 0.0036905 | 0.125 | 0.08 | 261 | 0 | 0.364 | 1 | 1 | cs | TRUE
180 | LV_3932-1_0_5_line_180 |  | 175 | 176 | 0.022182 | 0.125 | 0.08 | 261 | 0 | 0.364 | 1 | 1 | cs | TRUE
181 | LV_3932-1_0_5_line_181 |  | 176 | 177 | 0.028358 | 0.125 | 0.08 | 261 | 0 | 0.364 | 1 | 1 | cs | TRUE
182 | LV_3932-1_0_5_line_182 |  | 177 | 178 | 0.008994 | 0.125 | 0.08 | 261 | 0 | 0.364 | 1 | 1 | cs | TRUE
183 | LV_3932-1_0_5_line_183 |  | 178 | 180 | 0.013936 | 0.125 | 0.08 | 261 | 0 | 0.364 | 1 | 1 | cs | TRUE
184 | LV_3932-1_0_5_line_184 |  | 179 | 180 | 0.0069994 | 0.125 | 0.08 | 261 | 0 | 0.364 | 1 | 1 | cs | TRUE
185 | LV_3932-1_0_5_line_185 |  | 179 | 181 | 0.016142 | 0.125 | 0.08 | 261 | 0 | 0.364 | 1 | 1 | cs | TRUE
186 | LV_3932-1_0_5_line_186 |  | 182 | 183 | 0.02349 | 0.125 | 0.08 | 261 | 0 | 0.364 | 1 | 1 | cs | TRUE
187 | LV_3932-1_0_5_line_187 |  | 183 | 184 | 0.020344 | 0.125 | 0.08 | 261 | 0 | 0.364 | 1 | 1 | cs | TRUE
188 | LV_3932-1_0_5_line_188 |  | 185 | 186 | 0.010852 | 0.125 | 0.08 | 261 | 0 | 0.364 | 1 | 1 | cs | TRUE
189 | LV_3932-1_0_5_line_189 |  | 186 | 187 | 0.013161 | 0.125 | 0.08 | 261 | 0 | 0.364 | 1 | 1 | cs | TRUE
190 | LV_3932-1_0_5_line_190 |  | 187 | 191 | 0.046417 | 0.125 | 0.08 | 261 | 0 | 0.364 | 1 | 1 | cs | TRUE
191 | LV_3932-1_0_5_line_191 |  | 187 | 188 | 0.014768 | 0.125 | 0.08 | 261 | 0 | 0.364 | 1 | 1 | cs | TRUE
192 | LV_3932-1_0_5_line_192 |  | 188 | 189 | 0.0077855 | 0.125 | 0.08 | 261 | 0 | 0.364 | 1 | 1 | cs | TRUE
193 | LV_3932-1_0_5_line_193 |  | 189 | 190 | 0.0020568 | 0.125 | 0.08 | 261 | 0 | 0.364 | 1 | 1 | cs | TRUE
194 | LV_3932-1_0_5_line_194 |  | 190 | 192 | 0.018917 | 0.125 | 0.08 | 261 | 0 | 0.364 | 1 | 1 | cs | TRUE
195 | LV_3932-1_0_5_line_195 |  | 191 | 193 | 0.0018813 | 0.125 | 0.08 | 261 | 0 | 0.364 | 1 | 1 | cs | TRUE
196 | LV_3932-1_0_5_line_196 |  | 192 | 194 | 0.019209 | 0.125 | 0.08 | 261 | 0 | 0.364 | 1 | 1 | cs | TRUE
197 | LV_3932-1_0_5_line_197 |  | 193 | 195 | 0.019385 | 0.125 | 0.08 | 261 | 0 | 0.364 | 1 | 1 | cs | TRUE
198 | LV_3932-1_0_5_line_198 |  | 194 | 196 | 0.0051384 | 0.125 | 0.08 | 261 | 0 | 0.364 | 1 | 1 | cs | TRUE
199 | LV_3932-1_0_5_line_199 |  | 195 | 199 | 0.012653 | 0.125 | 0.08 | 261 | 0 | 0.364 | 1 | 1 | cs | TRUE
200 | LV_3932-1_0_5_line_200 |  | 196 | 197 | 0.015144 | 0.125 | 0.08 | 261 | 0 | 0.364 | 1 | 1 | cs | TRUE
201 | LV_3932-1_0_5_line_201 |  | 197 | 198 | 0.0060541 | 0.125 | 0.08 | 261 | 0 | 0.364 | 1 | 1 | cs | TRUE
202 | LV_3932-1_0_5_line_202 |  | 200 | 201 | 0.025674 | 0.125 | 0.08 | 261 | 0 | 0.364 | 1 | 1 | cs | TRUE

## trafo
| name | std_type | hv_bus | lv_bus | sn_mva | vn_hv_kv | vn_lv_kv | vk_percent | vkr_percent | pfe_kw | i0_percent | shift_degree | tap_side | tap_neutral | tap_min | tap_max | tap_step_percent | tap_step_degree | tap_pos | tap_phase_shifter | parallel | df | in_service
0 | LV_3932-1_0_5_trafo_65 | 0.63 MVA 20/0.4 kV | 204 | 91 | 0.63 | 20 | 0.4 | 6 | 1.206 | 1.65 | 0.2619 | 150 | hv | 0 | -2 | 2 | 2.5 | 0 | 0 | FALSE | 1 | 1 | TRUE

## line_geodata
| x0 | y0 | x1 | y1 | x2 | y2 | x3 | y3 | x4 | y4 | x5 | y5 | x6 | y6 | x7 | y7 | x8 | y8 | x9 | y9 | x10 | y10 | x11 | y11 | x12 | y12 | x13 | y13 | x14 | y14 | x15 | y15
0 | 2764909.9042 | 1187296.9313 | 2764900.4329 | 1187289.8554 | 2764890.5108 | 1187278.1033
1 | 2764909.9042 | 1187296.9313 | 2764911.8857 | 1187298.4117 | 2764929.6334 | 1187294.3523 | 2764941.7342 | 1187291.5752
2 | 2764887.465 | 1187274.4958 | 2764890.5108 | 1187278.1033
3 | 2764887.465 | 1187274.4958 | 2764878.0324 | 1187271.5891 | 2764873.5912 | 1187267.3867
4 | 2765158.0619 | 1187387.2707 | 2765132.0073 | 1187164.4563
5 | 2765158.0619 | 1187387.2707 | 2765162.2677 | 1187383.9648 | 2765166.5681 | 1187383.8833 | 2765171.7559 | 1187388.7196 | 2765188.1931 | 1187409.1801 | 2765208.4899 | 1187428.3793 | 2765230.6484 | 1187438.2104 | 2765232.8833 | 1187438.8847
6 | 2765132.0073 | 1187164.4563 | 2765120.8888 | 1187138.5266 | 2765144.449 | 1187079.664
7 | 2765290.4442 | 1187453.3071 | 2765286.0137 | 1187453.9521 | 2765282.2436 | 1187453.9036 | 2765278.6053 | 1187452.6798 | 2765232.8833 | 1187438.8847
8 | 2764873.5912 | 1187267.3867 | 2764869.3045 | 1187263.3304 | 2764864.2972 | 1187256.4997
9 | 2764852.9053 | 1187233.6747 | 2764861.733 | 1187253.0016 | 2764864.2972 | 1187256.4997
10 | 2764796.2882 | 1187185.3645 | 2764802.0692 | 1187186.1556 | 2764804.7187 | 1187185.825
11 | 2764841.067 | 1187180.6238 | 2764821.9266 | 1187183.6776 | 2764804.7187 | 1187185.825
12 | 2764742.066 | 1187189.2745 | 2764761.6258 | 1187184.575 | 2764784.1645 | 1187183.7053 | 2764796.2882 | 1187185.3645
13 | 2764841.067 | 1187180.6238 | 2764841.8153 | 1187194.406
14 | 2764841.067 | 1187180.6238 | 2764837.4646 | 1187172.8177 | 2764836.5897 | 1187162.729 | 2764830.5689 | 1187151.5311 | 2764820.5079 | 1187142.3238 | 2764816.9799 | 1187139.6026
15 | 2764742.066 | 1187189.2745 | 2764741.4544 | 1187185.977 | 2764733.055 | 1187185.7457 | 2764704.0215 | 1187187.6379 | 2764694.1357 | 1187186.7653 | 2764690.5477 | 1187185.4872
16 | 2764742.066 | 1187189.2745 | 2764722.1081 | 1187363.7703
17 | 2764841.8153 | 1187194.406 | 2764842.0296 | 1187198.3531
18 | 2764816.9799 | 1187139.6026 | 2764900.2243 | 1187109.0103
19 | 2764690.5477 | 1187185.4872 | 2764435.5602 | 1187286.7768
20 | 2764716.6285 | 1187393.1014 | 2764721.4532 | 1187387.5625 | 2764721.6542 | 1187380.2615 | 2764721.3966 | 1187371.3131 | 2764722.1081 | 1187363.7703 | 2764722.1081 | 1187363.7703
21 | 2764848.6113 | 1187217.8604 | 2764848.2474 | 1187216.5201 | 2764842.1306 | 1187200.215 | 2764842.0296 | 1187198.3531
22 | 2764893.9962 | 1187082.972 | 2764894.9099 | 1187089.9136 | 2764898.3657 | 1187101.3745 | 2764900.2243 | 1187109.0103 | 2764900.2243 | 1187109.0103
23 | 2764849.9008 | 1187222.6095 | 2764848.6113 | 1187217.8604
24 | 2764894.5293 | 1187056.5966 | 2764892.8386 | 1187061.1753 | 2764892.5108 | 1187071.6868 | 2764893.9962 | 1187082.972
25 | 2764894.5293 | 1187056.5966 | 2764895.8996 | 1187052.8855 | 2764910.5699 | 1187038.065 | 2764924.5154 | 1187023.3114
26 | 2764924.5154 | 1187023.3114 | 2764927.4229 | 1187020.2353 | 2764947.4664 | 1186997.1777 | 2764952.3114 | 1186989.8648
27 | 2764996.2883 | 1186910.3558 | 2764984.4731 | 1186929.0471 | 2764974.9688 | 1186938.1379 | 2764964.9465 | 1186948.8492 | 2764959.9536 | 1186960.4666 | 2764958.4424 | 1186972.9139 | 2764955.6718 | 1186984.7926 | 2764952.3114 | 1186989.8648
28 | 2764852.9053 | 1187233.6747 | 2764850.8786 | 1187226.2106
29 | 2764850.8786 | 1187226.2106 | 2764849.9008 | 1187222.6095
30 | 2764888.4163 | 1187784.4112 | 2764523.4336 | 1187940.5519
31 | 2764888.4163 | 1187784.4112 | 2764892.0058 | 1187784.6325 | 2764896.0844 | 1187785.1118 | 2764910.1719 | 1187787.7799 | 2764914.4149 | 1187788.3861 | 2764918.5784 | 1187788.5565 | 2764922.2097 | 1187788.3674 | 2764925.7843 | 1187787.7431 | 2764928.9965 | 1187786.6972 | 2764932.7208 | 1187785.0761
32 | 2764523.4336 | 1187940.5519 | 2764553.9212 | 1187952.5731 | 2764549.6617 | 1188002.4883
33 | 2764945.8309 | 1187770.8578 | 2764943.0571 | 1187775.3854 | 2764940.8095 | 1187778.5486 | 2764938.5711 | 1187781.1003 | 2764935.9257 | 1187783.1849 | 2764932.7208 | 1187785.0761
34 | 2765149.0562 | 1187032.1682 | 2765144.2618 | 1187041.8622 | 2765147.7456 | 1187064.1894 | 2765146.301 | 1187075.037 | 2765144.449 | 1187079.664
35 | 2765198.968 | 1186927.5928 | 2765191.6989 | 1186930.8932 | 2765180.6849 | 1186942.3886 | 2765166.8285 | 1186974.4352 | 2765163.2965 | 1187003.3748 | 2765149.0562 | 1187032.1682
36 | 2765149.0562 | 1187032.1682 | 2764996.2883 | 1186910.3558
37 | 2765198.968 | 1186927.5928 | 2765247.9767 | 1186935.6942
38 | 2765248.6387 | 1186935.0701 | 2765247.9767 | 1186935.6942
39 | 2765403.3296 | 1187327.2437 | 2765412.4441 | 1187334.7466 | 2765418.5818 | 1187342.2228 | 2765420.8136 | 1187344.0638 | 2765423.592 | 1187345.7421 | 2765426.5023 | 1187347.0681 | 2765426.8027 | 1187347.1696
40 | 2765403.3296 | 1187327.2437 | 2765396.3051 | 1187340.8063 | 2765394.7125 | 1187347.8798 | 2765397.0981 | 1187368.4562
41 | 2765397.0981 | 1187368.4562 | 2765399.0602 | 1187385.3797
42 | 2765524.2707 | 1187498.5938 | 2765537.5959 | 1187500.4223
43 | 2765524.2707 | 1187498.5938 | 2765515.3906 | 1187520.4458 | 2765514.0117 | 1187526.413
44 | 2765524.2707 | 1187498.5938 | 2765527.5907 | 1187490.3448 | 2765527.7072 | 1187481.8784
45 | 2765524.2707 | 1187498.5938 | 2765517.0366 | 1187494.3345 | 2765516.3957 | 1187494.0602
46 | 2765514.0117 | 1187526.413 | 2765517.4732 | 1187526.2975 | 2765520.1371 | 1187526.5936 | 2765522.3633 | 1187527.2557 | 2765524.2513 | 1187528.2755 | 2765525.7737 | 1187529.5409 | 2765527.6184 | 1187531.5715 | 2765529.1178 | 1187533.6703 | 2765530.3453 | 1187535.6616 | 2765539.7451 | 1187554.0824 | 2765542.8504 | 1187559.1171 | 2765545.9164 | 1187563.6393 | 2765548.9776 | 1187567.7832 | 2765552.5676 | 1187572.1307 | 2765561.5462 | 1187581.7653 | 2765563.9533 | 1187584.7084
47 | 2765514.0117 | 1187526.413 | 2765511.0514 | 1187526.8983 | 2765508.3962 | 1187527.6701 | 2765505.5588 | 1187528.9595 | 2765504.3648 | 1187529.7039
48 | 2765527.7072 | 1187481.8784 | 2765527.7341 | 1187479.9172 | 2765526.7959 | 1187477.5335
49 | 2765490.1808 | 1187488.465 | 2765492.951 | 1187489.6092 | 2765495.356 | 1187490.432 | 2765500.1093 | 1187491.6422 | 2765503.365 | 1187492.3439 | 2765506.1246 | 1187492.7649 | 2765509.5684 | 1187493.0159 | 2765513.1761 | 1187493.1379 | 2765515.0371 | 1187493.4785 | 2765516.3957 | 1187494.0602
50 | 2765580.1422 | 1187605.256 | 2765573.2727 | 1187596.1023 | 2765563.9533 | 1187584.7084
51 | 2765496.0626 | 1187542.4955 | 2765497.4071 | 1187538.832 | 2765499.1252 | 1187535.2318 | 2765500.8091 | 1187532.8651 | 2765502.9797 | 1187530.5675 | 2765504.3648 | 1187529.7039
52 | 2765526.2205 | 1187445.489 | 2765524.1498 | 1187446.933 | 2765524.1497 | 1187449.1461 | 2765524.0973 | 1187449.9343 | 2765523.6309 | 1187450.7888 | 2765518.9539 | 1187455.3748 | 2765518.3984 | 1187456.4159 | 2765518.3237 | 1187457.4593 | 2765519.9554 | 1187461.3968 | 2765522.1375 | 1187465.8611 | 2765525.6941 | 1187474.734 | 2765526.7959 | 1187477.5335
53 | 2765490.1808 | 1187488.465 | 2765487.1383 | 1187493.0295 | 2765485.6381 | 1187495.3109
54 | 2765490.1808 | 1187488.465 | 2765479.8607 | 1187479.8499 | 2765473.8459 | 1187475.6689 | 2765467.69 | 1187472.1734 | 2765460.338 | 1187468.3113 | 2765457.8817 | 1187467.6874 | 2765454.2096 | 1187465.4993
55 | 2765496.0626 | 1187542.4955 | 2765495.8879 | 1187542.9715 | 2765493.2909 | 1187550.8088
56 | 2765522.1601 | 1187439.777 | 2765526.2205 | 1187445.489 | 2765526.2205 | 1187445.489
57 | 2765485.6381 | 1187495.3109 | 2765485.3929 | 1187495.6836 | 2765484.2197 | 1187497.2526 | 2765483.0617 | 1187498.544 | 2765481.757 | 1187499.898 | 2765480.2157 | 1187501.2456 | 2765478.8674 | 1187502.2425 | 2765474.858 | 1187504.5005
58 | 2765454.2096 | 1187465.4993 | 2765454.0534 | 1187465.4063
59 | 2765473.875 | 1187438.1452 | 2765473.1042 | 1187437.0582 | 2765471.6587 | 1187432.8008
60 | 2765473.875 | 1187438.1452 | 2765476.9251 | 1187442.4464 | 2765482.5089 | 1187444.2689 | 2765487.0504 | 1187442.9265 | 2765488.0314 | 1187441.3813
61 | 2765471.6587 | 1187432.8008 | 2765467.8284 | 1187421.5195
62 | 2765496.2142 | 1187419.515 | 2765490.3949 | 1187437.6587 | 2765488.0314 | 1187441.3813
63 | 2765467.8284 | 1187421.5195 | 2765465.3246 | 1187414.145 | 2765464.0971 | 1187408.5616 | 2765462.6736 | 1187400.7828
64 | 2765499.8525 | 1187408.1713 | 2765496.2142 | 1187419.515
65 | 2765459.1029 | 1187381.2704 | 2765462.6736 | 1187400.7828
66 | 2765499.8525 | 1187408.1713 | 2765502.0064 | 1187399.8567 | 2765502.1633 | 1187399.2788
67 | 2765499.8525 | 1187408.1713 | 2765504.7701 | 1187415.3136 | 2765512.6057 | 1187426.3363
68 | 2765459.1029 | 1187381.2704 | 2765458.0454 | 1187375.4915
69 | 2765502.1633 | 1187399.2788 | 2765503.7659 | 1187393.3773 | 2765507.3919 | 1187382.1523
70 | 2765512.6057 | 1187426.3363 | 2765522.1601 | 1187439.777
71 | 2765507.3919 | 1187382.1523 | 2765509.0677 | 1187376.9646 | 2765510.2615 | 1187373.8281 | 2765511.4582 | 1187371.1366 | 2765513.8661 | 1187366.8882 | 2765516.116 | 1187363.6586 | 2765518.3191 | 1187361.0171 | 2765520.5642 | 1187358.7882 | 2765526.7251 | 1187353.8812
72 | 2765559.5735 | 1187325.5143 | 2765557.5367 | 1187328.216 | 2765555.4987 | 1187330.406 | 2765553.0823 | 1187332.7525 | 2765549.1986 | 1187335.9814 | 2765526.7251 | 1187353.8812
73 | 2765582.2258 | 1187323.016 | 2765579.1121 | 1187306.137 | 2765571.0109 | 1187309.2047 | 2765567.9612 | 1187310.7106 | 2765565.7503 | 1187312.5289 | 2765563.8923 | 1187315.1132 | 2765561.0718 | 1187322.6865 | 2765559.5735 | 1187325.5143
74 | 2765582.2258 | 1187323.016 | 2765582.9371 | 1187333.1781 | 2765583.0068 | 1187341.1427 | 2765582.5701 | 1187348.6485 | 2765581.0946 | 1187356.448 | 2765579.0992 | 1187362.3426 | 2765575.8779 | 1187368.9484 | 2765568.1416 | 1187381.4568 | 2765560.5755 | 1187393.0581 | 2765558.8823 | 1187398.5162 | 2765558.7524 | 1187401.4127
75 | 2765293.568 | 1187451.3249 | 2765275.1943 | 1187493.2554 | 2765272.3589 | 1187497.5143 | 2765264.4151 | 1187503.4671 | 2765254.5089 | 1187515.2377 | 2765243.2442 | 1187531.9752 | 2765235.8324 | 1187537.4645 | 2765229.9703 | 1187539.8572
76 | 2765293.568 | 1187451.3249 | 2765305.3598 | 1187461.9487 | 2765311.7317 | 1187470.3432
77 | 2765293.568 | 1187451.3249 | 2765303.8076 | 1187415.0527 | 2765304.7869 | 1187412.2105 | 2765306.185 | 1187409.1353 | 2765307.4886 | 1187406.9915 | 2765309.2757 | 1187404.7611 | 2765311.5979 | 1187402.5009 | 2765314.3146 | 1187400.6076 | 2765317.1479 | 1187399.1956 | 2765320.1696 | 1187398.1447
78 | 2765293.568 | 1187451.3249 | 2765290.4442 | 1187453.3071
79 | 2765320.1696 | 1187398.1447 | 2765323.6902 | 1187397.5525 | 2765327.5885 | 1187397.3821 | 2765331.2633 | 1187397.8395 | 2765333.8055 | 1187398.419
80 | 2765320.1696 | 1187398.1447 | 2765330.2749 | 1187427.9653
81 | 2765351.0459 | 1187414.912 | 2765351.0459 | 1187414.912 | 2765347.8978 | 1187408.9309 | 2765346.2577 | 1187406.3944 | 2765344.8989 | 1187404.7332 | 2765342.5417 | 1187402.455 | 2765340.283 | 1187400.7578 | 2765337.7056 | 1187399.5411 | 2765334.7608 | 1187398.6368 | 2765333.8055 | 1187398.419
82 | 2765336.0724 | 1187463.3532 | 2765336.1017 | 1187445.1599 | 2765330.2749 | 1187427.9653
83 | 2765362.7741 | 1187439.5914 | 2765354.2043 | 1187421.3494 | 2765351.0459 | 1187414.912
84 | 2765381.9015 | 1187457.8357 | 2765379.8025 | 1187458.9232 | 2765377.2887 | 1187459.2763 | 2765374.9901 | 1187459.0237 | 2765373.0348 | 1187458.2246 | 2765371.5377 | 1187457.1489 | 2765370.2722 | 1187455.4236 | 2765368.5844 | 1187452.0205
85 | 2765365.7815 | 1187446.3692 | 2765368.5844 | 1187452.0205
86 | 2765381.9015 | 1187457.8357 | 2765382.9526 | 1187463.7256 | 2765382.3587 | 1187469.6187
87 | 2765381.9015 | 1187457.8357 | 2765383.3314 | 1187456.3739 | 2765384.1431 | 1187454.072 | 2765384.5574 | 1187451.5145 | 2765384.753 | 1187444.7138 | 2765384.7193 | 1187438.4739 | 2765384.6613 | 1187437.0873
88 | 2765365.7815 | 1187446.3692 | 2765365.22 | 1187456.7408
89 | 2765365.7815 | 1187446.3692 | 2765363.7702 | 1187441.7377
90 | 2765382.3587 | 1187469.6187 | 2765382.1111 | 1187472.0765 | 2765381.6687 | 1187476.601
91 | 2765392.5764 | 1187413.2905 | 2765387.8128 | 1187414.3822 | 2765386.0719 | 1187414.9457 | 2765384.719 | 1187416.1094 | 2765384.1634 | 1187417.4286 | 2765383.901 | 1187418.9116 | 2765384.6613 | 1187437.0873
92 | 2765358.1339 | 1187509.8372 | 2765364.1448 | 1187499.7942 | 2765365.22 | 1187456.7408
93 | 2765363.7702 | 1187441.7377 | 2765363.621 | 1187441.394 | 2765362.7741 | 1187439.5914
94 | 2765380.4833 | 1187488.7268 | 2765381.6687 | 1187476.601
95 | 2765392.5764 | 1187413.2905 | 2765391.0233 | 1187405.9522 | 2765390.4757 | 1187404.0131
96 | 2765392.5764 | 1187413.2905 | 2765393.7667 | 1187418.5615 | 2765395.0442 | 1187423.1675 | 2765396.6031 | 1187426.9807
97 | 2765357.8752 | 1187547.6933 | 2765359.4723 | 1187546.4959 | 2765367.9086 | 1187537.6431 | 2765375.0716 | 1187526.5198 | 2765377.6459 | 1187518.7283 | 2765378.535 | 1187508.655 | 2765380.4833 | 1187488.7268
98 | 2765385.9691 | 1187391.7634 | 2765386.966 | 1187394.1963 | 2765388.4981 | 1187397.8752 | 2765389.6464 | 1187401.0765 | 2765390.4757 | 1187404.0131
99 | 2765396.6031 | 1187426.9807 | 2765396.8963 | 1187427.4862
100 | 2765405.8115 | 1187439.0902 | 2765400.7041 | 1187433.2884 | 2765398.4978 | 1187430.247 | 2765396.8963 | 1187427.4862
101 | 2765405.8115 | 1187439.0902 | 2765405.7069 | 1187444.5321
102 | 2765405.5224 | 1187454.1409 | 2765405.7069 | 1187444.5321
103 | 2765384.477 | 1187388.1221 | 2765385.9691 | 1187391.7634
104 | 2765405.3768 | 1187461.7207 | 2765405.5224 | 1187454.1409
105 | 2765419.6174 | 1187451.1379 | 2765416.0102 | 1187434.9793 | 2765414.8627 | 1187430.6437 | 2765413.1273 | 1187426.0361 | 2765410.5377 | 1187420.2014
106 | 2765419.6174 | 1187451.1379 | 2765421.945 | 1187454.1189
107 | 2765399.0602 | 1187385.3797 | 2765399.5334 | 1187389.4613 | 2765402.1815 | 1187399.4434 | 2765403.5451 | 1187403.974 | 2765405.042 | 1187407.8187 | 2765410.5377 | 1187420.2014
108 | 2765423.0608 | 1187455.548 | 2765421.945 | 1187454.1189
109 | 2765384.477 | 1187388.1221 | 2765382.6626 | 1187369.244
110 | 2765384.477 | 1187388.1221 | 2765380.6583 | 1187380.1651 | 2765377.2403 | 1187373.5564
111 | 2765350.2733 | 1187553.3926 | 2765357.8752 | 1187547.6933
112 | 2765405.3768 | 1187461.7207 | 2765405.3768 | 1187461.7207 | 2765411.7994 | 1187465.5126
113 | 2765411.7994 | 1187465.5126 | 2765411.7994 | 1187465.5126 | 2765416.056 | 1187461.7462
114 | 2765416.056 | 1187461.7462 | 2765417.6953 | 1187460.2957
115 | 2765423.0608 | 1187455.548 | 2765417.6953 | 1187460.2957
116 | 2765433.6583 | 1187471.5328 | 2765432.9653 | 1187469.5341 | 2765431.8803 | 1187467.6358 | 2765423.0608 | 1187455.548
117 | 2765419.3713 | 1187505.061 | 2765415.7127 | 1187517.5681
118 | 2765419.3713 | 1187505.061 | 2765420.1469 | 1187502.4096 | 2765422.016 | 1187500.2481 | 2765422.3388 | 1187500.069
119 | 2765409.6891 | 1187549.643 | 2765409.9084 | 1187548.0121 | 2765412.942 | 1187528.5785 | 2765415.2063 | 1187519.2994 | 2765415.7127 | 1187517.5681
120 | 2765427.3038 | 1187497.3138 | 2765422.3388 | 1187500.069
121 | 2765409.6891 | 1187549.643 | 2765408.3516 | 1187559.5906 | 2765406.2469 | 1187561.9902 | 2765401.5001 | 1187565.7959 | 2765396.0225 | 1187569.5257 | 2765396.0225 | 1187569.5257
122 | 2765427.3038 | 1187497.3138 | 2765427.8724 | 1187495.6896
123 | 2765390.6853 | 1187575.6506 | 2765396.0225 | 1187569.5257
124 | 2765431.7935 | 1187484.4453 | 2765429.5749 | 1187490.8262 | 2765427.8724 | 1187495.6896
125 | 2765390.6853 | 1187575.6506 | 2765387.8464 | 1187578.9084 | 2765380.7224 | 1187585.3063 | 2765375.5841 | 1187589.4681 | 2765371.0263 | 1187591.7641
126 | 2765431.7935 | 1187484.4453 | 2765432.0299 | 1187483.7655
127 | 2765416.8732 | 1187548.2046 | 2765421.7414 | 1187542.2621
128 | 2765416.8732 | 1187548.2046 | 2765416.4206 | 1187556.8443 | 2765416.3178 | 1187564.9821 | 2765416.3351 | 1187566.08
129 | 2765426.9311 | 1187535.927 | 2765421.7414 | 1187542.2621
130 | 2765416.3351 | 1187566.08 | 2765416.4617 | 1187574.1388 | 2765416.4068 | 1187580.821 | 2765416.0127 | 1187586.5152 | 2765415.0452 | 1187592.7941 | 2765413.2783 | 1187598.7173 | 2765411.7849 | 1187601.9634
131 | 2765468.0442 | 1187513.1471 | 2765468.0911 | 1187512.8877 | 2765468.4746 | 1187511.4414 | 2765468.7288 | 1187510.8166
132 | 2765468.0442 | 1187513.1471 | 2765467.1897 | 1187517.8784 | 2765466.8474 | 1187518.6585 | 2765466.2361 | 1187519.5091 | 2765465.1658 | 1187520.3914 | 2765464.036 | 1187520.9385 | 2765460.4175 | 1187522.0395 | 2765452.5784 | 1187524.0033
133 | 2765474.858 | 1187504.5005 | 2765474.858 | 1187504.5005 | 2765473.398 | 1187505.3943 | 2765472.2225 | 1187506.2181 | 2765471.0868 | 1187507.2543 | 2765470.2496 | 1187508.2654 | 2765469.6242 | 1187509.0711 | 2765469.007 | 1187510.1328 | 2765468.7288 | 1187510.8166
134 | 2765445.8649 | 1187525.6852 | 2765452.5784 | 1187524.0033
135 | 2765445.8649 | 1187525.6852 | 2765445.2428 | 1187528.3037 | 2765443.7911 | 1187530.5545
136 | 2765426.9311 | 1187535.927 | 2765435.567 | 1187533.6635 | 2765439.0961 | 1187533.0382 | 2765441.6539 | 1187532.1969 | 2765443.7911 | 1187530.5545
137 | 2765432.0299 | 1187483.7655 | 2765432.8419 | 1187480.3515 | 2765433.3639 | 1187477.4856 | 2765433.6128 | 1187474.5565 | 2765433.6583 | 1187471.5328
138 | 2765433.6583 | 1187471.5328 | 2765442.1346 | 1187461.7915
139 | 2765442.1346 | 1187461.7915 | 2765442.1346 | 1187461.7915 | 2765445.0765 | 1187461.6949 | 2765447.1291 | 1187462.0075 | 2765448.4317 | 1187462.3882 | 2765449.9354 | 1187462.9525 | 2765454.0534 | 1187465.4063
140 | 2764549.1588 | 1188008.3812 | 2764549.6617 | 1188002.4883
141 | 2765148.3156 | 1187689.5076 | 2765127.6347 | 1187699.7482 | 2765101.6219 | 1187713.2901
142 | 2765030.7752 | 1187743.4176 | 2765034.1686 | 1187743.5557 | 2765037.7899 | 1187743.4554 | 2765041.3905 | 1187742.9986 | 2765044.4785 | 1187742.3053 | 2765046.9513 | 1187741.495 | 2765049.6705 | 1187740.3355 | 2765101.6219 | 1187713.2901
143 | 2765162.0244 | 1187683.1661 | 2765156.2098 | 1187685.6123 | 2765150.057 | 1187688.6453 | 2765148.3156 | 1187689.5076
144 | 2765030.7752 | 1187743.4176 | 2765010.6829 | 1187741.7403 | 2765002.6703 | 1187741.0745 | 2764994.6918 | 1187740.5543 | 2764987.1283 | 1187740.4903 | 2764981.2651 | 1187741.0515 | 2764975.7144 | 1187742.1885 | 2764970.4571 | 1187744.0343 | 2764966.5454 | 1187746.0839 | 2764962.8229 | 1187748.7504 | 2764959.5043 | 1187751.4392 | 2764956.4664 | 1187754.7474 | 2764953.3386 | 1187759.0985 | 2764950.1208 | 1187764.2255 | 2764945.8309 | 1187770.8578
145 | 2765223.4346 | 1187662.3457 | 2765184.4896 | 1187675.2718 | 2765171.3194 | 1187679.7459 | 2765163.3544 | 1187682.6066 | 2765162.0244 | 1187683.1661
146 | 2765276.6054 | 1187645.0526 | 2765271.9385 | 1187646.2471 | 2765223.4346 | 1187662.3457
147 | 2765208.2415 | 1187713.6046 | 2765173.2606 | 1187713.9634 | 2765164.391 | 1187713.9188 | 2765158.4595 | 1187714.1888 | 2765152.896 | 1187714.6803 | 2765147.6449 | 1187715.4695 | 2765143.036 | 1187716.4989 | 2765138.7442 | 1187717.6594 | 2765133.4207 | 1187719.2725
148 | 2765208.2415 | 1187713.6046 | 2765209.9756 | 1187713.5868 | 2765212.2358 | 1187713.5689
149 | 2765276.6054 | 1187645.0526 | 2765276.6054 | 1187645.0526 | 2765281.3904 | 1187644.2839 | 2765282.1483 | 1187644.2555
150 | 2765212.2358 | 1187713.5689 | 2765230.6379 | 1187713.4233 | 2765236.3572 | 1187713.2055
151 | 2765558.7524 | 1187401.4127 | 2765558.6233 | 1187404.292 | 2765561.6754 | 1187420.3574 | 2765570.7912 | 1187448.7682
152 | 2765656.2228 | 1187500.1642 | 2765653.9606 | 1187496.7665 | 2765643.3337 | 1187489.5884 | 2765624.5238 | 1187482.3728 | 2765615.0434 | 1187477.3506 | 2765589.4933 | 1187466.2342 | 2765577.1203 | 1187458.6965 | 2765570.7912 | 1187448.7682 | 2765570.7912 | 1187448.7682
153 | 2765656.2228 | 1187500.1642 | 2765661.1949 | 1187507.6319 | 2765669.4675 | 1187523.0511
154 | 2765679.7581 | 1187542.2319 | 2765669.4675 | 1187523.0511
155 | 2765655.2376 | 1187465.2513 | 2765662.1497 | 1187476.4525 | 2765670.337 | 1187487.3665 | 2765676.4259 | 1187497.6887 | 2765682.3165 | 1187514.9004 | 2765685.6774 | 1187527.7938 | 2765685.4578 | 1187535.7282 | 2765679.7581 | 1187542.2319
156 | 2765679.7581 | 1187542.2319 | 2765680.9938 | 1187545.0235
157 | 2765655.2376 | 1187465.2513 | 2765622.1402 | 1187458.9859
158 | 2765680.9938 | 1187545.0235 | 2765690.5368 | 1187566.5822
159 | 2765493.2909 | 1187550.8088 | 2765492.3895 | 1187553.5288 | 2765487.6103 | 1187565.9282
160 | 2765487.6103 | 1187565.9282 | 2765486.3497 | 1187569.1988
161 | 2765482.1256 | 1187580.158 | 2765486.3497 | 1187569.1988
162 | 2765482.1256 | 1187580.158 | 2765482.1256 | 1187580.158 | 2765474.1238 | 1187586.8207 | 2765466.138 | 1187591.3017
163 | 2765466.138 | 1187591.3017 | 2765463.6784 | 1187592.6818 | 2765460.694 | 1187595.807
164 | 2765460.694 | 1187595.807 | 2765458.2773 | 1187598.3377 | 2765453.261 | 1187605.8169 | 2765445.0659 | 1187625.821
165 | 2765429.1628 | 1187675.3 | 2765428.5513 | 1187677.532
166 | 2765403.087 | 1187692.7549 | 2765406.0684 | 1187693.0139 | 2765416.9183 | 1187691.0117 | 2765422.7766 | 1187687.5927 | 2765428.5513 | 1187677.532 | 2765428.5513 | 1187677.532
167 | 2765365.1107 | 1187689.4464 | 2765383.9063 | 1187691.089 | 2765403.087 | 1187692.7549
168 | 2765403.2957 | 1187615.1786 | 2765407.2528 | 1187609.8387 | 2765410.9797 | 1187603.7139 | 2765411.7849 | 1187601.9634
169 | 2765403.2957 | 1187615.1786 | 2765408.4444 | 1187619.4802 | 2765410.0568 | 1187621.3598 | 2765410.9188 | 1187623.0406 | 2765411.3908 | 1187624.7441 | 2765411.6861 | 1187627.0432 | 2765411.5182 | 1187628.6956 | 2765407.7007 | 1187635.3406 | 2765406.9729 | 1187636.3806
170 | 2765403.2957 | 1187615.1786 | 2765398.7401 | 1187620.0794 | 2765393.172 | 1187624.8744 | 2765386.7398 | 1187629.4453 | 2765381.8144 | 1187632.5343 | 2765377.0767 | 1187634.9056 | 2765370.1722 | 1187637.5062 | 2765370.1267 | 1187637.5189
171 | 2765401.65 | 1187642.7379 | 2765404.4102 | 1187640.0428 | 2765406.9729 | 1187636.3806
172 | 2765370.1267 | 1187637.5189 | 2765364.0561 | 1187639.2055 | 2765357.3983 | 1187640.5933
173 | 2765401.65 | 1187642.7379 | 2765394.7518 | 1187649.4734 | 2765394.4344 | 1187649.7552
174 | 2765357.3983 | 1187640.5933 | 2765344.0267 | 1187643.3805
175 | 2765379.5875 | 1187658.4818 | 2765382.6508 | 1187657.7912 | 2765387.1092 | 1187655.579 | 2765390.7918 | 1187652.9894 | 2765394.4344 | 1187649.7552
176 | 2765325.9102 | 1187646.0753 | 2765329.0113 | 1187645.9775 | 2765335.838 | 1187645.0874 | 2765344.0267 | 1187643.3805
177 | 2765365.1107 | 1187689.4464 | 2765363.3495 | 1187675.2739 | 2765363.2043 | 1187672.3416
178 | 2765365.1107 | 1187689.4464 | 2765341.5715 | 1187687.5825
179 | 2765367.6174 | 1187593.1419 | 2765369.3053 | 1187592.631 | 2765371.0263 | 1187591.7641
180 | 2765345.7636 | 1187596.3848 | 2765347.2227 | 1187596.3802 | 2765355.9596 | 1187595.7097 | 2765363.0771 | 1187594.5162 | 2765367.6174 | 1187593.1419
181 | 2765345.7636 | 1187596.3848 | 2765337.1065 | 1187596.4121 | 2765319.959 | 1187594.5148 | 2765317.5304 | 1187594.205
182 | 2765308.6087 | 1187593.0669 | 2765317.5304 | 1187594.205
183 | 2765295.411 | 1187588.7591 | 2765296.2921 | 1187589.2903 | 2765302.4278 | 1187591.5839 | 2765308.6087 | 1187593.0669 | 2765308.6087 | 1187593.0669
184 | 2765295.411 | 1187588.7591 | 2765291.1108 | 1187586.1667 | 2765289.5642 | 1187584.9333
185 | 2765278.3565 | 1187573.3589 | 2765287.1817 | 1187583.0333 | 2765289.5642 | 1187584.9333
186 | 2765325.9102 | 1187646.0753 | 2765322.0582 | 1187646.1969 | 2765313.7146 | 1187645.8997 | 2765302.4526 | 1187645.1406
187 | 2765282.1483 | 1187644.2555 | 2765286.8545 | 1187644.0789 | 2765300.8521 | 1187645.0328 | 2765302.4526 | 1187645.1406
188 | 2765247.199 | 1187712.739 | 2765245.3643 | 1187712.8624 | 2765236.3572 | 1187713.2055
189 | 2765259.8049 | 1187709.3799 | 2765256.0396 | 1187711.0998 | 2765252.6845 | 1187712.0637 | 2765248.9972 | 1187712.618 | 2765247.199 | 1187712.739
190 | 2765259.8049 | 1187709.3799 | 2765265.6428 | 1187710.2863 | 2765274.2011 | 1187712.48 | 2765284.1068 | 1187715.089 | 2765294.6361 | 1187718.338 | 2765304.7536 | 1187720.7963
191 | 2765259.8049 | 1187709.3799 | 2765261.7455 | 1187707.6653 | 2765263.2337 | 1187705.471 | 2765265.1502 | 1187701.8651 | 2765266.812 | 1187699.4644 | 2765268.6469 | 1187697.7324
192 | 2765268.6469 | 1187697.7324 | 2765269.1243 | 1187697.2818 | 2765271.024 | 1187695.9441 | 2765273.626 | 1187694.8817 | 2765275.5679 | 1187694.4243
193 | 2765275.5679 | 1187694.4243 | 2765276.838 | 1187694.1252 | 2765277.5784 | 1187693.9935
194 | 2765277.5784 | 1187693.9935 | 2765296.203 | 1187690.6816
195 | 2765304.7536 | 1187720.7963 | 2765306.5817 | 1187721.2404
196 | 2765296.203 | 1187690.6816 | 2765302.0091 | 1187689.6491 | 2765315.2777 | 1187688.5786
197 | 2765306.5817 | 1187721.2404 | 2765314.777 | 1187723.2316 | 2765325.5359 | 1187725.2773
198 | 2765315.2777 | 1187688.5786 | 2765320.3995 | 1187688.1653
199 | 2765325.5359 | 1187725.2773 | 2765333.0486 | 1187726.7057 | 2765338.0161 | 1187727.3258
200 | 2765320.3995 | 1187688.1653 | 2765322.5449 | 1187687.9922 | 2765335.5278 | 1187687.5089
201 | 2765341.5715 | 1187687.5825 | 2765339.0057 | 1187687.3794 | 2765335.5278 | 1187687.5089
202 | 2765363.2043 | 1187672.3416 | 2765362.9281 | 1187666.7658 | 2765365.6889 | 1187661.6152 | 2765379.5875 | 1187658.4818

## bus_geodata
| x | y | coords
0 | 2764909.9042 | 1187296.9313
1 | 2764890.5108 | 1187278.1033
2 | 2764941.7342 | 1187291.5752
3 | 2764887.465 | 1187274.4958
4 | 2765158.0619 | 1187387.2707
5 | 2765132.0073 | 1187164.4563
6 | 2765232.8833 | 1187438.8847
7 | 2764873.5912 | 1187267.3867
8 | 2764864.2972 | 1187256.4997
9 | 2764804.7187 | 1187185.825
10 | 2764796.2882 | 1187185.3645
11 | 2764841.067 | 1187180.6238
12 | 2764742.066 | 1187189.2745
13 | 2764841.8153 | 1187194.406
14 | 2764816.9799 | 1187139.6026
15 | 2764690.5477 | 1187185.4872
16 | 2764722.1081 | 1187363.7703
17 | 2764842.0296 | 1187198.3531
18 | 2764900.2243 | 1187109.0103
19 | 2764435.5602 | 1187286.7768
20 | 2764716.6285 | 1187393.1014
21 | 2764848.6113 | 1187217.8604
22 | 2764894.5293 | 1187056.5966
23 | 2764893.9962 | 1187082.972
24 | 2764924.5154 | 1187023.3114
25 | 2764952.3114 | 1186989.8648
26 | 2764852.9053 | 1187233.6747
27 | 2764850.8786 | 1187226.2106
28 | 2764849.9008 | 1187222.6095
29 | 2764888.4163 | 1187784.4112
30 | 2764523.4336 | 1187940.5519
31 | 2764932.7208 | 1187785.0761
32 | 2765144.449 | 1187079.664
33 | 2765149.0562 | 1187032.1682
34 | 2765198.968 | 1186927.5928
35 | 2764996.2883 | 1186910.3558
36 | 2765247.9767 | 1186935.6942
37 | 2765248.6387 | 1186935.0701
38 | 2765403.3296 | 1187327.2437
39 | 2765426.8027 | 1187347.1696
40 | 2765397.0981 | 1187368.4562
41 | 2765537.5959 | 1187500.4223
42 | 2765524.2707 | 1187498.5938
43 | 2765514.0117 | 1187526.413
44 | 2765527.7072 | 1187481.8784
45 | 2765516.3957 | 1187494.0602
46 | 2765563.9533 | 1187584.7084
47 | 2765504.3648 | 1187529.7039
48 | 2765526.7959 | 1187477.5335
49 | 2765490.1808 | 1187488.465
50 | 2765580.1422 | 1187605.256
51 | 2765496.0626 | 1187542.4955
52 | 2765526.2205 | 1187445.489
53 | 2765485.6381 | 1187495.3109
54 | 2765454.2096 | 1187465.4993
55 | 2765473.875 | 1187438.1452
56 | 2765471.6587 | 1187432.8008
57 | 2765488.0314 | 1187441.3813
58 | 2765467.8284 | 1187421.5195
59 | 2765496.2142 | 1187419.515
60 | 2765462.6736 | 1187400.7828
61 | 2765499.8525 | 1187408.1713
62 | 2765459.1029 | 1187381.2704
63 | 2765502.1633 | 1187399.2788
64 | 2765512.6057 | 1187426.3363
65 | 2765458.0454 | 1187375.4915
66 | 2765507.3919 | 1187382.1523
67 | 2765522.1601 | 1187439.777
68 | 2765526.7251 | 1187353.8812
69 | 2765559.5735 | 1187325.5143
70 | 2765582.2258 | 1187323.016
71 | 2765229.9703 | 1187539.8572
72 | 2765293.568 | 1187451.3249
73 | 2765311.7317 | 1187470.3432
74 | 2765320.1696 | 1187398.1447
75 | 2765290.4442 | 1187453.3071
76 | 2765333.8055 | 1187398.419
77 | 2765330.2749 | 1187427.9653
78 | 2765351.0459 | 1187414.912
79 | 2765336.0724 | 1187463.3532
80 | 2765368.5844 | 1187452.0205
81 | 2765381.9015 | 1187457.8357
82 | 2765365.7815 | 1187446.3692
83 | 2765382.3587 | 1187469.6187
84 | 2765384.6613 | 1187437.0873
85 | 2765365.22 | 1187456.7408
86 | 2765363.7702 | 1187441.7377
87 | 2765381.6687 | 1187476.601
88 | 2765392.5764 | 1187413.2905
89 | 2765358.1339 | 1187509.8372
90 | 2765362.7741 | 1187439.5914
91 | 2765380.4833 | 1187488.7268
92 | 2765390.4757 | 1187404.0131
93 | 2765396.6031 | 1187426.9807
94 | 2765396.8963 | 1187427.4862
95 | 2765405.8115 | 1187439.0902
96 | 2765405.7069 | 1187444.5321
97 | 2765385.9691 | 1187391.7634
98 | 2765405.5224 | 1187454.1409
99 | 2765419.6174 | 1187451.1379
100 | 2765410.5377 | 1187420.2014
101 | 2765421.945 | 1187454.1189
102 | 2765384.477 | 1187388.1221
103 | 2765357.8752 | 1187547.6933
104 | 2765350.2733 | 1187553.3926
105 | 2765405.3768 | 1187461.7207
106 | 2765411.7994 | 1187465.5126
107 | 2765416.056 | 1187461.7462
108 | 2765417.6953 | 1187460.2957
109 | 2765423.0608 | 1187455.548
110 | 2765399.0602 | 1187385.3797
111 | 2765419.3713 | 1187505.061
112 | 2765415.7127 | 1187517.5681
113 | 2765422.3388 | 1187500.069
114 | 2765409.6891 | 1187549.643
115 | 2765427.3038 | 1187497.3138
116 | 2765396.0225 | 1187569.5257
117 | 2765427.8724 | 1187495.6896
118 | 2765390.6853 | 1187575.6506
119 | 2765431.7935 | 1187484.4453
120 | 2765416.8732 | 1187548.2046
121 | 2765421.7414 | 1187542.2621
122 | 2765416.3351 | 1187566.08
123 | 2765468.0442 | 1187513.1471
124 | 2765468.7288 | 1187510.8166
125 | 2765452.5784 | 1187524.0033
126 | 2765474.858 | 1187504.5005
127 | 2765445.8649 | 1187525.6852
128 | 2765443.7911 | 1187530.5545
129 | 2765426.9311 | 1187535.927
130 | 2765433.6583 | 1187471.5328
131 | 2765432.0299 | 1187483.7655
132 | 2765442.1346 | 1187461.7915
133 | 2765454.0534 | 1187465.4063
134 | 2765382.6626 | 1187369.244
135 | 2765377.2403 | 1187373.5564
136 | 2764549.1588 | 1188008.3812
137 | 2764549.6617 | 1188002.4883
138 | 2765101.6219 | 1187713.2901
139 | 2765148.3156 | 1187689.5076
140 | 2765030.7752 | 1187743.4176
141 | 2765162.0244 | 1187683.1661
142 | 2764945.8309 | 1187770.8578
143 | 2765223.4346 | 1187662.3457
144 | 2765133.4207 | 1187719.2725
145 | 2765208.2415 | 1187713.6046
146 | 2765276.6054 | 1187645.0526
147 | 2765212.2358 | 1187713.5689
148 | 2765558.7524 | 1187401.4127
149 | 2765570.7912 | 1187448.7682
150 | 2765656.2228 | 1187500.1642
151 | 2765669.4675 | 1187523.0511
152 | 2765679.7581 | 1187542.2319
153 | 2765655.2376 | 1187465.2513
154 | 2765680.9938 | 1187545.0235
155 | 2765493.2909 | 1187550.8088
156 | 2765487.6103 | 1187565.9282
157 | 2765486.3497 | 1187569.1988
158 | 2765482.1256 | 1187580.158
159 | 2765466.138 | 1187591.3017
160 | 2765460.694 | 1187595.807
161 | 2765445.0659 | 1187625.821
162 | 2765429.1628 | 1187675.3
163 | 2765428.5513 | 1187677.532
164 | 2765403.087 | 1187692.7549
165 | 2765411.7849 | 1187601.9634
166 | 2765403.2957 | 1187615.1786
167 | 2765406.9729 | 1187636.3806
168 | 2765370.1267 | 1187637.5189
169 | 2765401.65 | 1187642.7379
170 | 2765357.3983 | 1187640.5933
171 | 2765394.4344 | 1187649.7552
172 | 2765344.0267 | 1187643.3805
173 | 2765365.1107 | 1187689.4464
174 | 2765371.0263 | 1187591.7641
175 | 2765367.6174 | 1187593.1419
176 | 2765345.7636 | 1187596.3848
177 | 2765317.5304 | 1187594.205
178 | 2765308.6087 | 1187593.0669
179 | 2765289.5642 | 1187584.9333
180 | 2765295.411 | 1187588.7591
181 | 2765278.3565 | 1187573.3589
182 | 2765325.9102 | 1187646.0753
183 | 2765302.4526 | 1187645.1406
184 | 2765282.1483 | 1187644.2555
185 | 2765236.3572 | 1187713.2055
186 | 2765247.199 | 1187712.739
187 | 2765259.8049 | 1187709.3799
188 | 2765268.6469 | 1187697.7324
189 | 2765275.5679 | 1187694.4243
190 | 2765277.5784 | 1187693.9935
191 | 2765304.7536 | 1187720.7963
192 | 2765296.203 | 1187690.6816
193 | 2765306.5817 | 1187721.2404
194 | 2765315.2777 | 1187688.5786
195 | 2765325.5358 | 1187725.2773
196 | 2765320.3995 | 1187688.1653
197 | 2765335.5278 | 1187687.5089
198 | 2765341.5715 | 1187687.5825
199 | 2765338.0161 | 1187727.3258
200 | 2765363.2043 | 1187672.3416
201 | 2765379.5875 | 1187658.4818
202 | 2765690.5368 | 1187566.5822
203 | 2765622.1402 | 1187458.9859
204 | 2765381.9015 | 1187457.8357

## line_std_types
| c_nf_per_km | r_ohm_per_km | x_ohm_per_km | max_i_ka | type | q_mm2 | alpha | voltage_rating
NAYY 4x50 SE | 210 | 0.642 | 0.083 | 0.142 | cs | 50 | 0.00403 | LV
NAYY 4x120 SE | 264 | 0.225 | 0.08 | 0.242 | cs | 120 | 0.00403 | LV
NAYY 4x150 SE | 261 | 0.208 | 0.08 | 0.27 | cs | 150 | 0.00403 | LV
NA2XS2Y 1x95 RM/25 12/20 kV | 216 | 0.313 | 0.132 | 0.252 | cs | 95 | 0.00403 | MV
NA2XS2Y 1x185 RM/25 12/20 kV | 273 | 0.161 | 0.117 | 0.362 | cs | 185 | 0.00403 | MV
NA2XS2Y 1x240 RM/25 12/20 kV | 304 | 0.122 | 0.112 | 0.421 | cs | 240 | 0.00403 | MV
NA2XS2Y 1x95 RM/25 6/10 kV | 315 | 0.313 | 0.123 | 0.249 | cs | 95 | 0.00403 | MV
NA2XS2Y 1x185 RM/25 6/10 kV | 406 | 0.161 | 0.11 | 0.358 | cs | 185 | 0.00403 | MV
NA2XS2Y 1x240 RM/25 6/10 kV | 456 | 0.122 | 0.105 | 0.416 | cs | 240 | 0.00403 | MV
NA2XS2Y 1x150 RM/25 12/20 kV | 250 | 0.206 | 0.116 | 0.319 | cs | 150 | 0.00403 | MV
NA2XS2Y 1x120 RM/25 12/20 kV | 230 | 0.253 | 0.119 | 0.283 | cs | 120 | 0.00403 | MV
NA2XS2Y 1x70 RM/25 12/20 kV | 190 | 0.443 | 0.132 | 0.22 | cs | 70 | 0.00403 | MV
NA2XS2Y 1x150 RM/25 6/10 kV | 360 | 0.206 | 0.11 | 0.315 | cs | 150 | 0.00403 | MV
NA2XS2Y 1x120 RM/25 6/10 kV | 340 | 0.253 | 0.113 | 0.28 | cs | 120 | 0.00403 | MV
NA2XS2Y 1x70 RM/25 6/10 kV | 280 | 0.443 | 0.123 | 0.217 | cs | 70 | 0.00403 | MV
N2XS(FL)2Y 1x120 RM/35 64/110 kV | 112 | 0.153 | 0.166 | 0.366 | cs | 120 | 0.00393 | HV
N2XS(FL)2Y 1x185 RM/35 64/110 kV | 125 | 0.099 | 0.156 | 0.457 | cs | 185 | 0.00393 | HV
N2XS(FL)2Y 1x240 RM/35 64/110 kV | 135 | 0.075 | 0.149 | 0.526 | cs | 240 | 0.00393 | HV
N2XS(FL)2Y 1x300 RM/35 64/110 kV | 144 | 0.06 | 0.144 | 0.588 | cs | 300 | 0.00393 | HV
15-AL1/3-ST1A 0.4 | 11 | 1.8769 | 0.35 | 0.105 | ol | 16 | 0.00403 | LV
24-AL1/4-ST1A 0.4 | 11.25 | 1.2012 | 0.335 | 0.14 | ol | 24 | 0.00403 | LV
48-AL1/8-ST1A 0.4 | 12.2 | 0.5939 | 0.3 | 0.21 | ol | 48 | 0.00403 | LV
94-AL1/15-ST1A 0.4 | 13.2 | 0.306 | 0.29 | 0.35 | ol | 94 | 0.00403 | LV
34-AL1/6-ST1A 10.0 | 9.7 | 0.8342 | 0.36 | 0.17 | ol | 34 | 0.00403 | MV
48-AL1/8-ST1A 10.0 | 10.1 | 0.5939 | 0.35 | 0.21 | ol | 48 | 0.00403 | MV
70-AL1/11-ST1A 10.0 | 10.4 | 0.4132 | 0.339 | 0.29 | ol | 70 | 0.00403 | MV
94-AL1/15-ST1A 10.0 | 10.75 | 0.306 | 0.33 | 0.35 | ol | 94 | 0.00403 | MV
122-AL1/20-ST1A 10.0 | 11.1 | 0.2376 | 0.323 | 0.41 | ol | 122 | 0.00403 | MV
149-AL1/24-ST1A 10.0 | 11.25 | 0.194 | 0.315 | 0.47 | ol | 149 | 0.00403 | MV
34-AL1/6-ST1A 20.0 | 9.15 | 0.8342 | 0.382 | 0.17 | ol | 34 | 0.00403 | MV
48-AL1/8-ST1A 20.0 | 9.5 | 0.5939 | 0.372 | 0.21 | ol | 48 | 0.00403 | MV
70-AL1/11-ST1A 20.0 | 9.7 | 0.4132 | 0.36 | 0.29 | ol | 70 | 0.00403 | MV
94-AL1/15-ST1A 20.0 | 10 | 0.306 | 0.35 | 0.35 | ol | 94 | 0.00403 | MV
122-AL1/20-ST1A 20.0 | 10.3 | 0.2376 | 0.344 | 0.41 | ol | 122 | 0.00403 | MV
149-AL1/24-ST1A 20.0 | 10.5 | 0.194 | 0.337 | 0.47 | ol | 149 | 0.00403 | MV
184-AL1/30-ST1A 20.0 | 10.75 | 0.1571 | 0.33 | 0.535 | ol | 184 | 0.00403 | MV
243-AL1/39-ST1A 20.0 | 11 | 0.1188 | 0.32 | 0.645 | ol | 243 | 0.00403 | MV
48-AL1/8-ST1A 110.0 | 8 | 0.5939 | 0.46 | 0.21 | ol | 48 | 0.00403 | HV
70-AL1/11-ST1A 110.0 | 8.4 | 0.4132 | 0.45 | 0.29 | ol | 70 | 0.00403 | HV
94-AL1/15-ST1A 110.0 | 8.65 | 0.306 | 0.44 | 0.35 | ol | 94 | 0.00403 | HV
122-AL1/20-ST1A 110.0 | 8.5 | 0.2376 | 0.43 | 0.41 | ol | 122 | 0.00403 | HV
149-AL1/24-ST1A 110.0 | 8.75 | 0.194 | 0.41 | 0.47 | ol | 149 | 0.00403 | HV
184-AL1/30-ST1A 110.0 | 8.8 | 0.1571 | 0.4 | 0.535 | ol | 184 | 0.00403 | HV
243-AL1/39-ST1A 110.0 | 9 | 0.1188 | 0.39 | 0.645 | ol | 243 | 0.00403 | HV
305-AL1/39-ST1A 110.0 | 9.2 | 0.0949 | 0.38 | 0.74 | ol | 305 | 0.00403 | HV
490-AL1/64-ST1A 110.0 | 9.75 | 0.059 | 0.37 | 0.96 | ol | 490 | 0.00403 | HV
679-AL1/86-ST1A 110.0 | 9.95 | 0.042 | 0.36 | 1.15 | ol | 679 | 0.00403 | HV
490-AL1/64-ST1A 220.0 | 10 | 0.059 | 0.285 | 0.96 | ol | 490 | 0.00403 | HV
679-AL1/86-ST1A 220.0 | 11.7 | 0.042 | 0.275 | 1.15 | ol | 679 | 0.00403 | HV
490-AL1/64-ST1A 380.0 | 11 | 0.059 | 0.253 | 0.96 | ol | 490 | 0.00403 | HV
679-AL1/86-ST1A 380.0 | 14.6 | 0.042 | 0.25 | 1.15 | ol | 679 | 0.00403 | HV

## trafo_std_types
| i0_percent | pfe_kw | vkr_percent | sn_mva | vn_lv_kv | vn_hv_kv | vk_percent | shift_degree | vector_group | tap_side | tap_neutral | tap_min | tap_max | tap_step_degree | tap_step_percent | tap_phase_shifter
160 MVA 380/110 kV | 0.06 | 60 | 0.25 | 160 | 110 | 380 | 12.2 | 0 | Yy0 | hv | 0 | -9 | 9 | 0 | 1.5 | FALSE
100 MVA 220/110 kV | 0.06 | 55 | 0.26 | 100 | 110 | 220 | 12 | 0 | Yy0 | hv | 0 | -9 | 9 | 0 | 1.5 | FALSE
63 MVA 110/20 kV | 0.04 | 22 | 0.32 | 63 | 20 | 110 | 18 | 150 | YNd5 | hv | 0 | -9 | 9 | 0 | 1.5 | FALSE
40 MVA 110/20 kV | 0.05 | 18 | 0.34 | 40 | 20 | 110 | 16.2 | 150 | YNd5 | hv | 0 | -9 | 9 | 0 | 1.5 | FALSE
25 MVA 110/20 kV | 0.07 | 14 | 0.41 | 25 | 20 | 110 | 12 | 150 | YNd5 | hv | 0 | -9 | 9 | 0 | 1.5 | FALSE
63 MVA 110/10 kV | 0.04 | 22 | 0.32 | 63 | 10 | 110 | 18 | 150 | YNd5 | hv | 0 | -9 | 9 | 0 | 1.5 | FALSE
40 MVA 110/10 kV | 0.05 | 18 | 0.34 | 40 | 10 | 110 | 16.2 | 150 | YNd5 | hv | 0 | -9 | 9 | 0 | 1.5 | FALSE
25 MVA 110/10 kV | 0.07 | 14 | 0.41 | 25 | 10 | 110 | 12 | 150 | YNd5 | hv | 0 | -9 | 9 | 0 | 1.5 | FALSE
0.25 MVA 20/0.4 kV | 0.32 | 0.8 | 1.44 | 0.25 | 0.4 | 20 | 6 | 150 | Yzn5 | hv | 0 | -2 | 2 | 0 | 2.5 | FALSE
0.4 MVA 20/0.4 kV | 0.3375 | 1.35 | 1.425 | 0.4 | 0.4 | 20 | 6 | 150 | Dyn5 | hv | 0 | -2 | 2 | 0 | 2.5 | FALSE
0.63 MVA 20/0.4 kV | 0.2619 | 1.65 | 1.206 | 0.63 | 0.4 | 20 | 6 | 150 | Dyn5 | hv | 0 | -2 | 2 | 0 | 2.5 | FALSE
0.25 MVA 10/0.4 kV | 0.24 | 0.6 | 1.2 | 0.25 | 0.4 | 10 | 4 | 150 | Dyn5 | hv | 0 | -2 | 2 | 0 | 2.5 | FALSE
0.4 MVA 10/0.4 kV | 0.2375 | 0.95 | 1.325 | 0.4 | 0.4 | 10 | 4 | 150 | Dyn5 | hv | 0 | -2 | 2 | 0 | 2.5 | FALSE
0.63 MVA 10/0.4 kV | 0.1873 | 1.18 | 1.0794 | 0.63 | 0.4 | 10 | 4 | 150 | Dyn5 | hv | 0 | -2 | 2 | 0 | 2.5 | FALSE

## trafo3w_std_types
| sn_hv_mva | sn_mv_mva | sn_lv_mva | vn_hv_kv | vn_mv_kv | vn_lv_kv | vk_hv_percent | vk_mv_percent | vk_lv_percent | vkr_hv_percent | vkr_mv_percent | vkr_lv_percent | pfe_kw | i0_percent | shift_mv_degree | shift_lv_degree | vector_group | tap_side | tap_neutral | tap_min | tap_max | tap_step_percent
63/25/38 MVA 110/20/10 kV | 63 | 25 | 38 | 110 | 20 | 10 | 10.4 | 10.4 | 10.4 | 0.28 | 0.32 | 0.35 | 35 | 0.89 | 0 | 0 | YN0yn0yn0 | hv | 0 | -10 | 10 | 1.2
63/25/38 MVA 110/10/10 kV | 63 | 25 | 38 | 110 | 10 | 10 | 10.4 | 10.4 | 10.4 | 0.28 | 0.32 | 0.35 | 35 | 0.89 | 0 | 0 | YN0yn0yn0 | hv | 0 | -10 | 10 | 1.2

## fuse_std_types
| fuse_type | i_rated_a | t_avg | t_min | t_total | x_avg | x_min | x_total
HV 100A | HV 100A | 100 | 0 | [10.0, 3.64, 0.854, 0.281, 0.1, 0.0531, 0.022, 0.01] | [10.0, 4.267, 1.21, 0.403, 0.1, 0.058, 0.022, 0.01] | 0 | [300.0, 350.0, 450.0, 550.0, 700.0, 850.0, 1200.0, 1752.0] | [600.0, 700.0, 900.0, 1150.0, 1665.0, 2000.0, 3000.0, 4313.0]
HV 10A | HV 10A | 10 | 0 | [10.0, 1675.0, 0.344, 0.156, 0.1, 0.0417, 0.0171, 0.01] | [10.0, 1.3, 0.3, 0.155, 0.1, 0.0555, 0.023, 0.01] | 0 | [30.0, 32.0, 35.0, 37.0, 39.0, 50.0, 70.0, 88.0] | [60.0, 70.0, 80.0, 87.0, 94.0, 110.0, 150.0, 216.0]
HV 125A | HV 125A | 125 | 0 | [10.0, 1.82, 0.344, 0.1, 0.0467, 0.0269, 0.01] | [10.0, 2.478, 0.426, 0.1, 0.0427, 0.0211, 0.01] | 0 | [375.0, 500.0, 700.0, 925.0, 1200.0, 1500.0, 2341.0] | [750.0, 1000.0, 1500.0, 2200.0, 3000.0, 4000.0, 5765.0]
HV 160A | HV 160A | 160 | 0 | [10.0, 4.15, 1.03, 0.198, 0.1, 0.051, 0.0172, 0.01] | [10.0, 2.3, 0.734, 0.274, 0.1, 0.046, 0.0177, 0.01] | 0 | [480.0, 550.0, 700.0, 1000.0, 1260.0, 1600.0, 2500.0, 3227.0] | [960.0, 1300.0, 1700.0, 2200.0, 2996.0, 4000.0, 6000.0, 7946.0]
HV 16A | HV 16A | 16 | 0 | [10.0, 0.352, 0.164, 0.1, 0.0649, 0.0342, 0.01] | [10.0, 2.34, 0.722, 0.181, 0.1, 0.055, 0.0296, 0.01] | 0 | [48.0, 60.0, 65.0, 71.0, 80.0, 100.0, 162.0] | [96.0, 110.0, 125.0, 150.0, 168.0, 200.0, 250.0, 398.0]
HV 200A | HV 200A | 200 | 0 | [10.0, 4.267, 1.21, 0.403, 0.1, 0.058, 0.022, 0.01] | [10.0, 3.73, 1.654, 0.328, 0.1, 0.0531, 0.019, 0.01] | 0 | [600.0, 700.0, 900.0, 1150.0, 1665.0, 2000.0, 3000.0, 4313.0] | [1200.0, 1500.0, 1800.0, 2700.0, 3960.0, 5000.0, 7500.0, 10620.0]
HV 20A | HV 20A | 20 | 0 | [10.0, 1.3, 0.3, 0.155, 0.1, 0.0555, 0.023, 0.01] | [10.0, 1.3, 0.161, 0.1, 0.0611, 0.0399, 0.0141, 0.01] | 0 | [60.0, 70.0, 80.0, 87.0, 94.0, 110.0, 150.0, 216.0] | [120.0, 150.0, 200.0, 223.0, 260.0, 300.0, 450.0, 532.0]
HV 25A | HV 25A | 25 | 0 | [10.0, 2.512, 0.833, 0.299, 0.1, 0.0372, 0.0223, 0.01] | [10.0, 3.125, 0.597, 0.198, 0.1, 0.0378, 0.022, 0.01] | 0 | [75.0, 82.0, 90.0, 100.0, 124.0, 170.0, 200.0, 289.0] | [150.0, 170.0, 210.0, 250.0, 294.0, 400.0, 500.0, 711.0]
HV 31.5A | HV 31.5A | 31.5 | 0 | [10.0, 2.34, 0.722, 0.181, 0.1, 0.055, 0.0296, 0.01] | [10.0, 2.84, 0.368, 0.164, 0.1, 0.0621, 0.0378, 0.0195, 0.01] | 0 | [95.0, 110.0, 125.0, 150.0, 165.0, 200.0, 250.0, 390.0] | [189.0, 220.0, 300.0, 350.0, 393.0, 450.0, 530.0, 700.0, 960.0]
HV 40A | HV 40A | 40 | 0 | [10.0, 1.3, 0.161, 0.1, 0.0611, 0.0399, 0.0141, 0.01] | [10.0, 2.05, 0.369, 0.198, 0.1, 0.051, 0.0298, 0.01] | 0 | [120.0, 150.0, 200.0, 223.0, 260.0, 300.0, 450.0, 532.0] | [240.0, 300.0, 400.0, 450.0, 530.0, 650.0, 800.0, 1311.0]
HV 50A | HV 50A | 50 | 0 | [10.0, 3.215, 0.597, 0.198, 0.1, 0.0378, 0.022, 0.01] | [10.0, 3.64, 0.854, 0.281, 0.1, 0.0531, 0.022, 0.01] | 0 | [150.0, 170.0, 210.0, 250.0, 294.0, 400.0, 500.0, 711.0] | [300.0, 350.0, 450.0, 550.0, 700.0, 850.0, 1200.0, 1752.0]
HV 6.3A | HV 6.3A | 6.3 | 0 | [10.0, 1.39, 0.344, 0.168, 0.1, 0.056, 0.0263, 0.01] | [10.0, 1.711, 0.516, 0.198, 0.1, 0.0634, 0.0303, 0.01] | 0 | [19.0, 19.5, 20.4, 20.8, 22.0, 25.0, 32.0, 48.0] | [38.0, 40.0, 43.0, 48.0, 53.0, 60.0, 75.0, 118.0]
HV 63A | HV 63A | 63 | 0 | [10.0, 2.84, 0.368, 0.164, 0.1, 0.0621, 0.0378, 0.0195, 0.01] | [10.0, 1.82, 0.344, 0.1, 0.0467, 0.0269, 0.01] | 0 | [189.0, 220.0, 300.0, 350.0, 393.0, 450.0, 530.0, 700.0, 961.0] | [378.0, 500.0, 700.0, 934.0, 1200.0, 1500.0, 2366.0]
HV 80A | HV 80A | 80 | 0 | [10.0, 2.05, 0.369, 0.198, 0.1, 0.051, 0.0298, 0.01] | [10.0, 4.15, 1.03, 0.198, 0.1, 0.051, 0.0172, 0.01] | 0 | [240.0, 300.0, 400.0, 450.0, 530.0, 650.0, 800.0, 1311.0] | [480.0, 550.0, 700.0, 1000.0, 1260.0, 1600.0, 2500.0, 3227.0]
Siemens NH-1-100 | Siemens NH-1-100 | 100 | [5400.0, 2000.0, 400.0, 20.0, 1.0, 0.2, 0.012, 0.004] | 0 | 0 | [150.0, 190.0, 250.0, 430.0, 900.0, 1250.0, 2700.0, 3600.0] | 0 | 0
Siemens NH-1-125 | Siemens NH-1-125 | 125 | [4800.0, 120.0, 7.0, 0.1, 0.004] | 0 | 0 | [180.0, 400.0, 740.0, 2000.0, 4250.0] | 0 | 0
Siemens NH-1-16 | Siemens NH-1-16 | 16 | [4000.0, 400.0, 2.0, 0.1, 0.04, 0.01] | 0 | 0 | [26.0, 35.0, 75.0, 150.0, 200.0, 300.0] | 0 | 0
Siemens NH-1-160 | Siemens NH-1-160 | 160 | [4800.0, 120.0, 7.0, 0.1, 0.004] | 0 | 0 | [210.0, 500.0, 900.0, 2300.0, 5000.0] | 0 | 0
Siemens NH-1-25 | Siemens NH-1-25 | 25 | [4000.0, 1000.0, 10.0, 0.2, 0.02, 0.01] | 0 | 0 | [40.0, 50.0, 100.0, 210.0, 400.0, 500.0] | 0 | 0
Siemens NH-1-50 | Siemens NH-1-50 | 50 | [4000.0, 40.0, 4.0, 1.0, 0.02, 0.01] | 0 | 0 | [86.0, 200.0, 300.0, 400.0, 1000.0, 1280.0] | 0 | 0
Siemens NH-1-63 | Siemens NH-1-63 | 63 | [4000.0, 100.0, 10.0, 2.0, 0.04, 0.01] | 0 | 0 | [100.0, 200.0, 300.0, 400.0, 1000.0, 1500.0] | 0 | 0
Siemens NH-1-80 | Siemens NH-1-80 | 80 | [4800.0, 120.0, 7.0, 0.1, 0.01] | 0 | 0 | [150.58, 250.0, 450.0, 1150.0, 2470.0] | 0 | 0
Siemens NH-2-1000 | Siemens NH-2-1000 | 1000 | [4800.0, 120.0, 7.0, 0.1, 0.004] | 0 | 0 | [1900.0, 3500.0, 8400.0, 24000.0, 52000.0] | 0 | 0
Siemens NH-2-200 | Siemens NH-2-200 | 200 | [4800.0, 120.0, 7.0, 0.1, 0.004] | 0 | 0 | [280.0, 650.0, 1200.0, 3000.0, 7000.0] | 0 | 0
Siemens NH-2-224 | Siemens NH-2-224 | 224 | [4800.0, 120.0, 7.0, 0.2, 0.04, 0.004] | 0 | 0 | [400.0, 750.0, 1453.0, 3025.0, 4315.0, 7600.0] | 0 | 0
Siemens NH-2-250 | Siemens NH-2-250 | 250 | [4800.0, 120.0, 7.0, 0.1, 0.004] | 0 | 0 | [450.0, 800.0, 1650.0, 4000.0, 8500.0] | 0 | 0
Siemens NH-2-315 | Siemens NH-2-315 | 315 | [4800.0, 120.0, 7.0, 0.1, 0.004] | 0 | 0 | [550.0, 920.0, 1900.0, 5000.0, 11000.0] | 0 | 0
Siemens NH-2-355 | Siemens NH-2-355 | 355 | [4800.0, 120.0, 6.0, 0.1, 0.004] | 0 | 0 | [650.0, 1116.27, 2350.0, 5840.0, 12790.0] | 0 | 0
Siemens NH-2-400 | Siemens NH-2-400 | 400 | [4800.0, 120.0, 7.0, 0.1, 0.004] | 0 | 0 | [720.0, 1350.0, 2800.0, 6500.0, 15000.0] | 0 | 0
Siemens NH-2-425 | Siemens NH-2-425 | 425 | [4800.0, 120.0, 7.0, 0.1, 0.004] | 0 | 0 | [850.0, 1500.0, 3050.0, 7500.0, 16500.0] | 0 | 0
Siemens NH-2-630 | Siemens NH-2-630 | 630 | [4800.0, 120.0, 7.0, 0.1, 0.004] | 0 | 0 | [1200.0, 2000.0, 4800.0, 12000.0, 26000.0] | 0 | 0

## dtypes
| element | column | dtype
0 | bus | name | object
1 | bus | vn_kv | float64
2 | bus | type | object
3 | bus | zone | object
4 | bus | in_service | bool
5 | load | name | object
6 | load | bus | uint32
7 | load | p_mw | float64
8 | load | q_mvar | float64
9 | load | const_z_percent | float64
10 | load | const_i_percent | float64
11 | load | sn_mva | float64
12 | load | scaling | float64
13 | load | in_service | bool
14 | load | type | object
15 | ext_grid | name | object
16 | ext_grid | bus | uint32
17 | ext_grid | vm_pu | float64
18 | ext_grid | va_degree | float64
19 | ext_grid | slack_weight | float64
20 | ext_grid | in_service | bool
21 | line | name | object
22 | line | std_type | object
23 | line | from_bus | uint32
24 | line | to_bus | uint32
25 | line | length_km | float64
26 | line | r_ohm_per_km | float64
27 | line | x_ohm_per_km | float64
28 | line | c_nf_per_km | float64
29 | line | g_us_per_km | float64
30 | line | max_i_ka | float64
31 | line | df | float64
32 | line | parallel | uint32
33 | line | type | object
34 | line | in_service | bool
35 | trafo | name | object
36 | trafo | std_type | object
37 | trafo | hv_bus | uint32
38 | trafo | lv_bus | uint32
39 | trafo | sn_mva | float64
40 | trafo | vn_hv_kv | float64
41 | trafo | vn_lv_kv | float64
42 | trafo | vk_percent | float64
43 | trafo | vkr_percent | float64
44 | trafo | pfe_kw | float64
45 | trafo | i0_percent | float64
46 | trafo | shift_degree | float64
47 | trafo | tap_side | object
48 | trafo | tap_neutral | int32
49 | trafo | tap_min | int32
50 | trafo | tap_max | int32
51 | trafo | tap_step_percent | float64
52 | trafo | tap_step_degree | float64
53 | trafo | tap_pos | int32
54 | trafo | tap_phase_shifter | bool
55 | trafo | parallel | uint32
56 | trafo | df | float64
57 | trafo | in_service | bool
58 | line_geodata | coords | object
59 | bus_geodata | x | float64
60 | bus_geodata | y | float64
61 | bus_geodata | coords | object

## parameters
| version | format_version | converged | OPF_converged | name | f_hz | sn_mva
0 | 2.14.6 | 2.14.0 | FALSE | FALSE |  | 50 | 1