## bus
| name | vn_kv | type | zone | in_service
0 | bus_LV_3946-1_0_5_node_0 | 0.4 | n |  | TRUE
1 | bus_LV_3946-1_0_5_node_1 | 0.4 | n |  | TRUE
2 | bus_LV_3946-1_0_5_node_2 | 0.4 | n |  | TRUE
3 | bus_LV_3946-1_0_5_node_3 | 0.4 | n |  | TRUE
4 | bus_LV_3946-1_0_5_node_4 | 0.4 | n |  | TRUE
5 | bus_LV_3946-1_0_5_node_5 | 0.4 | n |  | TRUE
6 | bus_LV_3946-1_0_5_node_6 | 0.4 | n |  | TRUE
7 | bus_LV_3946-1_0_5_node_7 | 0.4 | n |  | TRUE
8 | bus_LV_3946-1_0_5_node_10 | 0.4 | n |  | TRUE
9 | bus_LV_3946-1_0_5_node_22 | 0.4 | n |  | TRUE
10 | bus_LV_3946-1_0_5_node_23 | 0.4 | n |  | TRUE
11 | bus_LV_3946-1_0_5_node_8 | 0.4 | n |  | TRUE
12 | bus_LV_3946-1_0_5_node_21 | 0.4 | n |  | TRUE
13 | bus_LV_3946-1_0_5_node_24 | 0.4 | n |  | TRUE
14 | bus_LV_3946-1_0_5_node_9 | 0.4 | n |  | TRUE
15 | bus_LV_3946-1_0_5_node_15 | 0.4 | n |  | TRUE
16 | bus_LV_3946-1_0_5_node_16 | 0.4 | n |  | TRUE
17 | bus_LV_3946-1_0_5_node_11 | 0.4 | n |  | TRUE
18 | bus_LV_3946-1_0_5_node_12 | 0.4 | n |  | TRUE
19 | bus_LV_3946-1_0_5_node_13 | 0.4 | n |  | TRUE
20 | bus_LV_3946-1_0_5_node_14 | 0.4 | n |  | TRUE
21 | bus_LV_3946-1_0_5_node_39 | 0.4 | n |  | TRUE
22 | bus_LV_3946-1_0_5_node_34 | 0.4 | n |  | TRUE
23 | bus_LV_3946-1_0_5_node_33 | 0.4 | n |  | TRUE
24 | bus_LV_3946-1_0_5_node_17 | 0.4 | n |  | TRUE
25 | bus_LV_3946-1_0_5_node_18 | 0.4 | n |  | TRUE
26 | bus_LV_3946-1_0_5_node_19 | 0.4 | n |  | TRUE
27 | bus_LV_3946-1_0_5_node_20 | 0.4 | n |  | TRUE
28 | bus_LV_3946-1_0_5_node_25 | 0.4 | n |  | TRUE
29 | bus_LV_3946-1_0_5_node_28 | 0.4 | n |  | TRUE
30 | bus_LV_3946-1_0_5_node_156 | 0.4 | n |  | TRUE
31 | bus_LV_3946-1_0_5_node_27 | 0.4 | n |  | TRUE
32 | bus_LV_3946-1_0_5_node_157 | 0.4 | n |  | TRUE
33 | bus_LV_3946-1_0_5_node_158 | 0.4 | n |  | TRUE
34 | bus_LV_3946-1_0_5_node_155 | 0.4 | n |  | TRUE
35 | bus_LV_3946-1_0_5_node_159 | 0.4 | n |  | TRUE
36 | bus_LV_3946-1_0_5_node_29 | 0.4 | n |  | TRUE
37 | bus_LV_3946-1_0_5_node_30 | 0.4 | n |  | TRUE
38 | bus_LV_3946-1_0_5_node_31 | 0.4 | n |  | TRUE
39 | bus_LV_3946-1_0_5_node_32 | 0.4 | n |  | TRUE
40 | bus_LV_3946-1_0_5_node_35 | 0.4 | n |  | TRUE
41 | bus_LV_3946-1_0_5_node_36 | 0.4 | n |  | TRUE
42 | bus_LV_3946-1_0_5_node_37 | 0.4 | n |  | TRUE
43 | bus_LV_3946-1_0_5_node_38 | 0.4 | n |  | TRUE
44 | bus_LV_3946-1_0_5_node_40 | 0.4 | n |  | TRUE
45 | bus_LV_3946-1_0_5_node_42 | 0.4 | n |  | TRUE
46 | bus_LV_3946-1_0_5_node_41 | 0.4 | n |  | TRUE
47 | bus_LV_3946-1_0_5_node_82 | 0.4 | n |  | TRUE
48 | bus_LV_3946-1_0_5_node_81 | 0.4 | n |  | TRUE
49 | bus_LV_3946-1_0_5_node_83 | 0.4 | n |  | TRUE
50 | bus_LV_3946-1_0_5_node_47 | 0.4 | n |  | TRUE
51 | bus_LV_3946-1_0_5_node_43 | 0.4 | n |  | TRUE
52 | bus_LV_3946-1_0_5_node_44 | 0.4 | n |  | TRUE
53 | bus_LV_3946-1_0_5_node_45 | 0.4 | n |  | TRUE
54 | bus_LV_3946-1_0_5_node_46 | 0.4 | n |  | TRUE
55 | bus_LV_3946-1_0_5_node_48 | 0.4 | n |  | TRUE
56 | bus_LV_3946-1_0_5_node_49 | 0.4 | n |  | TRUE
57 | bus_LV_3946-1_0_5_node_53 | 0.4 | n |  | TRUE
58 | bus_LV_3946-1_0_5_node_64 | 0.4 | n |  | TRUE
59 | bus_LV_3946-1_0_5_node_51 | 0.4 | n |  | TRUE
60 | bus_LV_3946-1_0_5_node_63 | 0.4 | n |  | TRUE
61 | bus_LV_3946-1_0_5_node_50 | 0.4 | n |  | TRUE
62 | bus_LV_3946-1_0_5_node_52 | 0.4 | n |  | TRUE
63 | bus_LV_3946-1_0_5_node_54 | 0.4 | n |  | TRUE
64 | bus_LV_3946-1_0_5_node_92 | 0.4 | n |  | TRUE
65 | bus_LV_3946-1_0_5_node_93 | 0.4 | n |  | TRUE
66 | bus_LV_3946-1_0_5_node_55 | 0.4 | n |  | TRUE
67 | bus_LV_3946-1_0_5_node_56 | 0.4 | n |  | TRUE
68 | bus_LV_3946-1_0_5_node_57 | 0.4 | n |  | TRUE
69 | bus_LV_3946-1_0_5_node_58 | 0.4 | n |  | TRUE
70 | bus_LV_3946-1_0_5_node_59 | 0.4 | n |  | TRUE
71 | bus_LV_3946-1_0_5_node_60 | 0.4 | n |  | TRUE
72 | bus_LV_3946-1_0_5_node_70 | 0.4 | n |  | TRUE
73 | bus_LV_3946-1_0_5_node_62 | 0.4 | n |  | TRUE
74 | bus_LV_3946-1_0_5_node_90 | 0.4 | n |  | TRUE
75 | bus_LV_3946-1_0_5_node_61 | 0.4 | n |  | TRUE
76 | bus_LV_3946-1_0_5_node_75 | 0.4 | n |  | TRUE
77 | bus_LV_3946-1_0_5_node_71 | 0.4 | n |  | TRUE
78 | bus_LV_3946-1_0_5_node_91 | 0.4 | n |  | TRUE
79 | bus_LV_3946-1_0_5_node_73 | 0.4 | n |  | TRUE
80 | bus_LV_3946-1_0_5_node_65 | 0.4 | n |  | TRUE
81 | bus_LV_3946-1_0_5_node_103 | 0.4 | n |  | TRUE
82 | bus_LV_3946-1_0_5_node_102 | 0.4 | n |  | TRUE
83 | bus_LV_3946-1_0_5_node_74 | 0.4 | n |  | TRUE
84 | bus_LV_3946-1_0_5_node_101 | 0.4 | n |  | TRUE
85 | bus_LV_3946-1_0_5_node_66 | 0.4 | n |  | TRUE
86 | bus_LV_3946-1_0_5_node_67 | 0.4 | n |  | TRUE
87 | bus_LV_3946-1_0_5_node_68 | 0.4 | n |  | TRUE
88 | bus_LV_3946-1_0_5_node_69 | 0.4 | n |  | TRUE
89 | bus_LV_3946-1_0_5_node_72 | 0.4 | n |  | TRUE
90 | bus_LV_3946-1_0_5_node_118 | 0.4 | n |  | TRUE
91 | bus_LV_3946-1_0_5_node_104 | 0.4 | n |  | TRUE
92 | bus_LV_3946-1_0_5_node_109 | 0.4 | n |  | TRUE
93 | bus_LV_3946-1_0_5_node_76 | 0.4 | n |  | TRUE
94 | bus_LV_3946-1_0_5_node_77 | 0.4 | n |  | TRUE
95 | bus_LV_3946-1_0_5_node_78 | 0.4 | n |  | TRUE
96 | bus_LV_3946-1_0_5_node_79 | 0.4 | n |  | TRUE
97 | bus_LV_3946-1_0_5_node_80 | 0.4 | n |  | TRUE
98 | bus_LV_3946-1_0_5_node_115 | 0.4 | n |  | TRUE
99 | bus_LV_3946-1_0_5_node_113 | 0.4 | n |  | TRUE
100 | bus_LV_3946-1_0_5_node_84 | 0.4 | n |  | TRUE
101 | bus_LV_3946-1_0_5_node_85 | 0.4 | n |  | TRUE
102 | bus_LV_3946-1_0_5_node_86 | 0.4 | n |  | TRUE
103 | bus_LV_3946-1_0_5_node_88 | 0.4 | n |  | TRUE
104 | bus_LV_3946-1_0_5_node_87 | 0.4 | n |  | TRUE
105 | bus_LV_3946-1_0_5_node_89 | 0.4 | n |  | TRUE
106 | bus_LV_3946-1_0_5_node_95 | 0.4 | n |  | TRUE
107 | bus_LV_3946-1_0_5_node_94 | 0.4 | n |  | TRUE
108 | bus_LV_3946-1_0_5_node_96 | 0.4 | n |  | TRUE
109 | bus_LV_3946-1_0_5_node_97 | 0.4 | n |  | TRUE
110 | bus_LV_3946-1_0_5_node_98 | 0.4 | n |  | TRUE
111 | bus_LV_3946-1_0_5_node_99 | 0.4 | n |  | TRUE
112 | bus_LV_3946-1_0_5_node_100 | 0.4 | n |  | TRUE
113 | bus_LV_3946-1_0_5_node_105 | 0.4 | n |  | TRUE
114 | bus_LV_3946-1_0_5_node_106 | 0.4 | n |  | TRUE
115 | bus_LV_3946-1_0_5_node_110 | 0.4 | n |  | TRUE
116 | bus_LV_3946-1_0_5_node_107 | 0.4 | n |  | TRUE
117 | bus_LV_3946-1_0_5_node_108 | 0.4 | n |  | TRUE
118 | bus_LV_3946-1_0_5_node_112 | 0.4 | n |  | TRUE
119 | bus_LV_3946-1_0_5_node_138 | 0.4 | n |  | TRUE
120 | bus_LV_3946-1_0_5_node_111 | 0.4 | n |  | TRUE
121 | bus_LV_3946-1_0_5_node_114 | 0.4 | n |  | TRUE
122 | bus_LV_3946-1_0_5_node_139 | 0.4 | n |  | TRUE
123 | bus_LV_3946-1_0_5_node_116 | 0.4 | n |  | TRUE
124 | bus_LV_3946-1_0_5_node_117 | 0.4 | n |  | TRUE
125 | bus_LV_3946-1_0_5_node_119 | 0.4 | n |  | TRUE
126 | bus_LV_3946-1_0_5_node_120 | 0.4 | n |  | TRUE
127 | bus_LV_3946-1_0_5_node_121 | 0.4 | n |  | TRUE
128 | bus_LV_3946-1_0_5_node_122 | 0.4 | n |  | TRUE
129 | bus_LV_3946-1_0_5_node_148 | 0.4 | n |  | TRUE
130 | bus_LV_3946-1_0_5_node_130 | 0.4 | n |  | TRUE
131 | bus_LV_3946-1_0_5_node_163 | 0.4 | n |  | TRUE
132 | bus_LV_3946-1_0_5_node_161 | 0.4 | n |  | TRUE
133 | bus_LV_3946-1_0_5_node_129 | 0.4 | n |  | TRUE
134 | bus_LV_3946-1_0_5_node_160 | 0.4 | n |  | TRUE
135 | bus_LV_3946-1_0_5_node_123 | 0.4 | n |  | TRUE
136 | bus_LV_3946-1_0_5_node_124 | 0.4 | n |  | TRUE
137 | bus_LV_3946-1_0_5_node_125 | 0.4 | n |  | TRUE
138 | bus_LV_3946-1_0_5_node_126 | 0.4 | n |  | TRUE
139 | bus_LV_3946-1_0_5_node_127 | 0.4 | n |  | TRUE
140 | bus_LV_3946-1_0_5_node_128 | 0.4 | n |  | TRUE
141 | bus_LV_3946-1_0_5_node_131 | 0.4 | n |  | TRUE
142 | bus_LV_3946-1_0_5_node_132 | 0.4 | n |  | TRUE
143 | bus_LV_3946-1_0_5_node_133 | 0.4 | n |  | TRUE
144 | bus_LV_3946-1_0_5_node_134 | 0.4 | n |  | TRUE
145 | bus_LV_3946-1_0_5_node_135 | 0.4 | n |  | TRUE
146 | bus_LV_3946-1_0_5_node_136 | 0.4 | n |  | TRUE
147 | bus_LV_3946-1_0_5_node_137 | 0.4 | n |  | TRUE
148 | bus_LV_3946-1_0_5_node_141 | 0.4 | n |  | TRUE
149 | bus_LV_3946-1_0_5_node_142 | 0.4 | n |  | TRUE
150 | bus_LV_3946-1_0_5_node_140 | 0.4 | n |  | TRUE
151 | bus_LV_3946-1_0_5_node_150 | 0.4 | n |  | TRUE
152 | bus_LV_3946-1_0_5_node_149 | 0.4 | n |  | TRUE
153 | bus_LV_3946-1_0_5_node_143 | 0.4 | n |  | TRUE
154 | bus_LV_3946-1_0_5_node_144 | 0.4 | n |  | TRUE
155 | bus_LV_3946-1_0_5_node_145 | 0.4 | n |  | TRUE
156 | bus_LV_3946-1_0_5_node_146 | 0.4 | n |  | TRUE
157 | bus_LV_3946-1_0_5_node_162 | 0.4 | n |  | TRUE
158 | bus_LV_3946-1_0_5_node_151 | 0.4 | n |  | TRUE
159 | bus_LV_3946-1_0_5_node_152 | 0.4 | n |  | TRUE
160 | bus_LV_3946-1_0_5_node_153 | 0.4 | n |  | TRUE
161 | bus_LV_3946-1_0_5_node_154 | 0.4 | n |  | TRUE
162 | bus_MV_61_0_node_108 | 20 | n |  | TRUE

## load
| name | bus | p_mw | q_mvar | const_z_percent | const_i_percent | sn_mva | scaling | in_service | type
0 | LV_3946-1_0_5_load_0 | 0 | 0.0058979 | 0.0014782 | 0 | 0 |  | 1 | TRUE | wye
1 | LV_3946-1_0_5_load_3 | 3 | 0.001453 | 0.00036415 | 0 | 0 |  | 1 | TRUE | wye
2 | LV_3946-1_0_5_load_4 | 4 | 0.00080818 | 0.00020255 | 0 | 0 |  | 1 | TRUE | wye
3 | LV_3946-1_0_5_load_5 | 5 | 0.005378 | 0.0013479 | 0 | 0 |  | 1 | TRUE | wye
4 | LV_3946-1_0_5_load_6 | 6 | 0.00072333 | 0.00018128 | 0 | 0 |  | 1 | TRUE | wye
5 | LV_3946-1_0_5_load_7 | 7 | 0.00080758 | 0.0002024 | 0 | 0 |  | 1 | TRUE | wye
6 | LV_3946-1_0_5_load_10 | 8 | 0.0016185 | 0.00040562 | 0 | 0 |  | 1 | TRUE | wye
7 | LV_3946-1_0_5_load_22 | 9 | 0.0014207 | 0.00035605 | 0 | 0 |  | 1 | TRUE | wye
8 | LV_3946-1_0_5_load_23 | 10 | 0.00064 | 0.0001604 | 0 | 0 |  | 1 | TRUE | wye
9 | LV_3946-1_0_5_load_8 | 11 | 0.0051048 | 0.0012794 | 0 | 0 |  | 1 | TRUE | wye
10 | LV_3946-1_0_5_load_21 | 12 | 0.0010132 | 0.00025392 | 0 | 0 |  | 1 | TRUE | wye
11 | LV_3946-1_0_5_load_24 | 13 | 0.00050581 | 0.00012677 | 0 | 0 |  | 1 | TRUE | wye
12 | LV_3946-1_0_5_load_9 | 14 | 0.0033599 | 0.00084206 | 0 | 0 |  | 1 | TRUE | wye
13 | LV_3946-1_0_5_load_15 | 15 | 0.0030821 | 0.00077244 | 0 | 0 |  | 1 | TRUE | wye
14 | LV_3946-1_0_5_load_16 | 16 | 0.0030836 | 0.00077283 | 0 | 0 |  | 1 | TRUE | wye
15 | LV_3946-1_0_5_load_11 | 17 | 0.0012862 | 0.00032234 | 0 | 0 |  | 1 | TRUE | wye
16 | LV_3946-1_0_5_load_12 | 18 | 0.0054377 | 0.0013628 | 0 | 0 |  | 1 | TRUE | wye
17 | LV_3946-1_0_5_load_13 | 19 | 0.0044052 | 0.0011041 | 0 | 0 |  | 1 | TRUE | wye
18 | LV_3946-1_0_5_load_14 | 20 | 0.00079887 | 0.00020022 | 0 | 0 |  | 1 | TRUE | wye
19 | LV_3946-1_0_5_load_39 | 21 | 0.002993 | 0.00075011 | 0 | 0 |  | 1 | TRUE | wye
20 | LV_3946-1_0_5_load_33 | 23 | 0.003656 | 0.00091629 | 0 | 0 |  | 1 | TRUE | wye
21 | LV_3946-1_0_5_load_17 | 24 | 0.0067613 | 0.0016945 | 0 | 0 |  | 1 | TRUE | wye
22 | LV_3946-1_0_5_load_19 | 26 | 0.0063376 | 0.0015883 | 0 | 0 |  | 1 | TRUE | wye
23 | LV_3946-1_0_5_load_20 | 27 | 0.003425 | 0.0008584 | 0 | 0 |  | 1 | TRUE | wye
24 | LV_3946-1_0_5_load_25 | 28 | 0.00652 | 0.0016341 | 0 | 0 |  | 1 | TRUE | wye
25 | LV_3946-1_0_5_load_28 | 29 | 0.0012068 | 0.00030245 | 0 | 0 |  | 1 | TRUE | wye
26 | LV_3946-1_0_5_load_156 | 30 | 0.0008692 | 0.00021784 | 0 | 0 |  | 1 | TRUE | wye
27 | LV_3946-1_0_5_load_157 | 32 | 0.0015014 | 0.00037629 | 0 | 0 |  | 1 | TRUE | wye
28 | LV_3946-1_0_5_load_158 | 33 | 0.0012939 | 0.00032428 | 0 | 0 |  | 1 | TRUE | wye
29 | LV_3946-1_0_5_load_159 | 35 | 0.00061991 | 0.00015536 | 0 | 0 |  | 1 | TRUE | wye
30 | LV_3946-1_0_5_load_29 | 36 | 0.0036572 | 0.00091659 | 0 | 0 |  | 1 | TRUE | wye
31 | LV_3946-1_0_5_load_30 | 37 | 0.003676 | 0.0009213 | 0 | 0 |  | 1 | TRUE | wye
32 | LV_3946-1_0_5_load_31 | 38 | 0.0037216 | 0.00093272 | 0 | 0 |  | 1 | TRUE | wye
33 | LV_3946-1_0_5_load_32 | 39 | 0.0029964 | 0.00075096 | 0 | 0 |  | 1 | TRUE | wye
34 | LV_3946-1_0_5_load_37 | 42 | 0.0050111 | 0.0012559 | 0 | 0 |  | 1 | TRUE | wye
35 | LV_3946-1_0_5_load_38 | 43 | 0.0030057 | 0.00075329 | 0 | 0 |  | 1 | TRUE | wye
36 | LV_3946-1_0_5_load_40 | 44 | 0.0030046 | 0.00075303 | 0 | 0 |  | 1 | TRUE | wye
37 | LV_3946-1_0_5_load_42 | 45 | 0.0051256 | 0.0012846 | 0 | 0 |  | 1 | TRUE | wye
38 | LV_3946-1_0_5_load_41 | 46 | 0.011764 | 0.0029483 | 0 | 0 |  | 1 | TRUE | wye
39 | LV_3946-1_0_5_load_82 | 47 | 0.0066096 | 0.0016565 | 0 | 0 |  | 1 | TRUE | wye
40 | LV_3946-1_0_5_load_81 | 48 | 0.0038193 | 0.00095721 | 0 | 0 |  | 1 | TRUE | wye
41 | LV_3946-1_0_5_load_83 | 49 | 0.0027085 | 0.00067882 | 0 | 0 |  | 1 | TRUE | wye
42 | LV_3946-1_0_5_load_47 | 50 | 0.0070935 | 0.0017778 | 0 | 0 |  | 1 | TRUE | wye
43 | LV_3946-1_0_5_load_43 | 51 | 0.0022812 | 0.00057173 | 0 | 0 |  | 1 | TRUE | wye
44 | LV_3946-1_0_5_load_44 | 52 | 0.0045478 | 0.0011398 | 0 | 0 |  | 1 | TRUE | wye
45 | LV_3946-1_0_5_load_46 | 54 | 0.0040372 | 0.0010118 | 0 | 0 |  | 1 | TRUE | wye
46 | LV_3946-1_0_5_load_48 | 55 | 0.0032766 | 0.0008212 | 0 | 0 |  | 1 | TRUE | wye
47 | LV_3946-1_0_5_load_49 | 56 | 0.0043064 | 0.0010793 | 0 | 0 |  | 1 | TRUE | wye
48 | LV_3946-1_0_5_load_53 | 57 | 0.0014155 | 0.00035475 | 0 | 0 |  | 1 | TRUE | wye
49 | LV_3946-1_0_5_load_64 | 58 | 0.0023175 | 0.00058081 | 0 | 0 |  | 1 | TRUE | wye
50 | LV_3946-1_0_5_load_51 | 59 | 0.0036737 | 0.00092072 | 0 | 0 |  | 1 | TRUE | wye
51 | LV_3946-1_0_5_load_50 | 61 | 0.0043302 | 0.0010852 | 0 | 0 |  | 1 | TRUE | wye
52 | LV_3946-1_0_5_load_52 | 62 | 0.0035096 | 0.00087958 | 0 | 0 |  | 1 | TRUE | wye
53 | LV_3946-1_0_5_load_54 | 63 | 0.0016553 | 0.00041485 | 0 | 0 |  | 1 | TRUE | wye
54 | LV_3946-1_0_5_load_92 | 64 | 0.0026638 | 0.00066762 | 0 | 0 |  | 1 | TRUE | wye
55 | LV_3946-1_0_5_load_93 | 65 | 0.004815 | 0.0012068 | 0 | 0 |  | 1 | TRUE | wye
56 | LV_3946-1_0_5_load_55 | 66 | 0.0028426 | 0.00071241 | 0 | 0 |  | 1 | TRUE | wye
57 | LV_3946-1_0_5_load_56 | 67 | 0.0011389 | 0.00028543 | 0 | 0 |  | 1 | TRUE | wye
58 | LV_3946-1_0_5_load_58 | 69 | 0.0038929 | 0.00097564 | 0 | 0 |  | 1 | TRUE | wye
59 | LV_3946-1_0_5_load_59 | 70 | 0.0038594 | 0.00096726 | 0 | 0 |  | 1 | TRUE | wye
60 | LV_3946-1_0_5_load_60 | 71 | 0.003507 | 0.00087893 | 0 | 0 |  | 1 | TRUE | wye
61 | LV_3946-1_0_5_load_70 | 72 | 0.006855 | 0.001718 | 0 | 0 |  | 1 | TRUE | wye
62 | LV_3946-1_0_5_load_62 | 73 | 0.0022894 | 0.00057378 | 0 | 0 |  | 1 | TRUE | wye
63 | LV_3946-1_0_5_load_90 | 74 | 0.002865 | 0.00071803 | 0 | 0 |  | 1 | TRUE | wye
64 | LV_3946-1_0_5_load_61 | 75 | 0.0036634 | 0.00091812 | 0 | 0 |  | 1 | TRUE | wye
65 | LV_3946-1_0_5_load_75 | 76 | 0.0025038 | 0.00062752 | 0 | 0 |  | 1 | TRUE | wye
66 | LV_3946-1_0_5_load_71 | 77 | 0.004688 | 0.0011749 | 0 | 0 |  | 1 | TRUE | wye
67 | LV_3946-1_0_5_load_91 | 78 | 0.0056205 | 0.0014086 | 0 | 0 |  | 1 | TRUE | wye
68 | LV_3946-1_0_5_load_103 | 81 | 0.0024332 | 0.00060983 | 0 | 0 |  | 1 | TRUE | wye
69 | LV_3946-1_0_5_load_102 | 82 | 0.0017976 | 0.00045053 | 0 | 0 |  | 1 | TRUE | wye
70 | LV_3946-1_0_5_load_101 | 84 | 0.0018528 | 0.00046435 | 0 | 0 |  | 1 | TRUE | wye
71 | LV_3946-1_0_5_load_66 | 85 | 0.0038727 | 0.0009706 | 0 | 0 |  | 1 | TRUE | wye
72 | LV_3946-1_0_5_load_67 | 86 | 0.001783 | 0.00044686 | 0 | 0 |  | 1 | TRUE | wye
73 | LV_3946-1_0_5_load_68 | 87 | 0.0032708 | 0.00081974 | 0 | 0 |  | 1 | TRUE | wye
74 | LV_3946-1_0_5_load_69 | 88 | 0.0033611 | 0.00084236 | 0 | 0 |  | 1 | TRUE | wye
75 | LV_3946-1_0_5_load_72 | 89 | 0.0044707 | 0.0011205 | 0 | 0 |  | 1 | TRUE | wye
76 | LV_3946-1_0_5_load_118 | 90 | 0.0024238 | 0.00060746 | 0 | 0 |  | 1 | TRUE | wye
77 | LV_3946-1_0_5_load_104 | 91 | 0.0034538 | 0.00086561 | 0 | 0 |  | 1 | TRUE | wye
78 | LV_3946-1_0_5_load_109 | 92 | 0.0018974 | 0.00047553 | 0 | 0 |  | 1 | TRUE | wye
79 | LV_3946-1_0_5_load_76 | 93 | 0.0021371 | 0.00053562 | 0 | 0 |  | 1 | TRUE | wye
80 | LV_3946-1_0_5_load_77 | 94 | 0.0056499 | 0.001416 | 0 | 0 |  | 1 | TRUE | wye
81 | LV_3946-1_0_5_load_78 | 95 | 0.0017894 | 0.00044845 | 0 | 0 |  | 1 | TRUE | wye
82 | LV_3946-1_0_5_load_79 | 96 | 0.0022028 | 0.00055206 | 0 | 0 |  | 1 | TRUE | wye
83 | LV_3946-1_0_5_load_80 | 97 | 0.0060879 | 0.0015258 | 0 | 0 |  | 1 | TRUE | wye
84 | LV_3946-1_0_5_load_115 | 98 | 0.0025965 | 0.00065073 | 0 | 0 |  | 1 | TRUE | wye
85 | LV_3946-1_0_5_load_86 | 102 | 0.0033143 | 0.00083065 | 0 | 0 |  | 1 | TRUE | wye
86 | LV_3946-1_0_5_load_88 | 103 | 0.0036078 | 0.00090419 | 0 | 0 |  | 1 | TRUE | wye
87 | LV_3946-1_0_5_load_87 | 104 | 0.0028204 | 0.00070686 | 0 | 0 |  | 1 | TRUE | wye
88 | LV_3946-1_0_5_load_89 | 105 | 0.0018585 | 0.00046579 | 0 | 0 |  | 1 | TRUE | wye
89 | LV_3946-1_0_5_load_95 | 106 | 0.0027115 | 0.00067957 | 0 | 0 |  | 1 | TRUE | wye
90 | LV_3946-1_0_5_load_94 | 107 | 0.0024684 | 0.00061865 | 0 | 0 |  | 1 | TRUE | wye
91 | LV_3946-1_0_5_load_96 | 108 | 0.0048657 | 0.0012195 | 0 | 0 |  | 1 | TRUE | wye
92 | LV_3946-1_0_5_load_97 | 109 | 0.0039366 | 0.00098659 | 0 | 0 |  | 1 | TRUE | wye
93 | LV_3946-1_0_5_load_98 | 110 | 0.0010242 | 0.00025668 | 0 | 0 |  | 1 | TRUE | wye
94 | LV_3946-1_0_5_load_99 | 111 | 0.0021932 | 0.00054968 | 0 | 0 |  | 1 | TRUE | wye
95 | LV_3946-1_0_5_load_100 | 112 | 0.0026975 | 0.00067607 | 0 | 0 |  | 1 | TRUE | wye
96 | LV_3946-1_0_5_load_105 | 113 | 0.0040636 | 0.0010184 | 0 | 0 |  | 1 | TRUE | wye
97 | LV_3946-1_0_5_load_106 | 114 | 0.0019721 | 0.00049425 | 0 | 0 |  | 1 | TRUE | wye
98 | LV_3946-1_0_5_load_110 | 115 | 0.0072301 | 0.001812 | 0 | 0 |  | 1 | TRUE | wye
99 | LV_3946-1_0_5_load_107 | 116 | 0.0021988 | 0.00055107 | 0 | 0 |  | 1 | TRUE | wye
100 | LV_3946-1_0_5_load_108 | 117 | 0.0013357 | 0.00033476 | 0 | 0 |  | 1 | TRUE | wye
101 | LV_3946-1_0_5_load_112 | 118 | 0.0015577 | 0.0003904 | 0 | 0 |  | 1 | TRUE | wye
102 | LV_3946-1_0_5_load_138 | 119 | 0.00099771 | 0.00025005 | 0 | 0 |  | 1 | TRUE | wye
103 | LV_3946-1_0_5_load_111 | 120 | 0.0024069 | 0.00060324 | 0 | 0 |  | 1 | TRUE | wye
104 | LV_3946-1_0_5_load_114 | 121 | 0.0036936 | 0.00092571 | 0 | 0 |  | 1 | TRUE | wye
105 | LV_3946-1_0_5_load_139 | 122 | 0.0012789 | 0.00032052 | 0 | 0 |  | 1 | TRUE | wye
106 | LV_3946-1_0_5_load_116 | 123 | 0.0027641 | 0.00069276 | 0 | 0 |  | 1 | TRUE | wye
107 | LV_3946-1_0_5_load_117 | 124 | 0.0031412 | 0.00078726 | 0 | 0 |  | 1 | TRUE | wye
108 | LV_3946-1_0_5_load_119 | 125 | 0.0040684 | 0.0010196 | 0 | 0 |  | 1 | TRUE | wye
109 | LV_3946-1_0_5_load_122 | 128 | 0.0078441 | 0.0019659 | 0 | 0 |  | 1 | TRUE | wye
110 | LV_3946-1_0_5_load_130 | 130 | 0.0018906 | 0.00047384 | 0 | 0 |  | 1 | TRUE | wye
111 | LV_3946-1_0_5_load_163 | 131 | 0.0015472 | 0.00038778 | 0 | 0 |  | 1 | TRUE | wye
112 | LV_3946-1_0_5_load_129 | 133 | 0.0041456 | 0.001039 | 0 | 0 |  | 1 | TRUE | wye
113 | LV_3946-1_0_5_load_160 | 134 | 0.0026206 | 0.00065677 | 0 | 0 |  | 1 | TRUE | wye
114 | LV_3946-1_0_5_load_123 | 135 | 0.0021787 | 0.00054604 | 0 | 0 |  | 1 | TRUE | wye
115 | LV_3946-1_0_5_load_124 | 136 | 0.0044069 | 0.0011045 | 0 | 0 |  | 1 | TRUE | wye
116 | LV_3946-1_0_5_load_125 | 137 | 0.0026424 | 0.00066224 | 0 | 0 |  | 1 | TRUE | wye
117 | LV_3946-1_0_5_load_126 | 138 | 0.0030012 | 0.00075217 | 0 | 0 |  | 1 | TRUE | wye
118 | LV_3946-1_0_5_load_127 | 139 | 0.0030096 | 0.00075428 | 0 | 0 |  | 1 | TRUE | wye
119 | LV_3946-1_0_5_load_128 | 140 | 0.0056524 | 0.0014166 | 0 | 0 |  | 1 | TRUE | wye
120 | LV_3946-1_0_5_load_131 | 141 | 0.0036638 | 0.00091824 | 0 | 0 |  | 1 | TRUE | wye
121 | LV_3946-1_0_5_load_132 | 142 | 0.0019919 | 0.00049921 | 0 | 0 |  | 1 | TRUE | wye
122 | LV_3946-1_0_5_load_133 | 143 | 0.0032872 | 0.00082384 | 0 | 0 |  | 1 | TRUE | wye
123 | LV_3946-1_0_5_load_134 | 144 | 0.0024465 | 0.00061315 | 0 | 0 |  | 1 | TRUE | wye
124 | LV_3946-1_0_5_load_135 | 145 | 0.0030579 | 0.00076638 | 0 | 0 |  | 1 | TRUE | wye
125 | LV_3946-1_0_5_load_136 | 146 | 0.0012742 | 0.00031935 | 0 | 0 |  | 1 | TRUE | wye
126 | LV_3946-1_0_5_load_137 | 147 | 0.0047311 | 0.0011857 | 0 | 0 |  | 1 | TRUE | wye
127 | LV_3946-1_0_5_load_141 | 148 | 0.0076374 | 0.0019141 | 0 | 0 |  | 1 | TRUE | wye
128 | LV_3946-1_0_5_load_140 | 150 | 0.0016114 | 0.00040386 | 0 | 0 |  | 1 | TRUE | wye
129 | LV_3946-1_0_5_load_150 | 151 | 0.0013377 | 0.00033526 | 0 | 0 |  | 1 | TRUE | wye
130 | LV_3946-1_0_5_load_149 | 152 | 0.0013336 | 0.00033423 | 0 | 0 |  | 1 | TRUE | wye
131 | LV_3946-1_0_5_load_144 | 154 | 0.003127 | 0.0007837 | 0 | 0 |  | 1 | TRUE | wye
132 | LV_3946-1_0_5_load_145 | 155 | 0.0044777 | 0.0011222 | 0 | 0 |  | 1 | TRUE | wye
133 | LV_3946-1_0_5_load_146 | 156 | 0.002208 | 0.00055338 | 0 | 0 |  | 1 | TRUE | wye
134 | LV_3946-1_0_5_load_162 | 157 | 0.006559 | 0.0016438 | 0 | 0 |  | 1 | TRUE | wye
135 | LV_3946-1_0_5_load_151 | 158 | 0.0016661 | 0.00041755 | 0 | 0 |  | 1 | TRUE | wye
136 | LV_3946-1_0_5_load_152 | 159 | 0.0016158 | 0.00040495 | 0 | 0 |  | 1 | TRUE | wye
137 | LV_3946-1_0_5_load_153 | 160 | 0.0015305 | 0.00038358 | 0 | 0 |  | 1 | TRUE | wye
138 | LV_3946-1_0_5_load_154 | 161 | 0.0025366 | 0.00063573 | 0 | 0 |  | 1 | TRUE | wye

## ext_grid
| name | bus | vm_pu | va_degree | slack_weight | in_service
0 |  | 83 | 1 | 0 | 1 | TRUE

## line
| name | std_type | from_bus | to_bus | length_km | r_ohm_per_km | x_ohm_per_km | c_nf_per_km | g_us_per_km | max_i_ka | df | parallel | type | in_service
0 | LV_3946-1_0_5_line_0 |  | 0 | 1 | 0.021336 | 0.125 | 0.08 | 261 | 0 | 0.364 | 1 | 1 | cs | TRUE
1 | LV_3946-1_0_5_line_1 |  | 0 | 2 | 0.019075 | 0.125 | 0.08 | 261 | 0 | 0.364 | 1 | 1 | cs | TRUE
2 | LV_3946-1_0_5_line_2 |  | 1 | 3 | 0.0033162 | 0.125 | 0.08 | 261 | 0 | 0.364 | 1 | 1 | cs | TRUE
3 | LV_3946-1_0_5_line_3 |  | 1 | 4 | 0.015299 | 0.125 | 0.08 | 261 | 0 | 0.364 | 1 | 1 | cs | TRUE
4 | LV_3946-1_0_5_line_4 |  | 2 | 5 | 0.01164 | 0.125 | 0.08 | 261 | 0 | 0.364 | 1 | 1 | cs | TRUE
5 | LV_3946-1_0_5_line_5 |  | 2 | 6 | 0.0027748 | 0.125 | 0.08 | 261 | 0 | 0.364 | 1 | 1 | cs | TRUE
6 | LV_3946-1_0_5_line_6 |  | 3 | 7 | 0.008313 | 0.125 | 0.08 | 261 | 0 | 0.364 | 1 | 1 | cs | TRUE
7 | LV_3946-1_0_5_line_7 |  | 4 | 8 | 0.006223 | 0.125 | 0.08 | 261 | 0 | 0.364 | 1 | 1 | cs | TRUE
8 | LV_3946-1_0_5_line_8 |  | 5 | 9 | 0.0036639 | 0.125 | 0.08 | 261 | 0 | 0.364 | 1 | 1 | cs | TRUE
9 | LV_3946-1_0_5_line_9 |  | 6 | 10 | 0.018 | 0.125 | 0.08 | 261 | 0 | 0.364 | 1 | 1 | cs | TRUE
10 | LV_3946-1_0_5_line_10 |  | 7 | 11 | 0.016673 | 0.125 | 0.08 | 261 | 0 | 0.364 | 1 | 1 | cs | TRUE
11 | LV_3946-1_0_5_line_11 |  | 9 | 12 | 0.00246 | 0.125 | 0.08 | 261 | 0 | 0.364 | 1 | 1 | cs | TRUE
12 | LV_3946-1_0_5_line_12 |  | 10 | 13 | 0.019235 | 0.125 | 0.08 | 261 | 0 | 0.364 | 1 | 1 | cs | TRUE
13 | LV_3946-1_0_5_line_13 |  | 12 | 26 | 0.011525 | 0.125 | 0.08 | 261 | 0 | 0.364 | 1 | 1 | cs | TRUE
14 | LV_3946-1_0_5_line_14 |  | 13 | 29 | 0.0082998 | 0.125 | 0.08 | 261 | 0 | 0.364 | 1 | 1 | cs | TRUE
15 | LV_3946-1_0_5_line_15 |  | 14 | 15 | 0.025268 | 0.125 | 0.08 | 261 | 0 | 0.364 | 1 | 1 | cs | TRUE
16 | LV_3946-1_0_5_line_16 |  | 15 | 16 | 0.0066914 | 0.125 | 0.08 | 261 | 0 | 0.364 | 1 | 1 | cs | TRUE
17 | LV_3946-1_0_5_line_17 |  | 16 | 23 | 0.033308 | 0.125 | 0.08 | 261 | 0 | 0.364 | 1 | 1 | cs | TRUE
18 | LV_3946-1_0_5_line_18 |  | 17 | 18 | 0.0019894 | 0.125 | 0.08 | 261 | 0 | 0.364 | 1 | 1 | cs | TRUE
19 | LV_3946-1_0_5_line_19 |  | 17 | 19 | 0.026749 | 0.125 | 0.08 | 261 | 0 | 0.364 | 1 | 1 | cs | TRUE
20 | LV_3946-1_0_5_line_20 |  | 18 | 20 | 0.016615 | 0.125 | 0.08 | 261 | 0 | 0.364 | 1 | 1 | cs | TRUE
21 | LV_3946-1_0_5_line_21 |  | 20 | 21 | 0.0029465 | 0.125 | 0.08 | 261 | 0 | 0.364 | 1 | 1 | cs | TRUE
22 | LV_3946-1_0_5_line_22 |  | 21 | 22 | 0.024983 | 0.125 | 0.08 | 261 | 0 | 0.364 | 1 | 1 | cs | TRUE
23 | LV_3946-1_0_5_line_23 |  | 22 | 43 | 0.011348 | 0.125 | 0.08 | 261 | 0 | 0.364 | 1 | 1 | cs | TRUE
24 | LV_3946-1_0_5_line_24 |  | 22 | 23 | 0.0046904 | 0.125 | 0.08 | 261 | 0 | 0.364 | 1 | 1 | cs | TRUE
25 | LV_3946-1_0_5_line_25 |  | 24 | 25 | 0.016484 | 0.125 | 0.08 | 261 | 0 | 0.364 | 1 | 1 | cs | TRUE
26 | LV_3946-1_0_5_line_26 |  | 25 | 26 | 0.027741 | 0.125 | 0.08 | 261 | 0 | 0.364 | 1 | 1 | cs | TRUE
27 | LV_3946-1_0_5_line_27 |  | 25 | 27 | 0.014304 | 0.125 | 0.08 | 261 | 0 | 0.364 | 1 | 1 | cs | TRUE
28 | LV_3946-1_0_5_line_28 |  | 27 | 28 | 0.03507 | 0.125 | 0.08 | 261 | 0 | 0.364 | 1 | 1 | cs | TRUE
29 | LV_3946-1_0_5_line_29 |  | 29 | 30 | 0.015618 | 0.125 | 0.08 | 261 | 0 | 0.364 | 1 | 1 | cs | TRUE
30 | LV_3946-1_0_5_line_30 |  | 30 | 34 | 0.0075495 | 0.125 | 0.08 | 261 | 0 | 0.364 | 1 | 1 | cs | TRUE
31 | LV_3946-1_0_5_line_31 |  | 31 | 32 | 0.0092201 | 0.125 | 0.08 | 261 | 0 | 0.364 | 1 | 1 | cs | TRUE
32 | LV_3946-1_0_5_line_32 |  | 31 | 33 | 0.0171 | 0.125 | 0.08 | 261 | 0 | 0.364 | 1 | 1 | cs | TRUE
33 | LV_3946-1_0_5_line_33 |  | 32 | 34 | 0.0065168 | 0.125 | 0.08 | 261 | 0 | 0.364 | 1 | 1 | cs | TRUE
34 | LV_3946-1_0_5_line_34 |  | 33 | 35 | 0.0045735 | 0.125 | 0.08 | 261 | 0 | 0.364 | 1 | 1 | cs | TRUE
35 | LV_3946-1_0_5_line_35 |  | 34 | 161 | 0.0055527 | 0.125 | 0.08 | 261 | 0 | 0.364 | 1 | 1 | cs | TRUE
36 | LV_3946-1_0_5_line_36 |  | 35 | 134 | 0.0090617 | 0.125 | 0.08 | 261 | 0 | 0.364 | 1 | 1 | cs | TRUE
37 | LV_3946-1_0_5_line_37 |  | 36 | 37 | 0.0099634 | 0.125 | 0.08 | 261 | 0 | 0.364 | 1 | 1 | cs | TRUE
38 | LV_3946-1_0_5_line_38 |  | 37 | 38 | 0.031798 | 0.125 | 0.08 | 261 | 0 | 0.364 | 1 | 1 | cs | TRUE
39 | LV_3946-1_0_5_line_39 |  | 38 | 39 | 0.0082179 | 0.125 | 0.08 | 261 | 0 | 0.364 | 1 | 1 | cs | TRUE
40 | LV_3946-1_0_5_line_40 |  | 39 | 40 | 0.014527 | 0.125 | 0.08 | 261 | 0 | 0.364 | 1 | 1 | cs | TRUE
41 | LV_3946-1_0_5_line_41 |  | 40 | 41 | 0.038624 | 0.125 | 0.08 | 261 | 0 | 0.364 | 1 | 1 | cs | TRUE
42 | LV_3946-1_0_5_line_42 |  | 40 | 42 | 0.05477 | 0.125 | 0.08 | 261 | 0 | 0.364 | 1 | 1 | cs | TRUE
43 | LV_3946-1_0_5_line_43 |  | 41 | 45 | 0.0098427 | 0.125 | 0.08 | 261 | 0 | 0.364 | 1 | 1 | cs | TRUE
44 | LV_3946-1_0_5_line_44 |  | 41 | 46 | 0.011896 | 0.125 | 0.08 | 261 | 0 | 0.364 | 1 | 1 | cs | TRUE
45 | LV_3946-1_0_5_line_45 |  | 42 | 47 | 0.024217 | 0.125 | 0.08 | 261 | 0 | 0.364 | 1 | 1 | cs | TRUE
46 | LV_3946-1_0_5_line_46 |  | 43 | 44 | 0.0037551 | 0.125 | 0.08 | 261 | 0 | 0.364 | 1 | 1 | cs | TRUE
47 | LV_3946-1_0_5_line_47 |  | 44 | 46 | 0.021568 | 0.125 | 0.08 | 261 | 0 | 0.364 | 1 | 1 | cs | TRUE
48 | LV_3946-1_0_5_line_48 |  | 45 | 48 | 0.0061452 | 0.125 | 0.08 | 261 | 0 | 0.364 | 1 | 1 | cs | TRUE
49 | LV_3946-1_0_5_line_49 |  | 47 | 49 | 0.036468 | 0.125 | 0.08 | 261 | 0 | 0.364 | 1 | 1 | cs | TRUE
50 | LV_3946-1_0_5_line_50 |  | 48 | 50 | 0.013661 | 0.125 | 0.08 | 261 | 0 | 0.364 | 1 | 1 | cs | TRUE
51 | LV_3946-1_0_5_line_51 |  | 49 | 100 | 0.0089209 | 0.125 | 0.08 | 261 | 0 | 0.364 | 1 | 1 | cs | TRUE
52 | LV_3946-1_0_5_line_52 |  | 50 | 53 | 0.035687 | 0.125 | 0.08 | 261 | 0 | 0.364 | 1 | 1 | cs | TRUE
53 | LV_3946-1_0_5_line_53 |  | 51 | 52 | 0.0022707 | 0.125 | 0.08 | 261 | 0 | 0.364 | 1 | 1 | cs | TRUE
54 | LV_3946-1_0_5_line_54 |  | 51 | 53 | 0.018148 | 0.125 | 0.08 | 261 | 0 | 0.364 | 1 | 1 | cs | TRUE
55 | LV_3946-1_0_5_line_55 |  | 52 | 54 | 0.012785 | 0.125 | 0.08 | 261 | 0 | 0.364 | 1 | 1 | cs | TRUE
56 | LV_3946-1_0_5_line_56 |  | 53 | 55 | 0.011186 | 0.125 | 0.08 | 261 | 0 | 0.364 | 1 | 1 | cs | TRUE
57 | LV_3946-1_0_5_line_57 |  | 53 | 56 | 0.036026 | 0.125 | 0.08 | 261 | 0 | 0.364 | 1 | 2 | cs | TRUE
58 | LV_3946-1_0_5_line_58 |  | 55 | 57 | 0.0051874 | 0.125 | 0.08 | 261 | 0 | 0.364 | 1 | 1 | cs | TRUE
59 | LV_3946-1_0_5_line_59 |  | 56 | 58 | 0.0070382 | 0.125 | 0.08 | 261 | 0 | 0.364 | 1 | 3 | cs | TRUE
60 | LV_3946-1_0_5_line_60 |  | 57 | 59 | 0.0090865 | 0.125 | 0.08 | 261 | 0 | 0.364 | 1 | 1 | cs | TRUE
61 | LV_3946-1_0_5_line_61 |  | 58 | 60 | 0.0058073 | 0.125 | 0.08 | 261 | 0 | 0.364 | 1 | 3 | cs | TRUE
62 | LV_3946-1_0_5_line_62 |  | 59 | 61 | 0.0096664 | 0.125 | 0.08 | 261 | 0 | 0.364 | 1 | 1 | cs | TRUE
63 | LV_3946-1_0_5_line_63 |  | 60 | 80 | 0.004863 | 0.125 | 0.08 | 261 | 0 | 0.364 | 1 | 3 | cs | TRUE
64 | LV_3946-1_0_5_line_64 |  | 60 | 73 | 0.0070085 | 0.125 | 0.08 | 261 | 0 | 0.364 | 1 | 1 | cs | TRUE
65 | LV_3946-1_0_5_line_65 |  | 61 | 62 | 0.023383 | 0.125 | 0.08 | 261 | 0 | 0.364 | 1 | 1 | cs | TRUE
66 | LV_3946-1_0_5_line_66 |  | 62 | 63 | 0.013302 | 0.125 | 0.08 | 261 | 0 | 0.364 | 1 | 1 | cs | TRUE
67 | LV_3946-1_0_5_line_67 |  | 63 | 64 | 0.020453 | 0.125 | 0.08 | 261 | 0 | 0.364 | 1 | 1 | cs | TRUE
68 | LV_3946-1_0_5_line_68 |  | 64 | 65 | 0.0028886 | 0.125 | 0.08 | 261 | 0 | 0.364 | 1 | 1 | cs | TRUE
69 | LV_3946-1_0_5_line_69 |  | 65 | 107 | 0.071075 | 0.125 | 0.08 | 261 | 0 | 0.364 | 1 | 1 | cs | TRUE
70 | LV_3946-1_0_5_line_70 |  | 66 | 67 | 0.0059608 | 0.125 | 0.08 | 261 | 0 | 0.364 | 1 | 1 | cs | TRUE
71 | LV_3946-1_0_5_line_71 |  | 66 | 68 | 0.0097608 | 0.125 | 0.08 | 261 | 0 | 0.364 | 1 | 1 | cs | TRUE
72 | LV_3946-1_0_5_line_72 |  | 67 | 69 | 0.018506 | 0.125 | 0.08 | 261 | 0 | 0.364 | 1 | 1 | cs | TRUE
73 | LV_3946-1_0_5_line_73 |  | 68 | 70 | 0.011565 | 0.125 | 0.08 | 261 | 0 | 0.364 | 1 | 1 | cs | TRUE
74 | LV_3946-1_0_5_line_74 |  | 68 | 71 | 0.037682 | 0.125 | 0.08 | 261 | 0 | 0.364 | 1 | 1 | cs | TRUE
75 | LV_3946-1_0_5_line_75 |  | 69 | 72 | 0.0038493 | 0.125 | 0.08 | 261 | 0 | 0.364 | 1 | 1 | cs | TRUE
76 | LV_3946-1_0_5_line_76 |  | 70 | 73 | 0.0039217 | 0.125 | 0.08 | 261 | 0 | 0.364 | 1 | 1 | cs | TRUE
77 | LV_3946-1_0_5_line_77 |  | 71 | 74 | 0.029759 | 0.125 | 0.08 | 261 | 0 | 0.364 | 1 | 1 | cs | TRUE
78 | LV_3946-1_0_5_line_78 |  | 72 | 77 | 0.01641 | 0.125 | 0.08 | 261 | 0 | 0.364 | 1 | 1 | cs | TRUE
79 | LV_3946-1_0_5_line_79 |  | 74 | 78 | 0.023917 | 0.125 | 0.08 | 261 | 0 | 0.364 | 1 | 1 | cs | TRUE
80 | LV_3946-1_0_5_line_80 |  | 75 | 76 | 0.0045041 | 0.125 | 0.08 | 261 | 0 | 0.364 | 1 | 1 | cs | TRUE
81 | LV_3946-1_0_5_line_81 |  | 76 | 79 | 0.011851 | 0.125 | 0.08 | 261 | 0 | 0.364 | 1 | 1 | cs | TRUE
82 | LV_3946-1_0_5_line_82 |  | 77 | 89 | 0.011818 | 0.125 | 0.08 | 261 | 0 | 0.364 | 1 | 1 | cs | TRUE
83 | LV_3946-1_0_5_line_83 |  | 78 | 106 | 0.0054351 | 0.125 | 0.08 | 261 | 0 | 0.364 | 1 | 1 | cs | TRUE
84 | LV_3946-1_0_5_line_84 |  | 79 | 83 | 0.00888 | 0.125 | 0.08 | 261 | 0 | 0.364 | 1 | 1 | cs | TRUE
85 | LV_3946-1_0_5_line_85 |  | 79 | 88 | 0.026637 | 0.125 | 0.08 | 261 | 0 | 0.364 | 1 | 1 | cs | TRUE
86 | LV_3946-1_0_5_line_86 |  | 80 | 81 | 0.022085 | 0.125 | 0.08 | 261 | 0 | 0.364 | 1 | 3 | cs | TRUE
87 | LV_3946-1_0_5_line_87 |  | 80 | 82 | 0.011613 | 0.125 | 0.08 | 261 | 0 | 0.364 | 1 | 1 | cs | TRUE
88 | LV_3946-1_0_5_line_88 |  | 81 | 83 | 0.010432 | 0.125 | 0.08 | 261 | 0 | 0.364 | 1 | 3 | cs | TRUE
89 | LV_3946-1_0_5_line_89 |  | 82 | 84 | 0.0078646 | 0.125 | 0.08 | 261 | 0 | 0.364 | 1 | 1 | cs | TRUE
90 | LV_3946-1_0_5_line_90 |  | 83 | 91 | 0.010489 | 0.125 | 0.08 | 261 | 0 | 0.364 | 1 | 1 | cs | TRUE
91 | LV_3946-1_0_5_line_91 |  | 84 | 111 | 0.0014198 | 0.125 | 0.08 | 261 | 0 | 0.364 | 1 | 1 | cs | TRUE
92 | LV_3946-1_0_5_line_92 |  | 85 | 86 | 0.00029909 | 0.125 | 0.08 | 261 | 0 | 0.364 | 1 | 1 | cs | TRUE
93 | LV_3946-1_0_5_line_93 |  | 85 | 87 | 0.010205 | 0.125 | 0.08 | 261 | 0 | 0.364 | 1 | 1 | cs | TRUE
94 | LV_3946-1_0_5_line_94 |  | 86 | 88 | 0.01199 | 0.125 | 0.08 | 261 | 0 | 0.364 | 1 | 1 | cs | TRUE
95 | LV_3946-1_0_5_line_95 |  | 89 | 90 | 0.0050583 | 0.125 | 0.08 | 261 | 0 | 0.364 | 1 | 1 | cs | TRUE
96 | LV_3946-1_0_5_line_96 |  | 91 | 92 | 0.011418 | 0.125 | 0.08 | 261 | 0 | 0.364 | 1 | 1 | cs | TRUE
97 | LV_3946-1_0_5_line_97 |  | 92 | 115 | 0.0038172 | 0.125 | 0.08 | 261 | 0 | 0.364 | 1 | 1 | cs | TRUE
98 | LV_3946-1_0_5_line_98 |  | 93 | 94 | 0.011258 | 0.125 | 0.08 | 261 | 0 | 0.364 | 1 | 1 | cs | TRUE
99 | LV_3946-1_0_5_line_99 |  | 93 | 95 | 0.00066211 | 0.125 | 0.08 | 261 | 0 | 0.364 | 1 | 1 | cs | TRUE
100 | LV_3946-1_0_5_line_100 |  | 94 | 96 | 0.021049 | 0.125 | 0.08 | 261 | 0 | 0.364 | 1 | 1 | cs | TRUE
101 | LV_3946-1_0_5_line_101 |  | 95 | 97 | 0.014839 | 0.125 | 0.08 | 261 | 0 | 0.364 | 1 | 1 | cs | TRUE
102 | LV_3946-1_0_5_line_102 |  | 96 | 98 | 0.0010653 | 0.125 | 0.08 | 261 | 0 | 0.364 | 1 | 1 | cs | TRUE
103 | LV_3946-1_0_5_line_103 |  | 98 | 99 | 0.021906 | 0.125 | 0.08 | 261 | 0 | 0.364 | 1 | 1 | cs | TRUE
104 | LV_3946-1_0_5_line_104 |  | 99 | 121 | 0.0052099 | 0.125 | 0.08 | 261 | 0 | 0.364 | 1 | 1 | cs | TRUE
105 | LV_3946-1_0_5_line_105 |  | 99 | 120 | 0.0077091 | 0.125 | 0.08 | 261 | 0 | 0.364 | 1 | 1 | cs | TRUE
106 | LV_3946-1_0_5_line_106 |  | 100 | 101 | 0.002462 | 0.125 | 0.08 | 261 | 0 | 0.364 | 1 | 1 | cs | TRUE
107 | LV_3946-1_0_5_line_107 |  | 100 | 102 | 0.011994 | 0.125 | 0.08 | 261 | 0 | 0.364 | 1 | 1 | cs | TRUE
108 | LV_3946-1_0_5_line_108 |  | 101 | 103 | 0.011466 | 0.125 | 0.08 | 261 | 0 | 0.364 | 1 | 1 | cs | TRUE
109 | LV_3946-1_0_5_line_109 |  | 101 | 104 | 0.0092452 | 0.125 | 0.08 | 261 | 0 | 0.364 | 1 | 1 | cs | TRUE
110 | LV_3946-1_0_5_line_110 |  | 102 | 105 | 0.016513 | 0.125 | 0.08 | 261 | 0 | 0.364 | 1 | 1 | cs | TRUE
111 | LV_3946-1_0_5_line_111 |  | 108 | 109 | 0.006593 | 0.125 | 0.08 | 261 | 0 | 0.364 | 1 | 1 | cs | TRUE
112 | LV_3946-1_0_5_line_112 |  | 108 | 110 | 0.0057901 | 0.125 | 0.08 | 261 | 0 | 0.364 | 1 | 1 | cs | TRUE
113 | LV_3946-1_0_5_line_113 |  | 109 | 111 | 0.0082849 | 0.125 | 0.08 | 261 | 0 | 0.364 | 1 | 1 | cs | TRUE
114 | LV_3946-1_0_5_line_114 |  | 110 | 112 | 0.0046722 | 0.125 | 0.08 | 261 | 0 | 0.364 | 1 | 1 | cs | TRUE
115 | LV_3946-1_0_5_line_115 |  | 112 | 113 | 0.012586 | 0.125 | 0.08 | 261 | 0 | 0.364 | 1 | 1 | cs | TRUE
116 | LV_3946-1_0_5_line_116 |  | 113 | 114 | 0.00046947 | 0.125 | 0.08 | 261 | 0 | 0.364 | 1 | 1 | cs | TRUE
117 | LV_3946-1_0_5_line_117 |  | 114 | 116 | 0.010971 | 0.125 | 0.08 | 261 | 0 | 0.364 | 1 | 1 | cs | TRUE
118 | LV_3946-1_0_5_line_118 |  | 115 | 120 | 0.010675 | 0.125 | 0.08 | 261 | 0 | 0.364 | 1 | 1 | cs | TRUE
119 | LV_3946-1_0_5_line_119 |  | 116 | 117 | 0.0019145 | 0.125 | 0.08 | 261 | 0 | 0.364 | 1 | 1 | cs | TRUE
120 | LV_3946-1_0_5_line_120 |  | 117 | 118 | 0.0011619 | 0.125 | 0.08 | 261 | 0 | 0.364 | 1 | 1 | cs | TRUE
121 | LV_3946-1_0_5_line_121 |  | 118 | 119 | 0.0020976 | 0.125 | 0.08 | 261 | 0 | 0.364 | 1 | 1 | cs | TRUE
122 | LV_3946-1_0_5_line_122 |  | 119 | 122 | 0.006949 | 0.125 | 0.08 | 261 | 0 | 0.364 | 1 | 1 | cs | TRUE
123 | LV_3946-1_0_5_line_123 |  | 121 | 123 | 0.0020799 | 0.125 | 0.08 | 261 | 0 | 0.364 | 1 | 1 | cs | TRUE
124 | LV_3946-1_0_5_line_124 |  | 122 | 150 | 0.013519 | 0.125 | 0.08 | 261 | 0 | 0.364 | 1 | 1 | cs | TRUE
125 | LV_3946-1_0_5_line_125 |  | 123 | 124 | 0.0048537 | 0.125 | 0.08 | 261 | 0 | 0.364 | 1 | 1 | cs | TRUE
126 | LV_3946-1_0_5_line_126 |  | 124 | 125 | 0.018273 | 0.125 | 0.08 | 261 | 0 | 0.364 | 1 | 1 | cs | TRUE
127 | LV_3946-1_0_5_line_127 |  | 125 | 126 | 0.0088266 | 0.125 | 0.08 | 261 | 0 | 0.364 | 1 | 1 | cs | TRUE
128 | LV_3946-1_0_5_line_128 |  | 126 | 127 | 0.023615 | 0.125 | 0.08 | 261 | 0 | 0.364 | 1 | 1 | cs | TRUE
129 | LV_3946-1_0_5_line_129 |  | 126 | 128 | 0.019311 | 0.125 | 0.08 | 261 | 0 | 0.364 | 1 | 1 | cs | TRUE
130 | LV_3946-1_0_5_line_130 |  | 127 | 129 | 0.045873 | 0.125 | 0.08 | 261 | 0 | 0.364 | 1 | 1 | cs | TRUE
131 | LV_3946-1_0_5_line_131 |  | 127 | 130 | 0.005631 | 0.125 | 0.08 | 261 | 0 | 0.364 | 1 | 1 | cs | TRUE
132 | LV_3946-1_0_5_line_132 |  | 129 | 131 | 0.012437 | 0.125 | 0.08 | 261 | 0 | 0.364 | 1 | 1 | cs | TRUE
133 | LV_3946-1_0_5_line_133 |  | 129 | 132 | 0.038874 | 0.125 | 0.08 | 261 | 0 | 0.364 | 1 | 1 | cs | TRUE
134 | LV_3946-1_0_5_line_134 |  | 130 | 133 | 0.0080307 | 0.125 | 0.08 | 261 | 0 | 0.364 | 1 | 1 | cs | TRUE
135 | LV_3946-1_0_5_line_135 |  | 132 | 157 | 0.009418 | 0.125 | 0.08 | 261 | 0 | 0.364 | 1 | 1 | cs | TRUE
136 | LV_3946-1_0_5_line_136 |  | 133 | 140 | 0.00034981 | 0.125 | 0.08 | 261 | 0 | 0.364 | 1 | 1 | cs | TRUE
137 | LV_3946-1_0_5_line_137 |  | 135 | 136 | 0.0013354 | 0.125 | 0.08 | 261 | 0 | 0.364 | 1 | 1 | cs | TRUE
138 | LV_3946-1_0_5_line_138 |  | 135 | 137 | 0.00080107 | 0.125 | 0.08 | 261 | 0 | 0.364 | 1 | 1 | cs | TRUE
139 | LV_3946-1_0_5_line_139 |  | 136 | 138 | 0.006827 | 0.125 | 0.08 | 261 | 0 | 0.364 | 1 | 1 | cs | TRUE
140 | LV_3946-1_0_5_line_140 |  | 137 | 139 | 0.0088241 | 0.125 | 0.08 | 261 | 0 | 0.364 | 1 | 1 | cs | TRUE
141 | LV_3946-1_0_5_line_141 |  | 138 | 140 | 0.0097992 | 0.125 | 0.08 | 261 | 0 | 0.364 | 1 | 1 | cs | TRUE
142 | LV_3946-1_0_5_line_142 |  | 139 | 141 | 0.011356 | 0.125 | 0.08 | 261 | 0 | 0.364 | 1 | 1 | cs | TRUE
143 | LV_3946-1_0_5_line_143 |  | 141 | 142 | 0.0079969 | 0.125 | 0.08 | 261 | 0 | 0.364 | 1 | 1 | cs | TRUE
144 | LV_3946-1_0_5_line_144 |  | 142 | 143 | 0.0013626 | 0.125 | 0.08 | 261 | 0 | 0.364 | 1 | 1 | cs | TRUE
145 | LV_3946-1_0_5_line_145 |  | 143 | 144 | 0.010725 | 0.125 | 0.08 | 261 | 0 | 0.364 | 1 | 1 | cs | TRUE
146 | LV_3946-1_0_5_line_146 |  | 144 | 145 | 0.013458 | 0.125 | 0.08 | 261 | 0 | 0.364 | 1 | 1 | cs | TRUE
147 | LV_3946-1_0_5_line_147 |  | 145 | 146 | 0.0022167 | 0.125 | 0.08 | 261 | 0 | 0.364 | 1 | 1 | cs | TRUE
148 | LV_3946-1_0_5_line_148 |  | 146 | 147 | 0.024794 | 0.125 | 0.08 | 261 | 0 | 0.364 | 1 | 1 | cs | TRUE
149 | LV_3946-1_0_5_line_149 |  | 147 | 148 | 0.0043213 | 0.125 | 0.08 | 261 | 0 | 0.364 | 1 | 1 | cs | TRUE
150 | LV_3946-1_0_5_line_150 |  | 148 | 149 | 0.022633 | 0.125 | 0.08 | 261 | 0 | 0.364 | 1 | 1 | cs | TRUE
151 | LV_3946-1_0_5_line_151 |  | 149 | 153 | 0.055423 | 0.125 | 0.08 | 261 | 0 | 0.364 | 1 | 1 | cs | TRUE
152 | LV_3946-1_0_5_line_152 |  | 149 | 154 | 0.049976 | 0.125 | 0.08 | 261 | 0 | 0.364 | 1 | 1 | cs | TRUE
153 | LV_3946-1_0_5_line_153 |  | 150 | 151 | 0.012649 | 0.125 | 0.08 | 261 | 0 | 0.364 | 1 | 1 | cs | TRUE
154 | LV_3946-1_0_5_line_154 |  | 151 | 152 | 0.00068736 | 0.125 | 0.08 | 261 | 0 | 0.364 | 1 | 1 | cs | TRUE
155 | LV_3946-1_0_5_line_155 |  | 152 | 158 | 0.0025086 | 0.125 | 0.08 | 261 | 0 | 0.364 | 1 | 1 | cs | TRUE
156 | LV_3946-1_0_5_line_156 |  | 153 | 155 | 0.04968 | 0.125 | 0.08 | 261 | 0 | 0.364 | 1 | 1 | cs | TRUE
157 | LV_3946-1_0_5_line_157 |  | 155 | 156 | 0.038573 | 0.125 | 0.08 | 261 | 0 | 0.364 | 1 | 1 | cs | TRUE
158 | LV_3946-1_0_5_line_158 |  | 158 | 159 | 0.0092463 | 0.125 | 0.08 | 261 | 0 | 0.364 | 1 | 1 | cs | TRUE
159 | LV_3946-1_0_5_line_159 |  | 159 | 160 | 0.0022102 | 0.125 | 0.08 | 261 | 0 | 0.364 | 1 | 1 | cs | TRUE
160 | LV_3946-1_0_5_line_160 |  | 160 | 161 | 0.020945 | 0.125 | 0.08 | 261 | 0 | 0.364 | 1 | 1 | cs | TRUE

## trafo
| name | std_type | hv_bus | lv_bus | sn_mva | vn_hv_kv | vn_lv_kv | vk_percent | vkr_percent | pfe_kw | i0_percent | shift_degree | tap_side | tap_neutral | tap_min | tap_max | tap_step_percent | tap_step_degree | tap_pos | tap_phase_shifter | parallel | df | in_service
0 | LV_3946-1_0_5_trafo_74 | 0.63 MVA 20/0.4 kV | 162 | 83 | 0.63 | 20 | 0.4 | 6 | 1.206 | 1.65 | 0.2619 | 150 | hv | 0 | -2 | 2 | 2.5 | 0 | 0 | FALSE | 1 | 1 | TRUE

## line_geodata
| x0 | y0 | x1 | y1 | x2 | y2 | x3 | y3 | x4 | y4 | x5 | y5 | x6 | y6 | x7 | y7 | x8 | y8 | x9 | y9 | x10 | y10
0 | 2759422.6937 | 1199580.0735 | 2759436.4262 | 1199584.2101 | 2759442.9326 | 1199586.7748
1 | 2759458.7626 | 1199596.2388 | 2759456.4157 | 1199596.254 | 2759453.8916 | 1199595.486 | 2759451.4198 | 1199592.7621 | 2759447.4456 | 1199589.5199 | 2759442.9326 | 1199586.7748
2 | 2759422.6937 | 1199580.0735 | 2759419.6565 | 1199581.4048
3 | 2759422.6937 | 1199580.0735 | 2759427.0173 | 1199565.3978
4 | 2759458.7626 | 1199596.2388 | 2759454.0838 | 1199600.2731 | 2759450.7002 | 1199604.0195 | 2759450.4263 | 1199604.33
5 | 2759458.7626 | 1199596.2388 | 2759461.0401 | 1199594.6536
6 | 2759419.6565 | 1199581.4048 | 2759419.6565 | 1199581.4048 | 2759411.7637 | 1199578.7952
7 | 2759428.7759 | 1199559.4285 | 2759427.0173 | 1199565.3978
8 | 2759448.0025 | 1199607.0776 | 2759450.4263 | 1199604.33
9 | 2759461.0401 | 1199594.6536 | 2759463.0865 | 1199593.2293 | 2759473.4956 | 1199586.3008 | 2759476.1304 | 1199584.8608
10 | 2759399.2056 | 1199584.362 | 2759399.2056 | 1199584.362 | 2759405.2399 | 1199576.6383 | 2759411.7637 | 1199578.7952
11 | 2759446.3222 | 1199608.8707 | 2759446.8663 | 1199608.3656 | 2759448.0025 | 1199607.0776
12 | 2759493.2967 | 1199576.1879 | 2759490.1001 | 1199577.8919 | 2759477.6474 | 1199584.0318 | 2759476.1304 | 1199584.8608
13 | 2759437.7565 | 1199616.5803 | 2759442.429 | 1199612.4842 | 2759446.3222 | 1199608.8707
14 | 2759500.6208 | 1199572.2836 | 2759493.2967 | 1199576.1879
15 | 2759382.3466 | 1199532.5612 | 2759381.8311 | 1199546.2649 | 2759383.5371 | 1199548.568 | 2759383.2458 | 1199557.2515
16 | 2759382.3466 | 1199532.5612 | 2759382.5982 | 1199525.8746
17 | 2759382.5982 | 1199525.8746 | 2759383.64 | 1199498.1816 | 2759382.9177 | 1199492.6327
18 | 2759401.1665 | 1199520.1953 | 2759401.0894 | 1199522.1832
19 | 2759398.1293 | 1199548.7573 | 2759400.9567 | 1199525.601 | 2759401.0894 | 1199522.1832
20 | 2759401.8108 | 1199503.5931 | 2759401.8108 | 1199503.5931 | 2759401.1665 | 1199520.1953
21 | 2759401.8108 | 1199503.5931 | 2759401.5935 | 1199500.6546
22 | 2759382.3122 | 1199487.9816 | 2759384.1348 | 1199487.919 | 2759393.3688 | 1199490.7677 | 2759399.1184 | 1199494.858 | 2759401.4581 | 1199498.8239 | 2759401.5935 | 1199500.6546
23 | 2759382.3122 | 1199487.9816 | 2759380.2505 | 1199476.8224
24 | 2759382.3122 | 1199487.9816 | 2759382.9177 | 1199492.6327
25 | 2759437.0796 | 1199641.0669 | 2759428.2006 | 1199645.4785 | 2759422.6779 | 1199649.0355
26 | 2759437.0796 | 1199641.0669 | 2759434.7317 | 1199637.4122 | 2759432.9335 | 1199633.9945 | 2759431.8827 | 1199630.2631 | 2759431.6428 | 1199626.4089 | 2759433.1887 | 1199621.8683 | 2759436.9137 | 1199617.3192 | 2759437.7565 | 1199616.5803
27 | 2759437.0796 | 1199641.0669 | 2759449.8713 | 1199634.6655
28 | 2759480.3631 | 1199617.4923 | 2759473.3967 | 1199622.5303 | 2759462.8391 | 1199628.1759 | 2759449.8713 | 1199634.6655
29 | 2759500.6208 | 1199572.2836 | 2759506.5697 | 1199569.1124 | 2759508.8769 | 1199567.1612 | 2759512.5297 | 1199562.5859
30 | 2759517.24 | 1199556.6861 | 2759512.5297 | 1199562.5859
31 | 2759530.7054 | 1199564.8305 | 2759522.8162 | 1199560.0588
32 | 2759530.7054 | 1199564.8305 | 2759538.1133 | 1199549.4187
33 | 2759517.24 | 1199556.6861 | 2759522.8162 | 1199560.0588
34 | 2759538.1133 | 1199549.4187 | 2759540.0946 | 1199545.2966
35 | 2759517.24 | 1199556.6861 | 2759512.5828 | 1199553.6625
36 | 2759540.0946 | 1199545.2966 | 2759541.6038 | 1199542.1568 | 2759544.0335 | 1199537.1358
37 | 2759342.0598 | 1199545.4822 | 2759342.4887 | 1199544.837 | 2759345.9988 | 1199536.3453
38 | 2759345.9988 | 1199536.3453 | 2759345.9988 | 1199536.3453 | 2759348.6421 | 1199520.3682 | 2759351.8894 | 1199505.106
39 | 2759351.8894 | 1199505.106 | 2759352.7102 | 1199501.2486 | 2759353.6256 | 1199497.0737
40 | 2759356.4246 | 1199482.8201 | 2759354.6012 | 1199492.6247 | 2759353.6256 | 1199497.0737
41 | 2759363.6986 | 1199444.9137 | 2759360.1809 | 1199459.9666 | 2759356.4246 | 1199482.8201
42 | 2759356.4246 | 1199482.8201 | 2759354.6789 | 1199482.5734 | 2759351.8952 | 1199482.1098 | 2759349.3201 | 1199480.3952 | 2759347.5058 | 1199477.8669 | 2759346.3913 | 1199474.2339 | 2759345.5969 | 1199469.7421 | 2759344.5546 | 1199458.838 | 2759342.3723 | 1199451.2508 | 2759337.8817 | 1199435.0946 | 2759337.8817 | 1199435.0946
43 | 2759363.6986 | 1199444.9137 | 2759367.0238 | 1199435.6497
44 | 2759363.6986 | 1199444.9137 | 2759366.8101 | 1199445.942 | 2759370.9614 | 1199453.4949
45 | 2759337.8817 | 1199435.0946 | 2759335.9131 | 1199415.5025 | 2759335.3506 | 1199411.7397 | 2759335.1231 | 1199411.0544
46 | 2759380.2505 | 1199476.8224 | 2759379.5683 | 1199473.1297
47 | 2759379.5683 | 1199473.1297 | 2759378.9837 | 1199469.9657 | 2759376.0161 | 1199462.6912 | 2759370.9614 | 1199453.4949
48 | 2759367.0238 | 1199435.6497 | 2759371.2183 | 1199431.1587
49 | 2759335.1231 | 1199411.0544 | 2759334.0319 | 1199407.7677 | 2759326.0433 | 1199395.3549 | 2759318.8823 | 1199378.5757
50 | 2759382.4453 | 1199423.5139 | 2759378.2252 | 1199425.873 | 2759372.851 | 1199429.4106 | 2759371.2183 | 1199431.1587
51 | 2759315.3806 | 1199370.3707 | 2759318.8823 | 1199378.5757
52 | 2759414.4023 | 1199407.766 | 2759408.9886 | 1199409.6456 | 2759402.6967 | 1199413.0252 | 2759390.244 | 1199419.1542 | 2759382.4453 | 1199423.5139
53 | 2759414.5817 | 1199425.9095 | 2759414.6985 | 1199428.1772
54 | 2759414.4023 | 1199407.766 | 2759414.4055 | 1199422.4903 | 2759414.5817 | 1199425.9095
55 | 2759417.0002 | 1199440.3087 | 2759415.0015 | 1199437.5529 | 2759414.8221 | 1199430.5753 | 2759414.6985 | 1199428.1772
56 | 2759414.4023 | 1199407.766 | 2759414.2876 | 1199401.5019 | 2759416.2895 | 1199397.0068
57 | 2759414.4023 | 1199407.766 | 2759420.3868 | 1199408.4818 | 2759429.8898 | 1199410.3925 | 2759436.3749 | 1199412.9011 | 2759442.674 | 1199415.8161 | 2759448.1874 | 1199419.0882
58 | 2759419.6141 | 1199393.0249 | 2759416.2895 | 1199397.0068 | 2759416.2895 | 1199397.0068
59 | 2759448.1874 | 1199419.0882 | 2759454.2399 | 1199422.6804
60 | 2759419.6141 | 1199393.0249 | 2759422.5386 | 1199389.5224 | 2759426.3541 | 1199387.0924
61 | 2759459.2339 | 1199425.6443 | 2759454.2399 | 1199422.6804
62 | 2759434.5074 | 1199381.8997 | 2759426.3541 | 1199387.0924
63 | 2759461.5911 | 1199429.8109 | 2759460.7574 | 1199429.0769 | 2759459.2339 | 1199425.6443
64 | 2759459.2339 | 1199425.6443 | 2759463.461 | 1199420.0542
65 | 2759434.5074 | 1199381.8997 | 2759434.8232 | 1199381.6986 | 2759443.1196 | 1199374.0131 | 2759447.7687 | 1199363.2765
66 | 2759447.7687 | 1199363.2765 | 2759452.5787 | 1199352.1682 | 2759452.8367 | 1199350.999
67 | 2759452.8367 | 1199350.999 | 2759454.1129 | 1199345.2141 | 2759453.7863 | 1199332.9056 | 2759453.4426 | 1199330.7158
68 | 2759452.9947 | 1199327.8621 | 2759453.4426 | 1199330.7158
69 | 2759415.412 | 1199271.4609 | 2759415.3737 | 1199276.6089 | 2759417.5901 | 1199283.4852 | 2759422.9817 | 1199290.146 | 2759428.6635 | 1199294.5014 | 2759434.9945 | 1199299.3634 | 2759441.8181 | 1199305.1839 | 2759447.6351 | 1199311.0332 | 2759452.0283 | 1199321.7043 | 2759452.9947 | 1199327.8621
70 | 2759481.7664 | 1199394.7861 | 2759478.3676 | 1199399.6829
71 | 2759472.802 | 1199407.7015 | 2759478.3676 | 1199399.6829
72 | 2759481.7664 | 1199394.7861 | 2759488.4591 | 1199385.1436 | 2759492.7847 | 1199379.9376
73 | 2759472.802 | 1199407.7015 | 2759465.8264 | 1199416.9262
74 | 2759472.802 | 1199407.7015 | 2759470.2369 | 1199404.1855 | 2759461.6944 | 1199399.1197 | 2759460.1859 | 1199397.1222 | 2759459.5332 | 1199394.4579 | 2759459.3837 | 1199390.6395 | 2759460.763 | 1199387.2065 | 2759466.6309 | 1199378.3421
75 | 2759495.2448 | 1199376.977 | 2759492.7847 | 1199379.9376
76 | 2759463.461 | 1199420.0542 | 2759465.8264 | 1199416.9262
77 | 2759466.6309 | 1199378.3421 | 2759473.1399 | 1199368.509 | 2759482.1075 | 1199352.9407
78 | 2759495.2448 | 1199376.977 | 2759498.2674 | 1199373.3392 | 2759506.424 | 1199364.9792
79 | 2759482.1075 | 1199352.9407 | 2759487.177 | 1199344.1396 | 2759488.1552 | 1199330.4137
80 | 2759486.4247 | 1199426.1471 | 2759489.1191 | 1199429.7564
81 | 2759492.1979 | 1199441.1375 | 2759491.9163 | 1199438.2719 | 2759490.6632 | 1199433.8456 | 2759489.1191 | 1199429.7564
82 | 2759506.424 | 1199364.9792 | 2759513.7067 | 1199357.5149 | 2759514.6283 | 1199356.4754
83 | 2759488.5416 | 1199324.9924 | 2759488.1552 | 1199330.4137
84 | 2759487.8784 | 1199448.8291 | 2759489.6302 | 1199446.5627 | 2759491.1814 | 1199443.8239 | 2759492.1979 | 1199441.1375
85 | 2759492.1979 | 1199441.1375 | 2759495.073 | 1199439.8909 | 2759497.4509 | 1199437.5745 | 2759501.5475 | 1199432.8129 | 2759504.454 | 1199432.1009 | 2759508.6778 | 1199431.7022 | 2759511.4264 | 1199430.341 | 2759513.867 | 1199428.2487 | 2759514.0517 | 1199427.9106
86 | 2759461.5911 | 1199429.8109 | 2759469.1831 | 1199436.5194 | 2759475.9472 | 1199440.8481 | 2759479.2077 | 1199443.0291
87 | 2759461.5911 | 1199429.8109 | 2759461.0243 | 1199431.0636 | 2759460.051 | 1199435.2747 | 2759458.8191 | 1199441.0607
88 | 2759487.8784 | 1199448.8291 | 2759479.2077 | 1199443.0291
89 | 2759456.8069 | 1199448.6564 | 2759458.1345 | 1199444.276 | 2759458.8191 | 1199441.0607
90 | 2759487.8784 | 1199448.8291 | 2759496.2556 | 1199455.1405
91 | 2759456.8069 | 1199448.6564 | 2759456.3951 | 1199450.0152
92 | 2759518.1325 | 1199416.3818 | 2759518.0499 | 1199416.6692
93 | 2759520.9523 | 1199406.5741 | 2759518.1325 | 1199416.3818
94 | 2759518.0499 | 1199416.6692 | 2759515.6693 | 1199424.9494 | 2759514.0517 | 1199427.9106
95 | 2759517.9837 | 1199352.6903 | 2759514.6283 | 1199356.4754
96 | 2759496.2556 | 1199455.1405 | 2759505.3747 | 1199462.0109
97 | 2759508.4235 | 1199464.3078 | 2759505.3747 | 1199462.0109
98 | 2759539.7628 | 1199422.8981 | 2759536.8727 | 1199433.7787 | 2759536.8727 | 1199433.7787
99 | 2759539.9328 | 1199422.2582 | 2759539.7628 | 1199422.8981
100 | 2759530.3938 | 1199453.6403 | 2759532.9009 | 1199445.5609 | 2759535.5971 | 1199435.3238 | 2759536.8727 | 1199433.7787
101 | 2759543.7423 | 1199407.9168 | 2759539.9328 | 1199422.2582
102 | 2759530.078 | 1199454.6577 | 2759530.3938 | 1199453.6403
103 | 2759523.107 | 1199475.3705 | 2759524.2896 | 1199473.3113 | 2759530.078 | 1199454.6577
104 | 2759523.107 | 1199475.3705 | 2759527.3049 | 1199478.456
105 | 2759523.107 | 1199475.3705 | 2759516.9498 | 1199470.7316
106 | 2759314.3817 | 1199368.1199 | 2759315.3806 | 1199370.3707
107 | 2759315.3806 | 1199370.3707 | 2759316.6498 | 1199368.4918 | 2759317.1087 | 1199362.71 | 2759318.1994 | 1199361.2378 | 2759320.0892 | 1199360.3354
108 | 2759314.3817 | 1199368.1199 | 2759309.7397 | 1199357.6313
109 | 2759314.3817 | 1199368.1199 | 2759312.1375 | 1199368.8496 | 2759309.967 | 1199371.6721 | 2759308.5535 | 1199374.6815
110 | 2759320.0892 | 1199360.3354 | 2759328.9417 | 1199356.1084 | 2759331.3083 | 1199349.8368
111 | 2759453.4889 | 1199464.47 | 2759453.2916 | 1199461.5844 | 2759454.1146 | 1199457.9764
112 | 2759456.109 | 1199469.6334 | 2759453.4889 | 1199464.47 | 2759453.4889 | 1199464.47
113 | 2759454.1146 | 1199457.9764 | 2759454.5169 | 1199456.2123 | 2759456.3951 | 1199450.0152
114 | 2759456.109 | 1199469.6334 | 2759456.109 | 1199469.6334 | 2759459.0641 | 1199473.2524
115 | 2759459.0641 | 1199473.2524 | 2759461.9667 | 1199476.8071 | 2759466.5959 | 1199483.328
116 | 2759466.8677 | 1199483.7108 | 2759466.5959 | 1199483.328
117 | 2759466.8677 | 1199483.7108 | 2759473.2184 | 1199492.6566
118 | 2759508.4235 | 1199464.3078 | 2759516.9498 | 1199470.7316
119 | 2759474.3266 | 1199494.2177 | 2759473.2184 | 1199492.6566
120 | 2759474.3266 | 1199494.2177 | 2759474.9992 | 1199495.1651
121 | 2759474.9992 | 1199495.1651 | 2759476.2134 | 1199496.8755
122 | 2759480.236 | 1199502.5419 | 2759476.2134 | 1199496.8755
123 | 2759528.9808 | 1199479.6878 | 2759527.3049 | 1199478.456
124 | 2759480.236 | 1199502.5419 | 2759484.3466 | 1199508.3322 | 2759487.4338 | 1199513.9592
125 | 2759528.9808 | 1199479.6878 | 2759532.8917 | 1199482.5623
126 | 2759532.8917 | 1199482.5623 | 2759535.0398 | 1199484.1412 | 2759544.2786 | 1199489.6593 | 2759548.5744 | 1199491.9026
127 | 2759556.3984 | 1199495.9884 | 2759548.5744 | 1199491.9026
128 | 2759578.3877 | 1199504.761 | 2759556.3984 | 1199495.9884
129 | 2759556.3984 | 1199495.9884 | 2759551.5082 | 1199514.6699
130 | 2759578.3877 | 1199504.761 | 2759589.6841 | 1199509.4 | 2759603.8262 | 1199515.3162 | 2759607.3647 | 1199516.6118 | 2759615.1914 | 1199517.6662 | 2759621.8571 | 1199517.6886
131 | 2759578.3877 | 1199504.761 | 2759580.0946 | 1199499.3949
132 | 2759621.8571 | 1199517.6886 | 2759622.5208 | 1199513.3803 | 2759623.9598 | 1199505.4339
133 | 2759621.8571 | 1199517.6886 | 2759634.1559 | 1199517.3167 | 2759639.0518 | 1199491.2021
134 | 2759580.0946 | 1199499.3949 | 2759582.5289 | 1199491.742
135 | 2759640.8834 | 1199481.965 | 2759639.0518 | 1199491.2021
136 | 2759582.6349 | 1199491.4086 | 2759582.5289 | 1199491.742
137 | 2759588.0796 | 1199474.2921 | 2759587.6748 | 1199475.5646
138 | 2759588.3224 | 1199473.5287 | 2759588.0796 | 1199474.2921
139 | 2759585.6053 | 1199482.0704 | 2759587.6748 | 1199475.5646
140 | 2759590.9972 | 1199465.1198 | 2759588.3224 | 1199473.5287
141 | 2759585.6053 | 1199482.0704 | 2759582.6349 | 1199491.4086
142 | 2759590.9972 | 1199465.1198 | 2759594.4394 | 1199454.2983
143 | 2759596.8634 | 1199446.6777 | 2759594.4394 | 1199454.2983
144 | 2759596.8634 | 1199446.6777 | 2759597.2765 | 1199445.3792
145 | 2759600.9187 | 1199435.2913 | 2759597.2765 | 1199445.3792 | 2759597.2765 | 1199445.3792
146 | 2759600.9187 | 1199435.2913 | 2759604.4428 | 1199425.5306 | 2759605.5588 | 1199422.6596
147 | 2759605.5588 | 1199422.6596 | 2759606.3618 | 1199420.5935
148 | 2759615.3441 | 1199397.4841 | 2759606.3618 | 1199420.5935
149 | 2759615.3441 | 1199397.4841 | 2759616.9096 | 1199393.4564
150 | 2759624.5574 | 1199372.187 | 2759623.489 | 1199376.529 | 2759616.9096 | 1199393.4564
151 | 2759679.4174 | 1199378.2909 | 2759667.8106 | 1199379.2707 | 2759653.0332 | 1199378.2973 | 2759624.5574 | 1199372.187
152 | 2759575.8616 | 1199360.3541 | 2759595.7609 | 1199364.9561 | 2759624.5574 | 1199372.187
153 | 2759487.4338 | 1199513.9592 | 2759489.4612 | 1199517.6547 | 2759492.5866 | 1199525.4878
154 | 2759492.8414 | 1199526.1262 | 2759492.5866 | 1199525.4878
155 | 2759492.8414 | 1199526.1262 | 2759493.771 | 1199528.4562
156 | 2759679.4174 | 1199378.2909 | 2759679.6128 | 1199381.8104 | 2759678.3508 | 1199386.2695 | 2759671.6569 | 1199398.9798 | 2759660.9429 | 1199419.8566 | 2759657.2941 | 1199420.4041
157 | 2759664.133 | 1199453.1935 | 2759653.5349 | 1199441.0443 | 2759652.1698 | 1199439.3841 | 2759651.4548 | 1199437.6301 | 2759651.2921 | 1199435.7352 | 2759651.7911 | 1199433.3131 | 2759657.2941 | 1199420.4041
158 | 2759497.0435 | 1199537.1028 | 2759495.238 | 1199532.1328 | 2759493.771 | 1199528.4562
159 | 2759497.0435 | 1199537.1028 | 2759497.7982 | 1199539.1802
160 | 2759512.5828 | 1199553.6625 | 2759507.4148 | 1199550.3072 | 2759501.8054 | 1199544.9639 | 2759497.8 | 1199539.1852 | 2759497.7982 | 1199539.1802

## bus_geodata
| x | y | coords
0 | 2759442.9326 | 1199586.7748
1 | 2759422.6937 | 1199580.0735
2 | 2759458.7626 | 1199596.2388
3 | 2759419.6565 | 1199581.4048
4 | 2759427.0173 | 1199565.3978
5 | 2759450.4263 | 1199604.33
6 | 2759461.0401 | 1199594.6536
7 | 2759411.7637 | 1199578.7952
8 | 2759428.7759 | 1199559.4285
9 | 2759448.0025 | 1199607.0776
10 | 2759476.1304 | 1199584.8608
11 | 2759399.2056 | 1199584.362
12 | 2759446.3222 | 1199608.8707
13 | 2759493.2967 | 1199576.1879
14 | 2759383.2458 | 1199557.2515
15 | 2759382.3466 | 1199532.5612
16 | 2759382.5982 | 1199525.8746
17 | 2759401.0894 | 1199522.1832
18 | 2759401.1665 | 1199520.1953
19 | 2759398.1293 | 1199548.7573
20 | 2759401.8108 | 1199503.5931
21 | 2759401.5935 | 1199500.6546
22 | 2759382.3122 | 1199487.9816
23 | 2759382.9177 | 1199492.6327
24 | 2759422.6779 | 1199649.0355
25 | 2759437.0796 | 1199641.0669
26 | 2759437.7565 | 1199616.5803
27 | 2759449.8713 | 1199634.6655
28 | 2759480.3631 | 1199617.4923
29 | 2759500.6208 | 1199572.2836
30 | 2759512.5297 | 1199562.5859
31 | 2759530.7054 | 1199564.8305
32 | 2759522.8162 | 1199560.0588
33 | 2759538.1133 | 1199549.4187
34 | 2759517.24 | 1199556.6861
35 | 2759540.0946 | 1199545.2966
36 | 2759342.0598 | 1199545.4822
37 | 2759345.9988 | 1199536.3453
38 | 2759351.8894 | 1199505.106
39 | 2759353.6256 | 1199497.0737
40 | 2759356.4246 | 1199482.8201
41 | 2759363.6986 | 1199444.9137
42 | 2759337.8817 | 1199435.0946
43 | 2759380.2505 | 1199476.8224
44 | 2759379.5683 | 1199473.1297
45 | 2759367.0238 | 1199435.6497
46 | 2759370.9614 | 1199453.4949
47 | 2759335.1231 | 1199411.0544
48 | 2759371.2183 | 1199431.1587
49 | 2759318.8823 | 1199378.5757
50 | 2759382.4453 | 1199423.5139
51 | 2759414.5817 | 1199425.9095
52 | 2759414.6985 | 1199428.1772
53 | 2759414.4023 | 1199407.766
54 | 2759417.0002 | 1199440.3087
55 | 2759416.2895 | 1199397.0068
56 | 2759448.1874 | 1199419.0882
57 | 2759419.6141 | 1199393.0249
58 | 2759454.2399 | 1199422.6804
59 | 2759426.3541 | 1199387.0924
60 | 2759459.2339 | 1199425.6443
61 | 2759434.5074 | 1199381.8997
62 | 2759447.7687 | 1199363.2765
63 | 2759452.8367 | 1199350.999
64 | 2759453.4426 | 1199330.7158
65 | 2759452.9947 | 1199327.8621
66 | 2759478.3676 | 1199399.6829
67 | 2759481.7664 | 1199394.7861
68 | 2759472.802 | 1199407.7015
69 | 2759492.7847 | 1199379.9376
70 | 2759465.8264 | 1199416.9262
71 | 2759466.6309 | 1199378.3421
72 | 2759495.2448 | 1199376.977
73 | 2759463.461 | 1199420.0542
74 | 2759482.1075 | 1199352.9407
75 | 2759486.4247 | 1199426.1471
76 | 2759489.1191 | 1199429.7564
77 | 2759506.424 | 1199364.9792
78 | 2759488.1552 | 1199330.4137
79 | 2759492.1979 | 1199441.1375
80 | 2759461.5911 | 1199429.8109
81 | 2759479.2077 | 1199443.0291
82 | 2759458.8191 | 1199441.0607
83 | 2759487.8784 | 1199448.8291
84 | 2759456.8069 | 1199448.6564
85 | 2759518.1325 | 1199416.3818
86 | 2759518.0499 | 1199416.6692
87 | 2759520.9523 | 1199406.5741
88 | 2759514.0517 | 1199427.9106
89 | 2759514.6282 | 1199356.4754
90 | 2759517.9837 | 1199352.6903
91 | 2759496.2556 | 1199455.1405
92 | 2759505.3747 | 1199462.0109
93 | 2759539.7628 | 1199422.8981
94 | 2759536.8727 | 1199433.7787
95 | 2759539.9328 | 1199422.2582
96 | 2759530.3938 | 1199453.6403
97 | 2759543.7423 | 1199407.9168
98 | 2759530.078 | 1199454.6577
99 | 2759523.107 | 1199475.3705
100 | 2759315.3806 | 1199370.3707
101 | 2759314.3817 | 1199368.1199
102 | 2759320.0892 | 1199360.3354
103 | 2759309.7397 | 1199357.6313
104 | 2759308.5535 | 1199374.6815
105 | 2759331.3083 | 1199349.8368
106 | 2759488.5416 | 1199324.9924
107 | 2759415.412 | 1199271.4609
108 | 2759453.4889 | 1199464.47
109 | 2759454.1146 | 1199457.9764
110 | 2759456.109 | 1199469.6334
111 | 2759456.3951 | 1199450.0152
112 | 2759459.0641 | 1199473.2524
113 | 2759466.5959 | 1199483.328
114 | 2759466.8677 | 1199483.7108
115 | 2759508.4235 | 1199464.3078
116 | 2759473.2184 | 1199492.6566
117 | 2759474.3266 | 1199494.2177
118 | 2759474.9992 | 1199495.1651
119 | 2759476.2134 | 1199496.8755
120 | 2759516.9498 | 1199470.7316
121 | 2759527.3049 | 1199478.456
122 | 2759480.236 | 1199502.5419
123 | 2759528.9808 | 1199479.6878
124 | 2759532.8917 | 1199482.5623
125 | 2759548.5744 | 1199491.9026
126 | 2759556.3984 | 1199495.9884
127 | 2759578.3877 | 1199504.761
128 | 2759551.5082 | 1199514.6699
129 | 2759621.8571 | 1199517.6886
130 | 2759580.0946 | 1199499.3949
131 | 2759623.9598 | 1199505.4339
132 | 2759639.0518 | 1199491.2021
133 | 2759582.5289 | 1199491.742
134 | 2759544.0335 | 1199537.1358
135 | 2759588.0796 | 1199474.2921
136 | 2759587.6748 | 1199475.5646
137 | 2759588.3224 | 1199473.5287
138 | 2759585.6053 | 1199482.0704
139 | 2759590.9972 | 1199465.1198
140 | 2759582.6349 | 1199491.4086
141 | 2759594.4394 | 1199454.2983
142 | 2759596.8634 | 1199446.6777
143 | 2759597.2765 | 1199445.3792
144 | 2759600.9187 | 1199435.2913
145 | 2759605.5588 | 1199422.6596
146 | 2759606.3618 | 1199420.5935
147 | 2759615.3441 | 1199397.4841
148 | 2759616.9096 | 1199393.4564
149 | 2759624.5574 | 1199372.187
150 | 2759487.4338 | 1199513.9592
151 | 2759492.5866 | 1199525.4878
152 | 2759492.8414 | 1199526.1262
153 | 2759679.4174 | 1199378.2909
154 | 2759575.8616 | 1199360.3541
155 | 2759657.2941 | 1199420.4041
156 | 2759664.133 | 1199453.1935
157 | 2759640.8834 | 1199481.965
158 | 2759493.771 | 1199528.4562
159 | 2759497.0435 | 1199537.1028
160 | 2759497.7982 | 1199539.1802
161 | 2759512.5828 | 1199553.6625
162 | 2759492.1979 | 1199441.1375

## line_std_types
| c_nf_per_km | r_ohm_per_km | x_ohm_per_km | max_i_ka | type | q_mm2 | alpha | voltage_rating
NAYY 4x50 SE | 210 | 0.642 | 0.083 | 0.142 | cs | 50 | 0.00403 | LV
NAYY 4x120 SE | 264 | 0.225 | 0.08 | 0.242 | cs | 120 | 0.00403 | LV
NAYY 4x150 SE | 261 | 0.208 | 0.08 | 0.27 | cs | 150 | 0.00403 | LV
NA2XS2Y 1x95 RM/25 12/20 kV | 216 | 0.313 | 0.132 | 0.252 | cs | 95 | 0.00403 | MV
NA2XS2Y 1x185 RM/25 12/20 kV | 273 | 0.161 | 0.117 | 0.362 | cs | 185 | 0.00403 | MV
NA2XS2Y 1x240 RM/25 12/20 kV | 304 | 0.122 | 0.112 | 0.421 | cs | 240 | 0.00403 | MV
NA2XS2Y 1x95 RM/25 6/10 kV | 315 | 0.313 | 0.123 | 0.249 | cs | 95 | 0.00403 | MV
NA2XS2Y 1x185 RM/25 6/10 kV | 406 | 0.161 | 0.11 | 0.358 | cs | 185 | 0.00403 | MV
NA2XS2Y 1x240 RM/25 6/10 kV | 456 | 0.122 | 0.105 | 0.416 | cs | 240 | 0.00403 | MV
NA2XS2Y 1x150 RM/25 12/20 kV | 250 | 0.206 | 0.116 | 0.319 | cs | 150 | 0.00403 | MV
NA2XS2Y 1x120 RM/25 12/20 kV | 230 | 0.253 | 0.119 | 0.283 | cs | 120 | 0.00403 | MV
NA2XS2Y 1x70 RM/25 12/20 kV | 190 | 0.443 | 0.132 | 0.22 | cs | 70 | 0.00403 | MV
NA2XS2Y 1x150 RM/25 6/10 kV | 360 | 0.206 | 0.11 | 0.315 | cs | 150 | 0.00403 | MV
NA2XS2Y 1x120 RM/25 6/10 kV | 340 | 0.253 | 0.113 | 0.28 | cs | 120 | 0.00403 | MV
NA2XS2Y 1x70 RM/25 6/10 kV | 280 | 0.443 | 0.123 | 0.217 | cs | 70 | 0.00403 | MV
N2XS(FL)2Y 1x120 RM/35 64/110 kV | 112 | 0.153 | 0.166 | 0.366 | cs | 120 | 0.00393 | HV
N2XS(FL)2Y 1x185 RM/35 64/110 kV | 125 | 0.099 | 0.156 | 0.457 | cs | 185 | 0.00393 | HV
N2XS(FL)2Y 1x240 RM/35 64/110 kV | 135 | 0.075 | 0.149 | 0.526 | cs | 240 | 0.00393 | HV
N2XS(FL)2Y 1x300 RM/35 64/110 kV | 144 | 0.06 | 0.144 | 0.588 | cs | 300 | 0.00393 | HV
15-AL1/3-ST1A 0.4 | 11 | 1.8769 | 0.35 | 0.105 | ol | 16 | 0.00403 | LV
24-AL1/4-ST1A 0.4 | 11.25 | 1.2012 | 0.335 | 0.14 | ol | 24 | 0.00403 | LV
48-AL1/8-ST1A 0.4 | 12.2 | 0.5939 | 0.3 | 0.21 | ol | 48 | 0.00403 | LV
94-AL1/15-ST1A 0.4 | 13.2 | 0.306 | 0.29 | 0.35 | ol | 94 | 0.00403 | LV
34-AL1/6-ST1A 10.0 | 9.7 | 0.8342 | 0.36 | 0.17 | ol | 34 | 0.00403 | MV
48-AL1/8-ST1A 10.0 | 10.1 | 0.5939 | 0.35 | 0.21 | ol | 48 | 0.00403 | MV
70-AL1/11-ST1A 10.0 | 10.4 | 0.4132 | 0.339 | 0.29 | ol | 70 | 0.00403 | MV
94-AL1/15-ST1A 10.0 | 10.75 | 0.306 | 0.33 | 0.35 | ol | 94 | 0.00403 | MV
122-AL1/20-ST1A 10.0 | 11.1 | 0.2376 | 0.323 | 0.41 | ol | 122 | 0.00403 | MV
149-AL1/24-ST1A 10.0 | 11.25 | 0.194 | 0.315 | 0.47 | ol | 149 | 0.00403 | MV
34-AL1/6-ST1A 20.0 | 9.15 | 0.8342 | 0.382 | 0.17 | ol | 34 | 0.00403 | MV
48-AL1/8-ST1A 20.0 | 9.5 | 0.5939 | 0.372 | 0.21 | ol | 48 | 0.00403 | MV
70-AL1/11-ST1A 20.0 | 9.7 | 0.4132 | 0.36 | 0.29 | ol | 70 | 0.00403 | MV
94-AL1/15-ST1A 20.0 | 10 | 0.306 | 0.35 | 0.35 | ol | 94 | 0.00403 | MV
122-AL1/20-ST1A 20.0 | 10.3 | 0.2376 | 0.344 | 0.41 | ol | 122 | 0.00403 | MV
149-AL1/24-ST1A 20.0 | 10.5 | 0.194 | 0.337 | 0.47 | ol | 149 | 0.00403 | MV
184-AL1/30-ST1A 20.0 | 10.75 | 0.1571 | 0.33 | 0.535 | ol | 184 | 0.00403 | MV
243-AL1/39-ST1A 20.0 | 11 | 0.1188 | 0.32 | 0.645 | ol | 243 | 0.00403 | MV
48-AL1/8-ST1A 110.0 | 8 | 0.5939 | 0.46 | 0.21 | ol | 48 | 0.00403 | HV
70-AL1/11-ST1A 110.0 | 8.4 | 0.4132 | 0.45 | 0.29 | ol | 70 | 0.00403 | HV
94-AL1/15-ST1A 110.0 | 8.65 | 0.306 | 0.44 | 0.35 | ol | 94 | 0.00403 | HV
122-AL1/20-ST1A 110.0 | 8.5 | 0.2376 | 0.43 | 0.41 | ol | 122 | 0.00403 | HV
149-AL1/24-ST1A 110.0 | 8.75 | 0.194 | 0.41 | 0.47 | ol | 149 | 0.00403 | HV
184-AL1/30-ST1A 110.0 | 8.8 | 0.1571 | 0.4 | 0.535 | ol | 184 | 0.00403 | HV
243-AL1/39-ST1A 110.0 | 9 | 0.1188 | 0.39 | 0.645 | ol | 243 | 0.00403 | HV
305-AL1/39-ST1A 110.0 | 9.2 | 0.0949 | 0.38 | 0.74 | ol | 305 | 0.00403 | HV
490-AL1/64-ST1A 110.0 | 9.75 | 0.059 | 0.37 | 0.96 | ol | 490 | 0.00403 | HV
679-AL1/86-ST1A 110.0 | 9.95 | 0.042 | 0.36 | 1.15 | ol | 679 | 0.00403 | HV
490-AL1/64-ST1A 220.0 | 10 | 0.059 | 0.285 | 0.96 | ol | 490 | 0.00403 | HV
679-AL1/86-ST1A 220.0 | 11.7 | 0.042 | 0.275 | 1.15 | ol | 679 | 0.00403 | HV
490-AL1/64-ST1A 380.0 | 11 | 0.059 | 0.253 | 0.96 | ol | 490 | 0.00403 | HV
679-AL1/86-ST1A 380.0 | 14.6 | 0.042 | 0.25 | 1.15 | ol | 679 | 0.00403 | HV

## trafo_std_types
| i0_percent | pfe_kw | vkr_percent | sn_mva | vn_lv_kv | vn_hv_kv | vk_percent | shift_degree | vector_group | tap_side | tap_neutral | tap_min | tap_max | tap_step_degree | tap_step_percent | tap_phase_shifter
160 MVA 380/110 kV | 0.06 | 60 | 0.25 | 160 | 110 | 380 | 12.2 | 0 | Yy0 | hv | 0 | -9 | 9 | 0 | 1.5 | FALSE
100 MVA 220/110 kV | 0.06 | 55 | 0.26 | 100 | 110 | 220 | 12 | 0 | Yy0 | hv | 0 | -9 | 9 | 0 | 1.5 | FALSE
63 MVA 110/20 kV | 0.04 | 22 | 0.32 | 63 | 20 | 110 | 18 | 150 | YNd5 | hv | 0 | -9 | 9 | 0 | 1.5 | FALSE
40 MVA 110/20 kV | 0.05 | 18 | 0.34 | 40 | 20 | 110 | 16.2 | 150 | YNd5 | hv | 0 | -9 | 9 | 0 | 1.5 | FALSE
25 MVA 110/20 kV | 0.07 | 14 | 0.41 | 25 | 20 | 110 | 12 | 150 | YNd5 | hv | 0 | -9 | 9 | 0 | 1.5 | FALSE
63 MVA 110/10 kV | 0.04 | 22 | 0.32 | 63 | 10 | 110 | 18 | 150 | YNd5 | hv | 0 | -9 | 9 | 0 | 1.5 | FALSE
40 MVA 110/10 kV | 0.05 | 18 | 0.34 | 40 | 10 | 110 | 16.2 | 150 | YNd5 | hv | 0 | -9 | 9 | 0 | 1.5 | FALSE
25 MVA 110/10 kV | 0.07 | 14 | 0.41 | 25 | 10 | 110 | 12 | 150 | YNd5 | hv | 0 | -9 | 9 | 0 | 1.5 | FALSE
0.25 MVA 20/0.4 kV | 0.32 | 0.8 | 1.44 | 0.25 | 0.4 | 20 | 6 | 150 | Yzn5 | hv | 0 | -2 | 2 | 0 | 2.5 | FALSE
0.4 MVA 20/0.4 kV | 0.3375 | 1.35 | 1.425 | 0.4 | 0.4 | 20 | 6 | 150 | Dyn5 | hv | 0 | -2 | 2 | 0 | 2.5 | FALSE
0.63 MVA 20/0.4 kV | 0.2619 | 1.65 | 1.206 | 0.63 | 0.4 | 20 | 6 | 150 | Dyn5 | hv | 0 | -2 | 2 | 0 | 2.5 | FALSE
0.25 MVA 10/0.4 kV | 0.24 | 0.6 | 1.2 | 0.25 | 0.4 | 10 | 4 | 150 | Dyn5 | hv | 0 | -2 | 2 | 0 | 2.5 | FALSE
0.4 MVA 10/0.4 kV | 0.2375 | 0.95 | 1.325 | 0.4 | 0.4 | 10 | 4 | 150 | Dyn5 | hv | 0 | -2 | 2 | 0 | 2.5 | FALSE
0.63 MVA 10/0.4 kV | 0.1873 | 1.18 | 1.0794 | 0.63 | 0.4 | 10 | 4 | 150 | Dyn5 | hv | 0 | -2 | 2 | 0 | 2.5 | FALSE

## trafo3w_std_types
| sn_hv_mva | sn_mv_mva | sn_lv_mva | vn_hv_kv | vn_mv_kv | vn_lv_kv | vk_hv_percent | vk_mv_percent | vk_lv_percent | vkr_hv_percent | vkr_mv_percent | vkr_lv_percent | pfe_kw | i0_percent | shift_mv_degree | shift_lv_degree | vector_group | tap_side | tap_neutral | tap_min | tap_max | tap_step_percent
63/25/38 MVA 110/20/10 kV | 63 | 25 | 38 | 110 | 20 | 10 | 10.4 | 10.4 | 10.4 | 0.28 | 0.32 | 0.35 | 35 | 0.89 | 0 | 0 | YN0yn0yn0 | hv | 0 | -10 | 10 | 1.2
63/25/38 MVA 110/10/10 kV | 63 | 25 | 38 | 110 | 10 | 10 | 10.4 | 10.4 | 10.4 | 0.28 | 0.32 | 0.35 | 35 | 0.89 | 0 | 0 | YN0yn0yn0 | hv | 0 | -10 | 10 | 1.2

## fuse_std_types
| fuse_type | i_rated_a | t_avg | t_min | t_total | x_avg | x_min | x_total
HV 100A | HV 100A | 100 | 0 | [10.0, 3.64, 0.854, 0.281, 0.1, 0.0531, 0.022, 0.01] | [10.0, 4.267, 1.21, 0.403, 0.1, 0.058, 0.022, 0.01] | 0 | [300.0, 350.0, 450.0, 550.0, 700.0, 850.0, 1200.0, 1752.0] | [600.0, 700.0, 900.0, 1150.0, 1665.0, 2000.0, 3000.0, 4313.0]
HV 10A | HV 10A | 10 | 0 | [10.0, 1675.0, 0.344, 0.156, 0.1, 0.0417, 0.0171, 0.01] | [10.0, 1.3, 0.3, 0.155, 0.1, 0.0555, 0.023, 0.01] | 0 | [30.0, 32.0, 35.0, 37.0, 39.0, 50.0, 70.0, 88.0] | [60.0, 70.0, 80.0, 87.0, 94.0, 110.0, 150.0, 216.0]
HV 125A | HV 125A | 125 | 0 | [10.0, 1.82, 0.344, 0.1, 0.0467, 0.0269, 0.01] | [10.0, 2.478, 0.426, 0.1, 0.0427, 0.0211, 0.01] | 0 | [375.0, 500.0, 700.0, 925.0, 1200.0, 1500.0, 2341.0] | [750.0, 1000.0, 1500.0, 2200.0, 3000.0, 4000.0, 5765.0]
HV 160A | HV 160A | 160 | 0 | [10.0, 4.15, 1.03, 0.198, 0.1, 0.051, 0.0172, 0.01] | [10.0, 2.3, 0.734, 0.274, 0.1, 0.046, 0.0177, 0.01] | 0 | [480.0, 550.0, 700.0, 1000.0, 1260.0, 1600.0, 2500.0, 3227.0] | [960.0, 1300.0, 1700.0, 2200.0, 2996.0, 4000.0, 6000.0, 7946.0]
HV 16A | HV 16A | 16 | 0 | [10.0, 0.352, 0.164, 0.1, 0.0649, 0.0342, 0.01] | [10.0, 2.34, 0.722, 0.181, 0.1, 0.055, 0.0296, 0.01] | 0 | [48.0, 60.0, 65.0, 71.0, 80.0, 100.0, 162.0] | [96.0, 110.0, 125.0, 150.0, 168.0, 200.0, 250.0, 398.0]
HV 200A | HV 200A | 200 | 0 | [10.0, 4.267, 1.21, 0.403, 0.1, 0.058, 0.022, 0.01] | [10.0, 3.73, 1.654, 0.328, 0.1, 0.0531, 0.019, 0.01] | 0 | [600.0, 700.0, 900.0, 1150.0, 1665.0, 2000.0, 3000.0, 4313.0] | [1200.0, 1500.0, 1800.0, 2700.0, 3960.0, 5000.0, 7500.0, 10620.0]
HV 20A | HV 20A | 20 | 0 | [10.0, 1.3, 0.3, 0.155, 0.1, 0.0555, 0.023, 0.01] | [10.0, 1.3, 0.161, 0.1, 0.0611, 0.0399, 0.0141, 0.01] | 0 | [60.0, 70.0, 80.0, 87.0, 94.0, 110.0, 150.0, 216.0] | [120.0, 150.0, 200.0, 223.0, 260.0, 300.0, 450.0, 532.0]
HV 25A | HV 25A | 25 | 0 | [10.0, 2.512, 0.833, 0.299, 0.1, 0.0372, 0.0223, 0.01] | [10.0, 3.125, 0.597, 0.198, 0.1, 0.0378, 0.022, 0.01] | 0 | [75.0, 82.0, 90.0, 100.0, 124.0, 170.0, 200.0, 289.0] | [150.0, 170.0, 210.0, 250.0, 294.0, 400.0, 500.0, 711.0]
HV 31.5A | HV 31.5A | 31.5 | 0 | [10.0, 2.34, 0.722, 0.181, 0.1, 0.055, 0.0296, 0.01] | [10.0, 2.84, 0.368, 0.164, 0.1, 0.0621, 0.0378, 0.0195, 0.01] | 0 | [95.0, 110.0, 125.0, 150.0, 165.0, 200.0, 250.0, 390.0] | [189.0, 220.0, 300.0, 350.0, 393.0, 450.0, 530.0, 700.0, 960.0]
HV 40A | HV 40A | 40 | 0 | [10.0, 1.3, 0.161, 0.1, 0.0611, 0.0399, 0.0141, 0.01] | [10.0, 2.05, 0.369, 0.198, 0.1, 0.051, 0.0298, 0.01] | 0 | [120.0, 150.0, 200.0, 223.0, 260.0, 300.0, 450.0, 532.0] | [240.0, 300.0, 400.0, 450.0, 530.0, 650.0, 800.0, 1311.0]
HV 50A | HV 50A | 50 | 0 | [10.0, 3.215, 0.597, 0.198, 0.1, 0.0378, 0.022, 0.01] | [10.0, 3.64, 0.854, 0.281, 0.1, 0.0531, 0.022, 0.01] | 0 | [150.0, 170.0, 210.0, 250.0, 294.0, 400.0, 500.0, 711.0] | [300.0, 350.0, 450.0, 550.0, 700.0, 850.0, 1200.0, 1752.0]
HV 6.3A | HV 6.3A | 6.3 | 0 | [10.0, 1.39, 0.344, 0.168, 0.1, 0.056, 0.0263, 0.01] | [10.0, 1.711, 0.516, 0.198, 0.1, 0.0634, 0.0303, 0.01] | 0 | [19.0, 19.5, 20.4, 20.8, 22.0, 25.0, 32.0, 48.0] | [38.0, 40.0, 43.0, 48.0, 53.0, 60.0, 75.0, 118.0]
HV 63A | HV 63A | 63 | 0 | [10.0, 2.84, 0.368, 0.164, 0.1, 0.0621, 0.0378, 0.0195, 0.01] | [10.0, 1.82, 0.344, 0.1, 0.0467, 0.0269, 0.01] | 0 | [189.0, 220.0, 300.0, 350.0, 393.0, 450.0, 530.0, 700.0, 961.0] | [378.0, 500.0, 700.0, 934.0, 1200.0, 1500.0, 2366.0]
HV 80A | HV 80A | 80 | 0 | [10.0, 2.05, 0.369, 0.198, 0.1, 0.051, 0.0298, 0.01] | [10.0, 4.15, 1.03, 0.198, 0.1, 0.051, 0.0172, 0.01] | 0 | [240.0, 300.0, 400.0, 450.0, 530.0, 650.0, 800.0, 1311.0] | [480.0, 550.0, 700.0, 1000.0, 1260.0, 1600.0, 2500.0, 3227.0]
Siemens NH-1-100 | Siemens NH-1-100 | 100 | [5400.0, 2000.0, 400.0, 20.0, 1.0, 0.2, 0.012, 0.004] | 0 | 0 | [150.0, 190.0, 250.0, 430.0, 900.0, 1250.0, 2700.0, 3600.0] | 0 | 0
Siemens NH-1-125 | Siemens NH-1-125 | 125 | [4800.0, 120.0, 7.0, 0.1, 0.004] | 0 | 0 | [180.0, 400.0, 740.0, 2000.0, 4250.0] | 0 | 0
Siemens NH-1-16 | Siemens NH-1-16 | 16 | [4000.0, 400.0, 2.0, 0.1, 0.04, 0.01] | 0 | 0 | [26.0, 35.0, 75.0, 150.0, 200.0, 300.0] | 0 | 0
Siemens NH-1-160 | Siemens NH-1-160 | 160 | [4800.0, 120.0, 7.0, 0.1, 0.004] | 0 | 0 | [210.0, 500.0, 900.0, 2300.0, 5000.0] | 0 | 0
Siemens NH-1-25 | Siemens NH-1-25 | 25 | [4000.0, 1000.0, 10.0, 0.2, 0.02, 0.01] | 0 | 0 | [40.0, 50.0, 100.0, 210.0, 400.0, 500.0] | 0 | 0
Siemens NH-1-50 | Siemens NH-1-50 | 50 | [4000.0, 40.0, 4.0, 1.0, 0.02, 0.01] | 0 | 0 | [86.0, 200.0, 300.0, 400.0, 1000.0, 1280.0] | 0 | 0
Siemens NH-1-63 | Siemens NH-1-63 | 63 | [4000.0, 100.0, 10.0, 2.0, 0.04, 0.01] | 0 | 0 | [100.0, 200.0, 300.0, 400.0, 1000.0, 1500.0] | 0 | 0
Siemens NH-1-80 | Siemens NH-1-80 | 80 | [4800.0, 120.0, 7.0, 0.1, 0.01] | 0 | 0 | [150.58, 250.0, 450.0, 1150.0, 2470.0] | 0 | 0
Siemens NH-2-1000 | Siemens NH-2-1000 | 1000 | [4800.0, 120.0, 7.0, 0.1, 0.004] | 0 | 0 | [1900.0, 3500.0, 8400.0, 24000.0, 52000.0] | 0 | 0
Siemens NH-2-200 | Siemens NH-2-200 | 200 | [4800.0, 120.0, 7.0, 0.1, 0.004] | 0 | 0 | [280.0, 650.0, 1200.0, 3000.0, 7000.0] | 0 | 0
Siemens NH-2-224 | Siemens NH-2-224 | 224 | [4800.0, 120.0, 7.0, 0.2, 0.04, 0.004] | 0 | 0 | [400.0, 750.0, 1453.0, 3025.0, 4315.0, 7600.0] | 0 | 0
Siemens NH-2-250 | Siemens NH-2-250 | 250 | [4800.0, 120.0, 7.0, 0.1, 0.004] | 0 | 0 | [450.0, 800.0, 1650.0, 4000.0, 8500.0] | 0 | 0
Siemens NH-2-315 | Siemens NH-2-315 | 315 | [4800.0, 120.0, 7.0, 0.1, 0.004] | 0 | 0 | [550.0, 920.0, 1900.0, 5000.0, 11000.0] | 0 | 0
Siemens NH-2-355 | Siemens NH-2-355 | 355 | [4800.0, 120.0, 6.0, 0.1, 0.004] | 0 | 0 | [650.0, 1116.27, 2350.0, 5840.0, 12790.0] | 0 | 0
Siemens NH-2-400 | Siemens NH-2-400 | 400 | [4800.0, 120.0, 7.0, 0.1, 0.004] | 0 | 0 | [720.0, 1350.0, 2800.0, 6500.0, 15000.0] | 0 | 0
Siemens NH-2-425 | Siemens NH-2-425 | 425 | [4800.0, 120.0, 7.0, 0.1, 0.004] | 0 | 0 | [850.0, 1500.0, 3050.0, 7500.0, 16500.0] | 0 | 0
Siemens NH-2-630 | Siemens NH-2-630 | 630 | [4800.0, 120.0, 7.0, 0.1, 0.004] | 0 | 0 | [1200.0, 2000.0, 4800.0, 12000.0, 26000.0] | 0 | 0

## dtypes
| element | column | dtype
0 | bus | name | object
1 | bus | vn_kv | float64
2 | bus | type | object
3 | bus | zone | object
4 | bus | in_service | bool
5 | load | name | object
6 | load | bus | uint32
7 | load | p_mw | float64
8 | load | q_mvar | float64
9 | load | const_z_percent | float64
10 | load | const_i_percent | float64
11 | load | sn_mva | float64
12 | load | scaling | float64
13 | load | in_service | bool
14 | load | type | object
15 | ext_grid | name | object
16 | ext_grid | bus | uint32
17 | ext_grid | vm_pu | float64
18 | ext_grid | va_degree | float64
19 | ext_grid | slack_weight | float64
20 | ext_grid | in_service | bool
21 | line | name | object
22 | line | std_type | object
23 | line | from_bus | uint32
24 | line | to_bus | uint32
25 | line | length_km | float64
26 | line | r_ohm_per_km | float64
27 | line | x_ohm_per_km | float64
28 | line | c_nf_per_km | float64
29 | line | g_us_per_km | float64
30 | line | max_i_ka | float64
31 | line | df | float64
32 | line | parallel | uint32
33 | line | type | object
34 | line | in_service | bool
35 | trafo | name | object
36 | trafo | std_type | object
37 | trafo | hv_bus | uint32
38 | trafo | lv_bus | uint32
39 | trafo | sn_mva | float64
40 | trafo | vn_hv_kv | float64
41 | trafo | vn_lv_kv | float64
42 | trafo | vk_percent | float64
43 | trafo | vkr_percent | float64
44 | trafo | pfe_kw | float64
45 | trafo | i0_percent | float64
46 | trafo | shift_degree | float64
47 | trafo | tap_side | object
48 | trafo | tap_neutral | int32
49 | trafo | tap_min | int32
50 | trafo | tap_max | int32
51 | trafo | tap_step_percent | float64
52 | trafo | tap_step_degree | float64
53 | trafo | tap_pos | int32
54 | trafo | tap_phase_shifter | bool
55 | trafo | parallel | uint32
56 | trafo | df | float64
57 | trafo | in_service | bool
58 | line_geodata | coords | object
59 | bus_geodata | x | float64
60 | bus_geodata | y | float64
61 | bus_geodata | coords | object

## parameters
| version | format_version | converged | OPF_converged | name | f_hz | sn_mva
0 | 2.14.6 | 2.14.0 | FALSE | FALSE |  | 50 | 1