## bus
| name | vn_kv | type | zone | in_service
0 | bus_LV_5207-1_0_6_node_0 | 0.4 | n |  | TRUE
1 | bus_LV_5207-1_0_6_node_1 | 0.4 | n |  | TRUE
2 | bus_LV_5207-1_0_6_node_2 | 0.4 | n |  | TRUE
3 | bus_LV_5207-1_0_6_node_3 | 0.4 | n |  | TRUE
4 | bus_LV_5207-1_0_6_node_4 | 0.4 | n |  | TRUE
5 | bus_LV_5207-1_0_6_node_5 | 0.4 | n |  | TRUE
6 | bus_LV_5207-1_0_6_node_6 | 0.4 | n |  | TRUE
7 | bus_LV_5207-1_0_6_node_8 | 0.4 | n |  | TRUE
8 | bus_LV_5207-1_0_6_node_9 | 0.4 | n |  | TRUE
9 | bus_LV_5207-1_0_6_node_10 | 0.4 | n |  | TRUE
10 | bus_LV_5207-1_0_6_node_11 | 0.4 | n |  | TRUE
11 | bus_LV_5207-1_0_6_node_38 | 0.4 | n |  | TRUE
12 | bus_LV_5207-1_0_6_node_7 | 0.4 | n |  | TRUE
13 | bus_LV_5207-1_0_6_node_43 | 0.4 | n |  | TRUE
14 | bus_LV_5207-1_0_6_node_52 | 0.4 | n |  | TRUE
15 | bus_LV_5207-1_0_6_node_36 | 0.4 | n |  | TRUE
16 | bus_LV_5207-1_0_6_node_29 | 0.4 | n |  | TRUE
17 | bus_LV_5207-1_0_6_node_37 | 0.4 | n |  | TRUE
18 | bus_LV_5207-1_0_6_node_41 | 0.4 | n |  | TRUE
19 | bus_LV_5207-1_0_6_node_55 | 0.4 | n |  | TRUE
20 | bus_LV_5207-1_0_6_node_57 | 0.4 | n |  | TRUE
21 | bus_LV_5207-1_0_6_node_53 | 0.4 | n |  | TRUE
22 | bus_LV_5207-1_0_6_node_47 | 0.4 | n |  | TRUE
23 | bus_LV_5207-1_0_6_node_30 | 0.4 | n |  | TRUE
24 | bus_LV_5207-1_0_6_node_31 | 0.4 | n |  | TRUE
25 | bus_LV_5207-1_0_6_node_12 | 0.4 | n |  | TRUE
26 | bus_LV_5207-1_0_6_node_13 | 0.4 | n |  | TRUE
27 | bus_LV_5207-1_0_6_node_14 | 0.4 | n |  | TRUE
28 | bus_LV_5207-1_0_6_node_15 | 0.4 | n |  | TRUE
29 | bus_LV_5207-1_0_6_node_16 | 0.4 | n |  | TRUE
30 | bus_LV_5207-1_0_6_node_17 | 0.4 | n |  | TRUE
31 | bus_LV_5207-1_0_6_node_18 | 0.4 | n |  | TRUE
32 | bus_LV_5207-1_0_6_node_19 | 0.4 | n |  | TRUE
33 | bus_LV_5207-1_0_6_node_63 | 0.4 | n |  | TRUE
34 | bus_LV_5207-1_0_6_node_51 | 0.4 | n |  | TRUE
35 | bus_LV_5207-1_0_6_node_101 | 0.4 | n |  | TRUE
36 | bus_LV_5207-1_0_6_node_132 | 0.4 | n |  | TRUE
37 | bus_LV_5207-1_0_6_node_46 | 0.4 | n |  | TRUE
38 | bus_LV_5207-1_0_6_node_64 | 0.4 | n |  | TRUE
39 | bus_LV_5207-1_0_6_node_135 | 0.4 | n |  | TRUE
40 | bus_LV_5207-1_0_6_node_136 | 0.4 | n |  | TRUE
41 | bus_LV_5207-1_0_6_node_103 | 0.4 | n |  | TRUE
42 | bus_LV_5207-1_0_6_node_20 | 0.4 | n |  | TRUE
43 | bus_LV_5207-1_0_6_node_21 | 0.4 | n |  | TRUE
44 | bus_LV_5207-1_0_6_node_22 | 0.4 | n |  | TRUE
45 | bus_LV_5207-1_0_6_node_23 | 0.4 | n |  | TRUE
46 | bus_LV_5207-1_0_6_node_24 | 0.4 | n |  | TRUE
47 | bus_LV_5207-1_0_6_node_25 | 0.4 | n |  | TRUE
48 | bus_LV_5207-1_0_6_node_26 | 0.4 | n |  | TRUE
49 | bus_LV_5207-1_0_6_node_27 | 0.4 | n |  | TRUE
50 | bus_LV_5207-1_0_6_node_28 | 0.4 | n |  | TRUE
51 | bus_LV_5207-1_0_6_node_44 | 0.4 | n |  | TRUE
52 | bus_LV_5207-1_0_6_node_80 | 0.4 | n |  | TRUE
53 | bus_LV_5207-1_0_6_node_79 | 0.4 | n |  | TRUE
54 | bus_LV_5207-1_0_6_node_34 | 0.4 | n |  | TRUE
55 | bus_LV_5207-1_0_6_node_33 | 0.4 | n |  | TRUE
56 | bus_LV_5207-1_0_6_node_48 | 0.4 | n |  | TRUE
57 | bus_LV_5207-1_0_6_node_49 | 0.4 | n |  | TRUE
58 | bus_LV_5207-1_0_6_node_35 | 0.4 | n |  | TRUE
59 | bus_LV_5207-1_0_6_node_120 | 0.4 | n |  | TRUE
60 | bus_LV_5207-1_0_6_node_121 | 0.4 | n |  | TRUE
61 | bus_LV_5207-1_0_6_node_118 | 0.4 | n |  | TRUE
62 | bus_LV_5207-1_0_6_node_137 | 0.4 | n |  | TRUE
63 | bus_LV_5207-1_0_6_node_124 | 0.4 | n |  | TRUE
64 | bus_LV_5207-1_0_6_node_125 | 0.4 | n |  | TRUE
65 | bus_LV_5207-1_0_6_node_119 | 0.4 | n |  | TRUE
66 | bus_LV_5207-1_0_6_node_39 | 0.4 | n |  | TRUE
67 | bus_LV_5207-1_0_6_node_40 | 0.4 | n |  | TRUE
68 | bus_LV_5207-1_0_6_node_42 | 0.4 | n |  | TRUE
69 | bus_LV_5207-1_0_6_node_45 | 0.4 | n |  | TRUE
70 | bus_LV_5207-1_0_6_node_50 | 0.4 | n |  | TRUE
71 | bus_LV_5207-1_0_6_node_93 | 0.4 | n |  | TRUE
72 | bus_LV_5207-1_0_6_node_141 | 0.4 | n |  | TRUE
73 | bus_LV_5207-1_0_6_node_138 | 0.4 | n |  | TRUE
74 | bus_LV_5207-1_0_6_node_139 | 0.4 | n |  | TRUE
75 | bus_LV_5207-1_0_6_node_99 | 0.4 | n |  | TRUE
76 | bus_LV_5207-1_0_6_node_96 | 0.4 | n |  | TRUE
77 | bus_LV_5207-1_0_6_node_54 | 0.4 | n |  | TRUE
78 | bus_LV_5207-1_0_6_node_56 | 0.4 | n |  | TRUE
79 | bus_LV_5207-1_0_6_node_66 | 0.4 | n |  | TRUE
80 | bus_LV_5207-1_0_6_node_65 | 0.4 | n |  | TRUE
81 | bus_LV_5207-1_0_6_node_60 | 0.4 | n |  | TRUE
82 | bus_LV_5207-1_0_6_node_61 | 0.4 | n |  | TRUE
83 | bus_LV_5207-1_0_6_node_62 | 0.4 | n |  | TRUE
84 | bus_LV_5207-1_0_6_node_70 | 0.4 | n |  | TRUE
85 | bus_LV_5207-1_0_6_node_72 | 0.4 | n |  | TRUE
86 | bus_LV_5207-1_0_6_node_67 | 0.4 | n |  | TRUE
87 | bus_LV_5207-1_0_6_node_69 | 0.4 | n |  | TRUE
88 | bus_LV_5207-1_0_6_node_73 | 0.4 | n |  | TRUE
89 | bus_LV_5207-1_0_6_node_129 | 0.4 | n |  | TRUE
90 | bus_LV_5207-1_0_6_node_131 | 0.4 | n |  | TRUE
91 | bus_LV_5207-1_0_6_node_68 | 0.4 | n |  | TRUE
92 | bus_LV_5207-1_0_6_node_78 | 0.4 | n |  | TRUE
93 | bus_LV_5207-1_0_6_node_82 | 0.4 | n |  | TRUE
94 | bus_LV_5207-1_0_6_node_84 | 0.4 | n |  | TRUE
95 | bus_LV_5207-1_0_6_node_77 | 0.4 | n |  | TRUE
96 | bus_LV_5207-1_0_6_node_71 | 0.4 | n |  | TRUE
97 | bus_LV_5207-1_0_6_node_74 | 0.4 | n |  | TRUE
98 | bus_LV_5207-1_0_6_node_75 | 0.4 | n |  | TRUE
99 | bus_LV_5207-1_0_6_node_76 | 0.4 | n |  | TRUE
100 | bus_LV_5207-1_0_6_node_85 | 0.4 | n |  | TRUE
101 | bus_LV_5207-1_0_6_node_86 | 0.4 | n |  | TRUE
102 | bus_LV_5207-1_0_6_node_94 | 0.4 | n |  | TRUE
103 | bus_LV_5207-1_0_6_node_81 | 0.4 | n |  | TRUE
104 | bus_LV_5207-1_0_6_node_83 | 0.4 | n |  | TRUE
105 | bus_LV_5207-1_0_6_node_98 | 0.4 | n |  | TRUE
106 | bus_LV_5207-1_0_6_node_87 | 0.4 | n |  | TRUE
107 | bus_LV_5207-1_0_6_node_97 | 0.4 | n |  | TRUE
108 | bus_LV_5207-1_0_6_node_88 | 0.4 | n |  | TRUE
109 | bus_LV_5207-1_0_6_node_95 | 0.4 | n |  | TRUE
110 | bus_LV_5207-1_0_6_node_90 | 0.4 | n |  | TRUE
111 | bus_LV_5207-1_0_6_node_89 | 0.4 | n |  | TRUE
112 | bus_LV_5207-1_0_6_node_92 | 0.4 | n |  | TRUE
113 | bus_LV_5207-1_0_6_node_100 | 0.4 | n |  | TRUE
114 | bus_LV_5207-1_0_6_node_91 | 0.4 | n |  | TRUE
115 | bus_LV_5207-1_0_6_node_102 | 0.4 | n |  | TRUE
116 | bus_LV_5207-1_0_6_node_104 | 0.4 | n |  | TRUE
117 | bus_LV_5207-1_0_6_node_116 | 0.4 | n |  | TRUE
118 | bus_LV_5207-1_0_6_node_105 | 0.4 | n |  | TRUE
119 | bus_LV_5207-1_0_6_node_115 | 0.4 | n |  | TRUE
120 | bus_LV_5207-1_0_6_node_106 | 0.4 | n |  | TRUE
121 | bus_LV_5207-1_0_6_node_107 | 0.4 | n |  | TRUE
122 | bus_LV_5207-1_0_6_node_113 | 0.4 | n |  | TRUE
123 | bus_LV_5207-1_0_6_node_112 | 0.4 | n |  | TRUE
124 | bus_LV_5207-1_0_6_node_108 | 0.4 | n |  | TRUE
125 | bus_LV_5207-1_0_6_node_109 | 0.4 | n |  | TRUE
126 | bus_LV_5207-1_0_6_node_110 | 0.4 | n |  | TRUE
127 | bus_LV_5207-1_0_6_node_111 | 0.4 | n |  | TRUE
128 | bus_LV_5207-1_0_6_node_117 | 0.4 | n |  | TRUE
129 | bus_LV_5207-1_0_6_node_122 | 0.4 | n |  | TRUE
130 | bus_LV_5207-1_0_6_node_123 | 0.4 | n |  | TRUE
131 | bus_LV_5207-1_0_6_node_126 | 0.4 | n |  | TRUE
132 | bus_LV_5207-1_0_6_node_127 | 0.4 | n |  | TRUE
133 | bus_LV_5207-1_0_6_node_142 | 0.4 | n |  | TRUE
134 | bus_LV_5207-1_0_6_node_134 | 0.4 | n |  | TRUE
135 | bus_LV_5207-1_0_6_node_128 | 0.4 | n |  | TRUE
136 | bus_LV_5207-1_0_6_node_130 | 0.4 | n |  | TRUE
137 | bus_LV_5207-1_0_6_node_133 | 0.4 | n |  | TRUE
138 | bus_LV_5207-1_0_6_node_143 | 0.4 | n |  | TRUE
139 | bus_LV_5207-1_0_6_node_144 | 0.4 | n |  | TRUE
140 | bus_LV_5207-1_0_6_node_140 | 0.4 | n |  | TRUE
141 | bus_LV_5207-1_0_6_node_145 | 0.4 | n |  | TRUE
142 | bus_LV_5207-1_0_6_node_148 | 0.4 | n |  | TRUE
143 | bus_LV_5207-1_0_6_node_146 | 0.4 | n |  | TRUE
144 | bus_LV_5207-1_0_6_node_147 | 0.4 | n |  | TRUE
145 | bus_MV_69_0_node_14 | 20 | n |  | TRUE

## load
| name | bus | p_mw | q_mvar | const_z_percent | const_i_percent | sn_mva | scaling | in_service | type
0 | LV_5207-1_0_6_load_0 | 0 | 0.018236 | 0.0045704 | 0 | 0 |  | 1 | TRUE | wye
1 | LV_5207-1_0_6_load_1 | 1 | 0.0052927 | 0.0013265 | 0 | 0 |  | 1 | TRUE | wye
2 | LV_5207-1_0_6_load_5 | 5 | 0.0032931 | 0.00082532 | 0 | 0 |  | 1 | TRUE | wye
3 | LV_5207-1_0_6_load_6 | 6 | 0.010827 | 0.0027135 | 0 | 0 |  | 1 | TRUE | wye
4 | LV_5207-1_0_6_load_9 | 8 | 0.0033087 | 0.00082925 | 0 | 0 |  | 1 | TRUE | wye
5 | LV_5207-1_0_6_load_10 | 9 | 0.0086498 | 0.0021679 | 0 | 0 |  | 1 | TRUE | wye
6 | LV_5207-1_0_6_load_11 | 10 | 0.011005 | 0.0027581 | 0 | 0 |  | 1 | TRUE | wye
7 | LV_5207-1_0_6_load_38 | 11 | 0.0059749 | 0.0014975 | 0 | 0 |  | 1 | TRUE | wye
8 | LV_5207-1_0_6_load_7 | 12 | 0.0065534 | 0.0016424 | 0 | 0 |  | 1 | TRUE | wye
9 | LV_5207-1_0_6_load_43 | 13 | 0.0067532 | 0.0016925 | 0 | 0 |  | 1 | TRUE | wye
10 | LV_5207-1_0_6_load_52 | 14 | 0.0053672 | 0.0013452 | 0 | 0 |  | 1 | TRUE | wye
11 | LV_5207-1_0_6_load_36 | 15 | 0.0028125 | 0.00070487 | 0 | 0 |  | 1 | TRUE | wye
12 | LV_5207-1_0_6_load_37 | 17 | 0.0038312 | 0.00096019 | 0 | 0 |  | 1 | TRUE | wye
13 | LV_5207-1_0_6_load_55 | 19 | 0.0046489 | 0.0011651 | 0 | 0 |  | 1 | TRUE | wye
14 | LV_5207-1_0_6_load_57 | 20 | 0.0092061 | 0.0023073 | 0 | 0 |  | 1 | TRUE | wye
15 | LV_5207-1_0_6_load_53 | 21 | 0.0073483 | 0.0018417 | 0 | 0 |  | 1 | TRUE | wye
16 | LV_5207-1_0_6_load_47 | 22 | 0.010226 | 0.0025629 | 0 | 0 |  | 1 | TRUE | wye
17 | LV_5207-1_0_6_load_30 | 23 | 0.0079208 | 0.0019851 | 0 | 0 |  | 1 | TRUE | wye
18 | LV_5207-1_0_6_load_12 | 25 | 0.0023919 | 0.00059946 | 0 | 0 |  | 1 | TRUE | wye
19 | LV_5207-1_0_6_load_13 | 26 | 0.0059486 | 0.0014909 | 0 | 0 |  | 1 | TRUE | wye
20 | LV_5207-1_0_6_load_14 | 27 | 0.0018242 | 0.0004572 | 0 | 0 |  | 1 | TRUE | wye
21 | LV_5207-1_0_6_load_16 | 29 | 0.0032091 | 0.00080428 | 0 | 0 |  | 1 | TRUE | wye
22 | LV_5207-1_0_6_load_18 | 31 | 0.0020678 | 0.00051824 | 0 | 0 |  | 1 | TRUE | wye
23 | LV_5207-1_0_6_load_19 | 32 | 0.003996 | 0.0010015 | 0 | 0 |  | 1 | TRUE | wye
24 | LV_5207-1_0_6_load_63 | 33 | 0.0015716 | 0.00039389 | 0 | 0 |  | 1 | TRUE | wye
25 | LV_5207-1_0_6_load_51 | 34 | 0.0015421 | 0.00038648 | 0 | 0 |  | 1 | TRUE | wye
26 | LV_5207-1_0_6_load_132 | 36 | 0.0013806 | 0.00034601 | 0 | 0 |  | 1 | TRUE | wye
27 | LV_5207-1_0_6_load_46 | 37 | 0.0049911 | 0.0012509 | 0 | 0 |  | 1 | TRUE | wye
28 | LV_5207-1_0_6_load_135 | 39 | 0.0047635 | 0.0011939 | 0 | 0 |  | 1 | TRUE | wye
29 | LV_5207-1_0_6_load_136 | 40 | 0.0071767 | 0.0017986 | 0 | 0 |  | 1 | TRUE | wye
30 | LV_5207-1_0_6_load_103 | 41 | 0.0040619 | 0.001018 | 0 | 0 |  | 1 | TRUE | wye
31 | LV_5207-1_0_6_load_20 | 42 | 0.0039945 | 0.0010011 | 0 | 0 |  | 1 | TRUE | wye
32 | LV_5207-1_0_6_load_21 | 43 | 0.0035245 | 0.00088331 | 0 | 0 |  | 1 | TRUE | wye
33 | LV_5207-1_0_6_load_23 | 45 | 0.0038275 | 0.00095926 | 0 | 0 |  | 1 | TRUE | wye
34 | LV_5207-1_0_6_load_24 | 46 | 0.0051054 | 0.0012795 | 0 | 0 |  | 1 | TRUE | wye
35 | LV_5207-1_0_6_load_25 | 47 | 0.010301 | 0.0025818 | 0 | 0 |  | 1 | TRUE | wye
36 | LV_5207-1_0_6_load_26 | 48 | 0.0030782 | 0.00077146 | 0 | 0 |  | 1 | TRUE | wye
37 | LV_5207-1_0_6_load_27 | 49 | 0.0070354 | 0.0017632 | 0 | 0 |  | 1 | TRUE | wye
38 | LV_5207-1_0_6_load_28 | 50 | 0.0025991 | 0.00065141 | 0 | 0 |  | 1 | TRUE | wye
39 | LV_5207-1_0_6_load_44 | 51 | 0.0071743 | 0.001798 | 0 | 0 |  | 1 | TRUE | wye
40 | LV_5207-1_0_6_load_80 | 52 | 0.0049986 | 0.0012528 | 0 | 0 |  | 1 | TRUE | wye
41 | LV_5207-1_0_6_load_34 | 54 | 0.0070076 | 0.0017563 | 0 | 0 |  | 1 | TRUE | wye
42 | LV_5207-1_0_6_load_49 | 57 | 0.0073715 | 0.0018475 | 0 | 0 |  | 1 | TRUE | wye
43 | LV_5207-1_0_6_load_121 | 60 | 0.0052457 | 0.0013147 | 0 | 0 |  | 1 | TRUE | wye
44 | LV_5207-1_0_6_load_118 | 61 | 0.0058743 | 0.0014722 | 0 | 0 |  | 1 | TRUE | wye
45 | LV_5207-1_0_6_load_124 | 63 | 0.0042228 | 0.0010583 | 0 | 0 |  | 1 | TRUE | wye
46 | LV_5207-1_0_6_load_125 | 64 | 0.0026701 | 0.00066919 | 0 | 0 |  | 1 | TRUE | wye
47 | LV_5207-1_0_6_load_39 | 66 | 0.004667 | 0.0011697 | 0 | 0 |  | 1 | TRUE | wye
48 | LV_5207-1_0_6_load_40 | 67 | 0.0060449 | 0.001515 | 0 | 0 |  | 1 | TRUE | wye
49 | LV_5207-1_0_6_load_45 | 69 | 0.0028937 | 0.00072523 | 0 | 0 |  | 1 | TRUE | wye
50 | LV_5207-1_0_6_load_50 | 70 | 0.0025545 | 0.00064021 | 0 | 0 |  | 1 | TRUE | wye
51 | LV_5207-1_0_6_load_141 | 72 | 0.0041922 | 0.0010507 | 0 | 0 |  | 1 | TRUE | wye
52 | LV_5207-1_0_6_load_138 | 73 | 0.0078805 | 0.001975 | 0 | 0 |  | 1 | TRUE | wye
53 | LV_5207-1_0_6_load_99 | 75 | 0.0069824 | 0.0017499 | 0 | 0 |  | 1 | TRUE | wye
54 | LV_5207-1_0_6_load_96 | 76 | 0.0023061 | 0.00057796 | 0 | 0 |  | 1 | TRUE | wye
55 | LV_5207-1_0_6_load_56 | 78 | 0.0054493 | 0.0013657 | 0 | 0 |  | 1 | TRUE | wye
56 | LV_5207-1_0_6_load_66 | 79 | 0.0051409 | 0.0012884 | 0 | 0 |  | 1 | TRUE | wye
57 | LV_5207-1_0_6_load_60 | 81 | 0.0026496 | 0.00066406 | 0 | 0 |  | 1 | TRUE | wye
58 | LV_5207-1_0_6_load_70 | 84 | 0.0039031 | 0.00097822 | 0 | 0 |  | 1 | TRUE | wye
59 | LV_5207-1_0_6_load_72 | 85 | 0.0052307 | 0.0013109 | 0 | 0 |  | 1 | TRUE | wye
60 | LV_5207-1_0_6_load_67 | 86 | 0.0033977 | 0.00085155 | 0 | 0 |  | 1 | TRUE | wye
61 | LV_5207-1_0_6_load_69 | 87 | 0.0070159 | 0.0017583 | 0 | 0 |  | 1 | TRUE | wye
62 | LV_5207-1_0_6_load_73 | 88 | 0.0044727 | 0.001121 | 0 | 0 |  | 1 | TRUE | wye
63 | LV_5207-1_0_6_load_131 | 90 | 0.0037021 | 0.00092782 | 0 | 0 |  | 1 | TRUE | wye
64 | LV_5207-1_0_6_load_78 | 92 | 0.0036618 | 0.00091774 | 0 | 0 |  | 1 | TRUE | wye
65 | LV_5207-1_0_6_load_82 | 93 | 0.0030193 | 0.0007567 | 0 | 0 |  | 1 | TRUE | wye
66 | LV_5207-1_0_6_load_84 | 94 | 0.0044501 | 0.0011153 | 0 | 0 |  | 1 | TRUE | wye
67 | LV_5207-1_0_6_load_77 | 95 | 0.0063554 | 0.0015928 | 0 | 0 |  | 1 | TRUE | wye
68 | LV_5207-1_0_6_load_71 | 96 | 0.0070127 | 0.0017576 | 0 | 0 |  | 1 | TRUE | wye
69 | LV_5207-1_0_6_load_76 | 99 | 0.002256 | 0.00056542 | 0 | 0 |  | 1 | TRUE | wye
70 | LV_5207-1_0_6_load_85 | 100 | 0.0054992 | 0.0013782 | 0 | 0 |  | 1 | TRUE | wye
71 | LV_5207-1_0_6_load_94 | 102 | 0.0040031 | 0.0010033 | 0 | 0 |  | 1 | TRUE | wye
72 | LV_5207-1_0_6_load_81 | 103 | 0.0064474 | 0.0016159 | 0 | 0 |  | 1 | TRUE | wye
73 | LV_5207-1_0_6_load_83 | 104 | 0.0087992 | 0.0022053 | 0 | 0 |  | 1 | TRUE | wye
74 | LV_5207-1_0_6_load_98 | 105 | 0.0018109 | 0.00045386 | 0 | 0 |  | 1 | TRUE | wye
75 | LV_5207-1_0_6_load_87 | 106 | 0.0031477 | 0.00078889 | 0 | 0 |  | 1 | TRUE | wye
76 | LV_5207-1_0_6_load_97 | 107 | 0.0032804 | 0.00082213 | 0 | 0 |  | 1 | TRUE | wye
77 | LV_5207-1_0_6_load_88 | 108 | 0.0040442 | 0.0010136 | 0 | 0 |  | 1 | TRUE | wye
78 | LV_5207-1_0_6_load_95 | 109 | 0.0047129 | 0.0011812 | 0 | 0 |  | 1 | TRUE | wye
79 | LV_5207-1_0_6_load_100 | 113 | 0.0069675 | 0.0017462 | 0 | 0 |  | 1 | TRUE | wye
80 | LV_5207-1_0_6_load_91 | 114 | 0.0027466 | 0.00068836 | 0 | 0 |  | 1 | TRUE | wye
81 | LV_5207-1_0_6_load_102 | 115 | 0.003656 | 0.00091628 | 0 | 0 |  | 1 | TRUE | wye
82 | LV_5207-1_0_6_load_104 | 116 | 0.0022986 | 0.00057608 | 0 | 0 |  | 1 | TRUE | wye
83 | LV_5207-1_0_6_load_116 | 117 | 0.001568 | 0.00039297 | 0 | 0 |  | 1 | TRUE | wye
84 | LV_5207-1_0_6_load_105 | 118 | 0.0028713 | 0.00071962 | 0 | 0 |  | 1 | TRUE | wye
85 | LV_5207-1_0_6_load_115 | 119 | 0.0019047 | 0.00047737 | 0 | 0 |  | 1 | TRUE | wye
86 | LV_5207-1_0_6_load_106 | 120 | 0.0032153 | 0.00080584 | 0 | 0 |  | 1 | TRUE | wye
87 | LV_5207-1_0_6_load_107 | 121 | 0.0029449 | 0.00073806 | 0 | 0 |  | 1 | TRUE | wye
88 | LV_5207-1_0_6_load_113 | 122 | 0.0033502 | 0.00083964 | 0 | 0 |  | 1 | TRUE | wye
89 | LV_5207-1_0_6_load_108 | 124 | 0.0056834 | 0.0014244 | 0 | 0 |  | 1 | TRUE | wye
90 | LV_5207-1_0_6_load_109 | 125 | 0.0014115 | 0.00035375 | 0 | 0 |  | 1 | TRUE | wye
91 | LV_5207-1_0_6_load_110 | 126 | 0.0029323 | 0.00073489 | 0 | 0 |  | 1 | TRUE | wye
92 | LV_5207-1_0_6_load_111 | 127 | 0.0014004 | 0.00035098 | 0 | 0 |  | 1 | TRUE | wye
93 | LV_5207-1_0_6_load_117 | 128 | 0.0059867 | 0.0015004 | 0 | 0 |  | 1 | TRUE | wye
94 | LV_5207-1_0_6_load_122 | 129 | 0.0030154 | 0.00075574 | 0 | 0 |  | 1 | TRUE | wye
95 | LV_5207-1_0_6_load_126 | 131 | 0.0056293 | 0.0014108 | 0 | 0 |  | 1 | TRUE | wye
96 | LV_5207-1_0_6_load_127 | 132 | 0.01034 | 0.0025915 | 0 | 0 |  | 1 | TRUE | wye
97 | LV_5207-1_0_6_load_142 | 133 | 0.016577 | 0.0041546 | 0 | 0 |  | 1 | TRUE | wye
98 | LV_5207-1_0_6_load_134 | 134 | 0.0038545 | 0.00096603 | 0 | 0 |  | 1 | TRUE | wye
99 | LV_5207-1_0_6_load_130 | 136 | 0.0039652 | 0.00099377 | 0 | 0 |  | 1 | TRUE | wye
100 | LV_5207-1_0_6_load_133 | 137 | 0.0031467 | 0.00078863 | 0 | 0 |  | 1 | TRUE | wye
101 | LV_5207-1_0_6_load_143 | 138 | 0.0039875 | 0.00099935 | 0 | 0 |  | 1 | TRUE | wye
102 | LV_5207-1_0_6_load_144 | 139 | 0.0048816 | 0.0012234 | 0 | 0 |  | 1 | TRUE | wye
103 | LV_5207-1_0_6_load_146 | 143 | 0.0042428 | 0.0010634 | 0 | 0 |  | 1 | TRUE | wye
104 | LV_5207-1_0_6_load_147 | 144 | 0.0037714 | 0.0009452 | 0 | 0 |  | 1 | TRUE | wye

## ext_grid
| name | bus | vm_pu | va_degree | slack_weight | in_service
0 |  | 51 | 1 | 0 | 1 | TRUE

## line
| name | std_type | from_bus | to_bus | length_km | r_ohm_per_km | x_ohm_per_km | c_nf_per_km | g_us_per_km | max_i_ka | df | parallel | type | in_service
0 | LV_5207-1_0_6_line_0 |  | 0 | 1 | 0.0037223 | 0.125 | 0.08 | 261 | 0 | 0.364 | 1 | 1 | cs | TRUE
1 | LV_5207-1_0_6_line_1 |  | 0 | 2 | 0.016744 | 0.125 | 0.08 | 261 | 0 | 0.364 | 1 | 1 | cs | TRUE
2 | LV_5207-1_0_6_line_2 |  | 1 | 3 | 0.010872 | 0.125 | 0.08 | 261 | 0 | 0.364 | 1 | 1 | cs | TRUE
3 | LV_5207-1_0_6_line_3 |  | 2 | 4 | 0.01217 | 0.125 | 0.08 | 261 | 0 | 0.364 | 1 | 1 | cs | TRUE
4 | LV_5207-1_0_6_line_4 |  | 2 | 5 | 0.013681 | 0.125 | 0.08 | 261 | 0 | 0.364 | 1 | 1 | cs | TRUE
5 | LV_5207-1_0_6_line_5 |  | 3 | 6 | 0.011101 | 0.125 | 0.08 | 261 | 0 | 0.364 | 1 | 1 | cs | TRUE
6 | LV_5207-1_0_6_line_6 |  | 3 | 7 | 0.004194 | 0.125 | 0.08 | 261 | 0 | 0.364 | 1 | 1 | cs | TRUE
7 | LV_5207-1_0_6_line_7 |  | 4 | 8 | 0.0080774 | 0.125 | 0.08 | 261 | 0 | 0.364 | 1 | 1 | cs | TRUE
8 | LV_5207-1_0_6_line_8 |  | 4 | 9 | 0.018371 | 0.125 | 0.08 | 261 | 0 | 0.364 | 1 | 1 | cs | TRUE
9 | LV_5207-1_0_6_line_9 |  | 5 | 10 | 0.0051441 | 0.125 | 0.08 | 261 | 0 | 0.364 | 1 | 1 | cs | TRUE
10 | LV_5207-1_0_6_line_10 |  | 6 | 11 | 0.0027207 | 0.125 | 0.08 | 261 | 0 | 0.364 | 1 | 1 | cs | TRUE
11 | LV_5207-1_0_6_line_11 |  | 7 | 14 | 0.014255 | 0.125 | 0.08 | 261 | 0 | 0.364 | 1 | 1 | cs | TRUE
12 | LV_5207-1_0_6_line_12 |  | 8 | 15 | 0.003241 | 0.125 | 0.08 | 261 | 0 | 0.364 | 1 | 1 | cs | TRUE
13 | LV_5207-1_0_6_line_13 |  | 9 | 16 | 0.011449 | 0.125 | 0.08 | 261 | 0 | 0.364 | 1 | 1 | cs | TRUE
14 | LV_5207-1_0_6_line_14 |  | 11 | 17 | 0.0078343 | 0.125 | 0.08 | 261 | 0 | 0.364 | 1 | 1 | cs | TRUE
15 | LV_5207-1_0_6_line_15 |  | 12 | 13 | 0.013343 | 0.125 | 0.08 | 261 | 0 | 0.364 | 1 | 1 | cs | TRUE
16 | LV_5207-1_0_6_line_16 |  | 13 | 18 | 0.011153 | 0.125 | 0.08 | 261 | 0 | 0.364 | 1 | 1 | cs | TRUE
17 | LV_5207-1_0_6_line_17 |  | 14 | 21 | 0.0095267 | 0.125 | 0.08 | 261 | 0 | 0.364 | 1 | 1 | cs | TRUE
18 | LV_5207-1_0_6_line_18 |  | 15 | 22 | 0.0053315 | 0.125 | 0.08 | 261 | 0 | 0.364 | 1 | 1 | cs | TRUE
19 | LV_5207-1_0_6_line_19 |  | 16 | 23 | 0.011778 | 0.125 | 0.08 | 261 | 0 | 0.364 | 1 | 1 | cs | TRUE
20 | LV_5207-1_0_6_line_20 |  | 16 | 24 | 0.016124 | 0.125 | 0.08 | 261 | 0 | 0.364 | 1 | 1 | cs | TRUE
21 | LV_5207-1_0_6_line_21 |  | 17 | 48 | 0.0035338 | 0.125 | 0.08 | 261 | 0 | 0.364 | 1 | 1 | cs | TRUE
22 | LV_5207-1_0_6_line_22 |  | 18 | 51 | 0.011316 | 0.125 | 0.08 | 261 | 0 | 0.364 | 1 | 3 | cs | TRUE
23 | LV_5207-1_0_6_line_23 |  | 18 | 66 | 0.010698 | 0.125 | 0.08 | 261 | 0 | 0.364 | 1 | 3 | cs | TRUE
24 | LV_5207-1_0_6_line_24 |  | 19 | 20 | 0.0061096 | 0.125 | 0.08 | 261 | 0 | 0.364 | 1 | 1 | cs | TRUE
25 | LV_5207-1_0_6_line_25 |  | 20 | 79 | 0.0017078 | 0.125 | 0.08 | 261 | 0 | 0.364 | 1 | 1 | cs | TRUE
26 | LV_5207-1_0_6_line_26 |  | 21 | 77 | 0.0094648 | 0.125 | 0.08 | 261 | 0 | 0.364 | 1 | 1 | cs | TRUE
27 | LV_5207-1_0_6_line_27 |  | 24 | 54 | 0.013835 | 0.125 | 0.08 | 261 | 0 | 0.364 | 1 | 1 | cs | TRUE
28 | LV_5207-1_0_6_line_28 |  | 25 | 26 | 0.015053 | 0.125 | 0.08 | 261 | 0 | 0.364 | 1 | 1 | cs | TRUE
29 | LV_5207-1_0_6_line_29 |  | 25 | 27 | 0.0055892 | 0.125 | 0.08 | 261 | 0 | 0.364 | 1 | 1 | cs | TRUE
30 | LV_5207-1_0_6_line_30 |  | 26 | 28 | 0.013013 | 0.125 | 0.08 | 261 | 0 | 0.364 | 1 | 1 | cs | TRUE
31 | LV_5207-1_0_6_line_31 |  | 27 | 29 | 0.0024533 | 0.125 | 0.08 | 261 | 0 | 0.364 | 1 | 1 | cs | TRUE
32 | LV_5207-1_0_6_line_32 |  | 28 | 30 | 0.018427 | 0.125 | 0.08 | 261 | 0 | 0.364 | 1 | 1 | cs | TRUE
33 | LV_5207-1_0_6_line_33 |  | 28 | 31 | 0.002847 | 0.125 | 0.08 | 261 | 0 | 0.364 | 1 | 1 | cs | TRUE
34 | LV_5207-1_0_6_line_34 |  | 29 | 32 | 0.012416 | 0.125 | 0.08 | 261 | 0 | 0.364 | 1 | 1 | cs | TRUE
35 | LV_5207-1_0_6_line_35 |  | 30 | 33 | 0.024804 | 0.125 | 0.08 | 261 | 0 | 0.364 | 1 | 1 | cs | TRUE
36 | LV_5207-1_0_6_line_36 |  | 30 | 34 | 0.016795 | 0.125 | 0.08 | 261 | 0 | 0.364 | 1 | 1 | cs | TRUE
37 | LV_5207-1_0_6_line_37 |  | 32 | 35 | 0.0051758 | 0.125 | 0.08 | 261 | 0 | 0.364 | 1 | 1 | cs | TRUE
38 | LV_5207-1_0_6_line_38 |  | 33 | 36 | 0.00070449 | 0.125 | 0.08 | 261 | 0 | 0.364 | 1 | 1 | cs | TRUE
39 | LV_5207-1_0_6_line_39 |  | 34 | 37 | 0.002307 | 0.125 | 0.08 | 261 | 0 | 0.364 | 1 | 1 | cs | TRUE
40 | LV_5207-1_0_6_line_40 |  | 35 | 41 | 0.011476 | 0.125 | 0.08 | 261 | 0 | 0.364 | 1 | 1 | cs | TRUE
41 | LV_5207-1_0_6_line_41 |  | 36 | 89 | 0.017837 | 0.125 | 0.08 | 261 | 0 | 0.364 | 1 | 1 | cs | TRUE
42 | LV_5207-1_0_6_line_42 |  | 37 | 68 | 0.0026555 | 0.125 | 0.08 | 261 | 0 | 0.364 | 1 | 1 | cs | TRUE
43 | LV_5207-1_0_6_line_43 |  | 38 | 39 | 0.030991 | 0.125 | 0.08 | 261 | 0 | 0.364 | 1 | 1 | cs | TRUE
44 | LV_5207-1_0_6_line_44 |  | 38 | 40 | 0.022772 | 0.125 | 0.08 | 261 | 0 | 0.364 | 1 | 1 | cs | TRUE
45 | LV_5207-1_0_6_line_45 |  | 39 | 90 | 0.029989 | 0.125 | 0.08 | 261 | 0 | 0.364 | 1 | 1 | cs | TRUE
46 | LV_5207-1_0_6_line_46 |  | 41 | 117 | 0.0092063 | 0.125 | 0.08 | 261 | 0 | 0.364 | 1 | 1 | cs | TRUE
47 | LV_5207-1_0_6_line_47 |  | 42 | 43 | 0.005217 | 0.125 | 0.08 | 261 | 0 | 0.364 | 1 | 3 | cs | TRUE
48 | LV_5207-1_0_6_line_48 |  | 42 | 44 | 0.0075101 | 0.125 | 0.08 | 261 | 0 | 0.364 | 1 | 3 | cs | TRUE
49 | LV_5207-1_0_6_line_49 |  | 43 | 45 | 0.0019115 | 0.125 | 0.08 | 261 | 0 | 0.364 | 1 | 2 | cs | TRUE
50 | LV_5207-1_0_6_line_50 |  | 44 | 46 | 0.0083327 | 0.125 | 0.08 | 261 | 0 | 0.364 | 1 | 3 | cs | TRUE
51 | LV_5207-1_0_6_line_51 |  | 44 | 47 | 0.0053077 | 0.125 | 0.08 | 261 | 0 | 0.364 | 1 | 3 | cs | TRUE
52 | LV_5207-1_0_6_line_52 |  | 45 | 48 | 0.0032835 | 0.125 | 0.08 | 261 | 0 | 0.364 | 1 | 1 | cs | TRUE
53 | LV_5207-1_0_6_line_53 |  | 46 | 49 | 0.010303 | 0.125 | 0.08 | 261 | 0 | 0.364 | 1 | 3 | cs | TRUE
54 | LV_5207-1_0_6_line_54 |  | 47 | 50 | 0.0067702 | 0.125 | 0.08 | 261 | 0 | 0.364 | 1 | 3 | cs | TRUE
55 | LV_5207-1_0_6_line_55 |  | 49 | 51 | 0.005061 | 0.125 | 0.08 | 261 | 0 | 0.364 | 1 | 3 | cs | TRUE
56 | LV_5207-1_0_6_line_56 |  | 50 | 52 | 0.0083147 | 0.125 | 0.08 | 261 | 0 | 0.364 | 1 | 3 | cs | TRUE
57 | LV_5207-1_0_6_line_57 |  | 52 | 53 | 0.0052767 | 0.125 | 0.08 | 261 | 0 | 0.364 | 1 | 2 | cs | TRUE
58 | LV_5207-1_0_6_line_58 |  | 53 | 103 | 0.010215 | 0.125 | 0.08 | 261 | 0 | 0.364 | 1 | 1 | cs | TRUE
59 | LV_5207-1_0_6_line_59 |  | 53 | 95 | 0.009043 | 0.125 | 0.08 | 261 | 0 | 0.364 | 1 | 1 | cs | TRUE
60 | LV_5207-1_0_6_line_60 |  | 54 | 57 | 0.011573 | 0.125 | 0.08 | 261 | 0 | 0.364 | 1 | 1 | cs | TRUE
61 | LV_5207-1_0_6_line_61 |  | 55 | 56 | 0.002836 | 0.125 | 0.08 | 261 | 0 | 0.364 | 1 | 1 | cs | TRUE
62 | LV_5207-1_0_6_line_62 |  | 55 | 57 | 0.012577 | 0.125 | 0.08 | 261 | 0 | 0.364 | 1 | 1 | cs | TRUE
63 | LV_5207-1_0_6_line_63 |  | 56 | 62 | 0.021937 | 0.125 | 0.08 | 261 | 0 | 0.364 | 1 | 1 | cs | TRUE
64 | LV_5207-1_0_6_line_64 |  | 58 | 59 | 0.0339 | 0.125 | 0.08 | 261 | 0 | 0.364 | 1 | 1 | cs | TRUE
65 | LV_5207-1_0_6_line_65 |  | 58 | 60 | 0.024048 | 0.125 | 0.08 | 261 | 0 | 0.364 | 1 | 1 | cs | TRUE
66 | LV_5207-1_0_6_line_66 |  | 58 | 61 | 0.0074128 | 0.125 | 0.08 | 261 | 0 | 0.364 | 1 | 1 | cs | TRUE
67 | LV_5207-1_0_6_line_67 |  | 59 | 63 | 0.018925 | 0.125 | 0.08 | 261 | 0 | 0.364 | 1 | 1 | cs | TRUE
68 | LV_5207-1_0_6_line_68 |  | 60 | 64 | 0.054129 | 0.125 | 0.08 | 261 | 0 | 0.364 | 1 | 1 | cs | TRUE
69 | LV_5207-1_0_6_line_69 |  | 61 | 65 | 0.021834 | 0.125 | 0.08 | 261 | 0 | 0.364 | 1 | 1 | cs | TRUE
70 | LV_5207-1_0_6_line_70 |  | 62 | 72 | 0.0084195 | 0.125 | 0.08 | 261 | 0 | 0.364 | 1 | 1 | cs | TRUE
71 | LV_5207-1_0_6_line_71 |  | 63 | 133 | 0.018963 | 0.125 | 0.08 | 261 | 0 | 0.364 | 1 | 1 | cs | TRUE
72 | LV_5207-1_0_6_line_72 |  | 65 | 129 | 0.057552 | 0.125 | 0.08 | 261 | 0 | 0.364 | 1 | 1 | cs | TRUE
73 | LV_5207-1_0_6_line_73 |  | 65 | 130 | 0.007527 | 0.125 | 0.08 | 261 | 0 | 0.364 | 1 | 1 | cs | TRUE
74 | LV_5207-1_0_6_line_74 |  | 66 | 67 | 0.0128 | 0.125 | 0.08 | 261 | 0 | 0.364 | 1 | 3 | cs | TRUE
75 | LV_5207-1_0_6_line_75 |  | 67 | 68 | 0.0083434 | 0.125 | 0.08 | 261 | 0 | 0.364 | 1 | 2 | cs | TRUE
76 | LV_5207-1_0_6_line_76 |  | 68 | 69 | 0.01008 | 0.125 | 0.08 | 261 | 0 | 0.364 | 1 | 1 | cs | TRUE
77 | LV_5207-1_0_6_line_77 |  | 70 | 71 | 0.015222 | 0.125 | 0.08 | 261 | 0 | 0.364 | 1 | 1 | cs | TRUE
78 | LV_5207-1_0_6_line_78 |  | 71 | 75 | 0.0052325 | 0.125 | 0.08 | 261 | 0 | 0.364 | 1 | 1 | cs | TRUE
79 | LV_5207-1_0_6_line_79 |  | 71 | 76 | 0.0021975 | 0.125 | 0.08 | 261 | 0 | 0.364 | 1 | 1 | cs | TRUE
80 | LV_5207-1_0_6_line_80 |  | 72 | 140 | 0.031394 | 0.125 | 0.08 | 261 | 0 | 0.364 | 1 | 1 | cs | TRUE
81 | LV_5207-1_0_6_line_81 |  | 73 | 74 | 0.0070597 | 0.125 | 0.08 | 261 | 0 | 0.364 | 1 | 1 | cs | TRUE
82 | LV_5207-1_0_6_line_82 |  | 74 | 140 | 0.017782 | 0.125 | 0.08 | 261 | 0 | 0.364 | 1 | 1 | cs | TRUE
83 | LV_5207-1_0_6_line_83 |  | 75 | 112 | 0.0050005 | 0.125 | 0.08 | 261 | 0 | 0.364 | 1 | 1 | cs | TRUE
84 | LV_5207-1_0_6_line_84 |  | 76 | 110 | 0.0070151 | 0.125 | 0.08 | 261 | 0 | 0.364 | 1 | 1 | cs | TRUE
85 | LV_5207-1_0_6_line_85 |  | 77 | 78 | 0.010351 | 0.125 | 0.08 | 261 | 0 | 0.364 | 1 | 1 | cs | TRUE
86 | LV_5207-1_0_6_line_86 |  | 79 | 80 | 0.015316 | 0.125 | 0.08 | 261 | 0 | 0.364 | 1 | 1 | cs | TRUE
87 | LV_5207-1_0_6_line_87 |  | 80 | 86 | 0.022816 | 0.125 | 0.08 | 261 | 0 | 0.364 | 1 | 1 | cs | TRUE
88 | LV_5207-1_0_6_line_88 |  | 80 | 81 | 0.0024518 | 0.125 | 0.08 | 261 | 0 | 0.364 | 1 | 1 | cs | TRUE
89 | LV_5207-1_0_6_line_89 |  | 82 | 83 | 0.002455 | 0.125 | 0.08 | 261 | 0 | 0.364 | 1 | 1 | cs | TRUE
90 | LV_5207-1_0_6_line_90 |  | 82 | 84 | 0.010997 | 0.125 | 0.08 | 261 | 0 | 0.364 | 1 | 1 | cs | TRUE
91 | LV_5207-1_0_6_line_91 |  | 83 | 85 | 0.02384 | 0.125 | 0.08 | 261 | 0 | 0.364 | 1 | 1 | cs | TRUE
92 | LV_5207-1_0_6_line_92 |  | 84 | 87 | 0.0011568 | 0.125 | 0.08 | 261 | 0 | 0.364 | 1 | 1 | cs | TRUE
93 | LV_5207-1_0_6_line_93 |  | 85 | 88 | 0.0082385 | 0.125 | 0.08 | 261 | 0 | 0.364 | 1 | 1 | cs | TRUE
94 | LV_5207-1_0_6_line_94 |  | 86 | 91 | 0.0027927 | 0.125 | 0.08 | 261 | 0 | 0.364 | 1 | 1 | cs | TRUE
95 | LV_5207-1_0_6_line_95 |  | 87 | 96 | 0.0050489 | 0.125 | 0.08 | 261 | 0 | 0.364 | 1 | 1 | cs | TRUE
96 | LV_5207-1_0_6_line_96 |  | 88 | 97 | 0.038331 | 0.125 | 0.08 | 261 | 0 | 0.364 | 1 | 1 | cs | TRUE
97 | LV_5207-1_0_6_line_97 |  | 89 | 90 | 0.00858 | 0.125 | 0.08 | 261 | 0 | 0.364 | 1 | 1 | cs | TRUE
98 | LV_5207-1_0_6_line_98 |  | 89 | 135 | 0.009682 | 0.125 | 0.08 | 261 | 0 | 0.364 | 1 | 1 | cs | TRUE
99 | LV_5207-1_0_6_line_99 |  | 91 | 92 | 0.0037958 | 0.125 | 0.08 | 261 | 0 | 0.364 | 1 | 1 | cs | TRUE
100 | LV_5207-1_0_6_line_100 |  | 92 | 95 | 0.0041254 | 0.125 | 0.08 | 261 | 0 | 0.364 | 1 | 1 | cs | TRUE
101 | LV_5207-1_0_6_line_101 |  | 93 | 94 | 0.00025759 | 0.125 | 0.08 | 261 | 0 | 0.364 | 1 | 1 | cs | TRUE
102 | LV_5207-1_0_6_line_102 |  | 94 | 106 | 0.012031 | 0.125 | 0.08 | 261 | 0 | 0.364 | 1 | 1 | cs | TRUE
103 | LV_5207-1_0_6_line_103 |  | 97 | 98 | 0.003659 | 0.125 | 0.08 | 261 | 0 | 0.364 | 1 | 1 | cs | TRUE
104 | LV_5207-1_0_6_line_104 |  | 97 | 99 | 0.022786 | 0.125 | 0.08 | 261 | 0 | 0.364 | 1 | 1 | cs | TRUE
105 | LV_5207-1_0_6_line_105 |  | 98 | 100 | 0.0042218 | 0.125 | 0.08 | 261 | 0 | 0.364 | 1 | 1 | cs | TRUE
106 | LV_5207-1_0_6_line_106 |  | 99 | 101 | 0.0082442 | 0.125 | 0.08 | 261 | 0 | 0.364 | 1 | 1 | cs | TRUE
107 | LV_5207-1_0_6_line_107 |  | 101 | 102 | 0.005149 | 0.125 | 0.08 | 261 | 0 | 0.364 | 1 | 1 | cs | TRUE
108 | LV_5207-1_0_6_line_108 |  | 102 | 109 | 0.0024417 | 0.125 | 0.08 | 261 | 0 | 0.364 | 1 | 1 | cs | TRUE
109 | LV_5207-1_0_6_line_109 |  | 103 | 104 | 0.010513 | 0.125 | 0.08 | 261 | 0 | 0.364 | 1 | 1 | cs | TRUE
110 | LV_5207-1_0_6_line_110 |  | 104 | 105 | 0.0057689 | 0.125 | 0.08 | 261 | 0 | 0.364 | 1 | 1 | cs | TRUE
111 | LV_5207-1_0_6_line_111 |  | 105 | 107 | 0.0030972 | 0.125 | 0.08 | 261 | 0 | 0.364 | 1 | 1 | cs | TRUE
112 | LV_5207-1_0_6_line_112 |  | 106 | 108 | 0.0015126 | 0.125 | 0.08 | 261 | 0 | 0.364 | 1 | 1 | cs | TRUE
113 | LV_5207-1_0_6_line_113 |  | 107 | 110 | 0.012263 | 0.125 | 0.08 | 261 | 0 | 0.364 | 1 | 1 | cs | TRUE
114 | LV_5207-1_0_6_line_114 |  | 108 | 111 | 0.019633 | 0.125 | 0.08 | 261 | 0 | 0.364 | 1 | 1 | cs | TRUE
115 | LV_5207-1_0_6_line_115 |  | 109 | 112 | 0.010593 | 0.125 | 0.08 | 261 | 0 | 0.364 | 1 | 1 | cs | TRUE
116 | LV_5207-1_0_6_line_116 |  | 110 | 111 | 0.006808 | 0.125 | 0.08 | 261 | 0 | 0.364 | 1 | 1 | cs | TRUE
117 | LV_5207-1_0_6_line_117 |  | 111 | 114 | 0.0014186 | 0.125 | 0.08 | 261 | 0 | 0.364 | 1 | 1 | cs | TRUE
118 | LV_5207-1_0_6_line_118 |  | 112 | 113 | 0.021468 | 0.125 | 0.08 | 261 | 0 | 0.364 | 1 | 1 | cs | TRUE
119 | LV_5207-1_0_6_line_119 |  | 113 | 115 | 0.0101 | 0.125 | 0.08 | 261 | 0 | 0.364 | 1 | 1 | cs | TRUE
120 | LV_5207-1_0_6_line_120 |  | 115 | 116 | 0.0034969 | 0.125 | 0.08 | 261 | 0 | 0.364 | 1 | 1 | cs | TRUE
121 | LV_5207-1_0_6_line_121 |  | 116 | 118 | 0.0071814 | 0.125 | 0.08 | 261 | 0 | 0.364 | 1 | 1 | cs | TRUE
122 | LV_5207-1_0_6_line_122 |  | 117 | 119 | 0.00017345 | 0.125 | 0.08 | 261 | 0 | 0.364 | 1 | 1 | cs | TRUE
123 | LV_5207-1_0_6_line_123 |  | 118 | 120 | 0.0051687 | 0.125 | 0.08 | 261 | 0 | 0.364 | 1 | 1 | cs | TRUE
124 | LV_5207-1_0_6_line_124 |  | 119 | 128 | 0.014319 | 0.125 | 0.08 | 261 | 0 | 0.364 | 1 | 1 | cs | TRUE
125 | LV_5207-1_0_6_line_125 |  | 120 | 121 | 0.011767 | 0.125 | 0.08 | 261 | 0 | 0.364 | 1 | 1 | cs | TRUE
126 | LV_5207-1_0_6_line_126 |  | 121 | 122 | 0.019474 | 0.125 | 0.08 | 261 | 0 | 0.364 | 1 | 1 | cs | TRUE
127 | LV_5207-1_0_6_line_127 |  | 122 | 123 | 0.029888 | 0.125 | 0.08 | 261 | 0 | 0.364 | 1 | 1 | cs | TRUE
128 | LV_5207-1_0_6_line_128 |  | 123 | 127 | 0.037994 | 0.125 | 0.08 | 261 | 0 | 0.364 | 1 | 1 | cs | TRUE
129 | LV_5207-1_0_6_line_129 |  | 124 | 125 | 0.031419 | 0.125 | 0.08 | 261 | 0 | 0.364 | 1 | 1 | cs | TRUE
130 | LV_5207-1_0_6_line_130 |  | 124 | 126 | 0.0083439 | 0.125 | 0.08 | 261 | 0 | 0.364 | 1 | 1 | cs | TRUE
131 | LV_5207-1_0_6_line_131 |  | 125 | 127 | 0.010453 | 0.125 | 0.08 | 261 | 0 | 0.364 | 1 | 1 | cs | TRUE
132 | LV_5207-1_0_6_line_132 |  | 130 | 131 | 0.028662 | 0.125 | 0.08 | 261 | 0 | 0.364 | 1 | 1 | cs | TRUE
133 | LV_5207-1_0_6_line_133 |  | 130 | 132 | 0.0057663 | 0.125 | 0.08 | 261 | 0 | 0.364 | 1 | 1 | cs | TRUE
134 | LV_5207-1_0_6_line_134 |  | 131 | 134 | 0.015577 | 0.125 | 0.08 | 261 | 0 | 0.364 | 1 | 1 | cs | TRUE
135 | LV_5207-1_0_6_line_135 |  | 132 | 135 | 0.027715 | 0.125 | 0.08 | 261 | 0 | 0.364 | 1 | 1 | cs | TRUE
136 | LV_5207-1_0_6_line_136 |  | 135 | 136 | 0.014299 | 0.125 | 0.08 | 261 | 0 | 0.364 | 1 | 1 | cs | TRUE
137 | LV_5207-1_0_6_line_137 |  | 136 | 137 | 0.044548 | 0.125 | 0.08 | 261 | 0 | 0.364 | 1 | 1 | cs | TRUE
138 | LV_5207-1_0_6_line_138 |  | 137 | 138 | 0.017331 | 0.125 | 0.08 | 261 | 0 | 0.364 | 1 | 1 | cs | TRUE
139 | LV_5207-1_0_6_line_139 |  | 138 | 139 | 0.011782 | 0.125 | 0.08 | 261 | 0 | 0.364 | 1 | 1 | cs | TRUE
140 | LV_5207-1_0_6_line_140 |  | 139 | 141 | 0.028892 | 0.125 | 0.08 | 261 | 0 | 0.364 | 1 | 1 | cs | TRUE
141 | LV_5207-1_0_6_line_141 |  | 141 | 142 | 0.003085 | 0.125 | 0.08 | 261 | 0 | 0.364 | 1 | 1 | cs | TRUE
142 | LV_5207-1_0_6_line_142 |  | 142 | 143 | 0.019391 | 0.125 | 0.08 | 261 | 0 | 0.364 | 1 | 1 | cs | TRUE
143 | LV_5207-1_0_6_line_143 |  | 143 | 144 | 0.0017905 | 0.125 | 0.08 | 261 | 0 | 0.364 | 1 | 1 | cs | TRUE

## trafo
| name | std_type | hv_bus | lv_bus | sn_mva | vn_hv_kv | vn_lv_kv | vk_percent | vkr_percent | pfe_kw | i0_percent | shift_degree | tap_side | tap_neutral | tap_min | tap_max | tap_step_percent | tap_step_degree | tap_pos | tap_phase_shifter | parallel | df | in_service
0 | LV_5207-1_0_6_trafo_44 | 0.63 MVA 20/0.4 kV | 145 | 51 | 0.63 | 20 | 0.4 | 6 | 1.206 | 1.65 | 0.2619 | 150 | hv | 0 | -2 | 2 | 2.5 | 0 | 0 | FALSE | 1 | 1 | TRUE

## line_geodata
| x0 | y0 | x1 | y1 | x2 | y2 | x3 | y3 | x4 | y4
0 | 2709784.6614 | 1096415.2445 | 2709783.2978 | 1096416.1032 | 2709781.6874 | 1096417.4678
1 | 2709798.8296 | 1096406.3217 | 2709784.6614 | 1096415.2445
2 | 2709773.3924 | 1096424.4966 | 2709781.6874 | 1096417.4678
3 | 2709798.8296 | 1096406.3217 | 2709809.1501 | 1096399.8259
4 | 2709798.8296 | 1096406.3217 | 2709806.2109 | 1096417.8401
5 | 2709773.3924 | 1096424.4966 | 2709768.0799 | 1096426.5243 | 2709762.6662 | 1096426.6489
6 | 2709773.3924 | 1096424.4966 | 2709776.0765 | 1096427.725
7 | 2709809.1501 | 1096399.8259 | 2709803.9282 | 1096393.6634
8 | 2709809.1501 | 1096399.8259 | 2709824.4724 | 1096389.6915
9 | 2709808.9864 | 1096422.1712 | 2709806.2109 | 1096417.8401
10 | 2709762.6662 | 1096426.6489 | 2709759.9462 | 1096426.7115
11 | 2709776.0765 | 1096427.725 | 2709780.2661 | 1096432.5372 | 2709786.6027 | 1096437.2122
12 | 2709801.833 | 1096391.1907 | 2709803.9282 | 1096393.6634
13 | 2709834.0218 | 1096383.3754 | 2709824.4724 | 1096389.6915
14 | 2709759.9462 | 1096426.7115 | 2709752.114 | 1096426.8918 | 2709752.114 | 1096426.8918
15 | 2709752.8462 | 1096393.6253 | 2709757.4343 | 1096397.4127 | 2709761.1878 | 1096403.7831
16 | 2709743.511 | 1096387.6326 | 2709749.1444 | 1096390.5696 | 2709752.8462 | 1096393.6253
17 | 2709786.6027 | 1096437.2122 | 2709791.4664 | 1096440.8005 | 2709794.0073 | 1096443.1822
18 | 2709798.3863 | 1096387.1231 | 2709801.833 | 1096391.1907
19 | 2709834.0218 | 1096383.3754 | 2709836.9408 | 1096387.7533 | 2709840.375 | 1096393.291
20 | 2709836.2163 | 1096367.4044 | 2709834.0218 | 1096383.3754
21 | 2709752.114 | 1096426.8918 | 2709748.7374 | 1096425.8493
22 | 2709743.511 | 1096387.6326 | 2709739.6655 | 1096398.2756
23 | 2709743.511 | 1096387.6326 | 2709733.9094 | 1096382.9141
24 | 2709760.1571 | 1096456.9439 | 2709763.0041 | 1096451.5382
25 | 2709760.1571 | 1096456.9439 | 2709759.3612 | 1096458.4549
26 | 2709800.9129 | 1096449.6548 | 2709794.0073 | 1096443.1822
27 | 2709836.2163 | 1096367.4044 | 2709848.0361 | 1096360.2136
28 | 2709665.9514 | 1096392.7778 | 2709671.4971 | 1096378.7837
29 | 2709665.9514 | 1096392.7778 | 2709665.3202 | 1096394.3706 | 2709662.3794 | 1096396.8954
30 | 2709674.8602 | 1096366.3018 | 2709673.908 | 1096372.7 | 2709671.4971 | 1096378.7837
31 | 2709660.2742 | 1096398.0541 | 2709661.4643 | 1096397.681 | 2709662.3794 | 1096396.8954
32 | 2709674.8602 | 1096366.3018 | 2709692.6011 | 1096371.4697
33 | 2709674.8602 | 1096366.3018 | 2709672.1395 | 1096365.4632
34 | 2709660.2742 | 1096398.0541 | 2709655.7299 | 1096399.4788 | 2709648.1012 | 1096398.8569
35 | 2709692.6011 | 1096371.4697 | 2709695.6721 | 1096348.9879 | 2709696.2198 | 1096346.9462
36 | 2709692.6011 | 1096371.4697 | 2709708.7609 | 1096376.0442
37 | 2709642.9425 | 1096398.4364 | 2709648.1012 | 1096398.8569
38 | 2709696.2198 | 1096346.9462 | 2709696.4023 | 1096346.2658
39 | 2709710.9807 | 1096376.6726 | 2709708.7609 | 1096376.0442
40 | 2709642.9425 | 1096398.4364 | 2709638.4635 | 1096398.0665 | 2709631.6759 | 1096396.4328
41 | 2709698.8475 | 1096328.8763 | 2709699.5097 | 1096334.681 | 2709696.4023 | 1096346.2658
42 | 2709713.5357 | 1096377.3959 | 2709710.9807 | 1096376.6726
43 | 2709631.9474 | 1096347.8711 | 2709638.9629 | 1096346.3521 | 2709661.8226 | 1096339.6811
44 | 2709631.9474 | 1096347.8711 | 2709619.0315 | 1096347.5046 | 2709609.4947 | 1096345.0366
45 | 2709690.611 | 1096331.2799 | 2709661.8226 | 1096339.6811
46 | 2709631.6759 | 1096396.4328 | 2709622.7252 | 1096394.2785
47 | 2709743.7737 | 1096424.3167 | 2709738.7888 | 1096422.7776
48 | 2709731.613 | 1096420.562 | 2709738.7888 | 1096422.7776
49 | 2709743.7737 | 1096424.3167 | 2709745.6001 | 1096424.8806
50 | 2709731.613 | 1096420.562 | 2709734.4445 | 1096412.7252
51 | 2709731.613 | 1096420.562 | 2709729.6353 | 1096425.4876
52 | 2709745.6001 | 1096424.8806 | 2709748.7374 | 1096425.8493
53 | 2709734.4445 | 1096412.7252 | 2709737.9457 | 1096403.0354
54 | 2709727.1128 | 1096431.7702 | 2709729.6353 | 1096425.4876
55 | 2709739.6655 | 1096398.2756 | 2709737.9457 | 1096403.0354
56 | 2709727.1128 | 1096431.7702 | 2709724.0148 | 1096439.4863
57 | 2709722.0488 | 1096444.383 | 2709724.0148 | 1096439.4863
58 | 2709722.0488 | 1096444.383 | 2709712.8673 | 1096439.9049
59 | 2709722.0488 | 1096444.383 | 2709729.4547 | 1096449.5724
60 | 2709848.0361 | 1096360.2136 | 2709857.9228 | 1096354.1989
61 | 2709867.8631 | 1096362.7398 | 2709865.4649 | 1096364.2641
62 | 2709865.4649 | 1096364.2641 | 2709857.9228 | 1096354.1989
63 | 2709884.2552 | 1096375.6557 | 2709874.8824 | 1096372.5843 | 2709869.5914 | 1096365.7063 | 2709867.8631 | 1096362.7398
64 | 2709773.152 | 1096301.4436 | 2709801.1877 | 1096282.2704
65 | 2709773.152 | 1096301.4436 | 2709771.0498 | 1096290.4428 | 2709763.0835 | 1096280.3623
66 | 2709773.152 | 1096301.4436 | 2709768.1853 | 1096301.0537 | 2709765.7696 | 1096301.3238
67 | 2709801.1877 | 1096282.2704 | 2709813.332 | 1096296.7853
68 | 2709763.0835 | 1096280.3623 | 2709729.5221 | 1096237.8944
69 | 2709745.4519 | 1096308.9152 | 2709761.8506 | 1096301.762 | 2709765.7696 | 1096301.3238
70 | 2709884.2552 | 1096375.6557 | 2709884.7336 | 1096372.3399 | 2709889.0062 | 1096369.6116
71 | 2709825.5006 | 1096311.329 | 2709813.332 | 1096296.7853
72 | 2709745.4519 | 1096308.9152 | 2709715.2955 | 1096270.0784 | 2709721.8378 | 1096264.7373
73 | 2709745.4519 | 1096308.9152 | 2709738.5334 | 1096311.9256
74 | 2709721.6261 | 1096379.4348 | 2709732.3072 | 1096382.1267 | 2709733.9094 | 1096382.9141
75 | 2709713.5357 | 1096377.3959 | 2709721.6261 | 1096379.4348
76 | 2709713.5357 | 1096377.3959 | 2709709.8595 | 1096386.7818
77 | 2709679.6884 | 1096426.718 | 2709687.1711 | 1096413.4619
78 | 2709679.6884 | 1096426.718 | 2709678.2691 | 1096425.9475 | 2709674.8589 | 1096424.7407
79 | 2709679.6884 | 1096426.718 | 2709680.6284 | 1096427.4354 | 2709680.5344 | 1096428.4461
80 | 2709915.4657 | 1096352.7157 | 2709889.0062 | 1096369.6116
81 | 2709905.2943 | 1096338.111 | 2709899.3968 | 1096341.9914
82 | 2709915.4657 | 1096352.7157 | 2709905.2943 | 1096338.111
83 | 2709674.1063 | 1096429.5192 | 2709673.7649 | 1096427.8341 | 2709674.8589 | 1096424.7407
84 | 2709682.412 | 1096433.7718 | 2709680.1092 | 1096433.0187 | 2709680.5344 | 1096428.4461
85 | 2709800.9129 | 1096449.6548 | 2709794.3595 | 1096457.6667
86 | 2709753.7297 | 1096472.5403 | 2709756.6119 | 1096467.3778 | 2709758.0851 | 1096460.8778 | 2709759.3612 | 1096458.4549
87 | 2709753.7297 | 1096472.5403 | 2709750.0277 | 1096468.6153 | 2709737.888 | 1096456.121
88 | 2709753.7297 | 1096472.5403 | 2709754.6916 | 1096474.7955
89 | 2709741.7036 | 1096487.6889 | 2709739.3001 | 1096488.2236
90 | 2709741.7036 | 1096487.6889 | 2709742.0719 | 1096482.3142 | 2709739.1235 | 1096477.5415
91 | 2709739.3001 | 1096488.2236 | 2709736.8402 | 1096487.5899 | 2709727.8916 | 1096479.4785 | 2709719.5288 | 1096475.5909
92 | 2709738.5156 | 1096476.5574 | 2709739.1235 | 1096477.5415
93 | 2709719.5288 | 1096475.5909 | 2709716.0219 | 1096473.9606 | 2709712.0158 | 1096472.2118
94 | 2709735.9418 | 1096454.1181 | 2709737.888 | 1096456.121
95 | 2709735.862 | 1096472.262 | 2709738.5156 | 1096476.5574
96 | 2709676.8031 | 1096473.2525 | 2709692.2345 | 1096465.5814 | 2709696.223 | 1096465.6534 | 2709700.1876 | 1096467.0481 | 2709712.0158 | 1096472.2118
97 | 2709698.8475 | 1096328.8763 | 2709690.611 | 1096331.2799
98 | 2709708.0307 | 1096325.7288 | 2709698.8475 | 1096328.8763
99 | 2709735.9418 | 1096454.1181 | 2709732.8332 | 1096451.9398
100 | 2709729.4547 | 1096449.5724 | 2709732.8332 | 1096451.9398
101 | 2709713.031 | 1096453.9069 | 2709712.8117 | 1096453.7717
102 | 2709712.8117 | 1096453.7717 | 2709702.5702 | 1096447.4593
103 | 2709676.8031 | 1096473.2525 | 2709675.1636 | 1096476.5251
104 | 2709676.8031 | 1096473.2525 | 2709674.1706 | 1096471.8819 | 2709673.5764 | 1096467.8907 | 2709673.423 | 1096452.1086
105 | 2709675.1636 | 1096476.5251 | 2709673.276 | 1096480.3015
106 | 2709675.066 | 1096444.1685 | 2709673.3893 | 1096448.6412 | 2709673.423 | 1096452.1086
107 | 2709675.066 | 1096444.1685 | 2709674.4771 | 1096443.3128 | 2709670.8154 | 1096441.4455
108 | 2709672.0368 | 1096439.3313 | 2709670.8154 | 1096441.4455
109 | 2709712.8673 | 1096439.9049 | 2709703.4182 | 1096435.2963
110 | 2709697.6994 | 1096434.5377 | 2709703.4182 | 1096435.2963 | 2709703.4182 | 1096435.2963
111 | 2709697.6994 | 1096434.5377 | 2709695.3649 | 1096434.2281 | 2709694.6244 | 1096434.1771
112 | 2709702.5702 | 1096447.4593 | 2709701.2826 | 1096446.6657
113 | 2709682.412 | 1096433.7718 | 2709682.8412 | 1096433.6017 | 2709687.488 | 1096433.6856 | 2709694.6244 | 1096434.1771
114 | 2709683.4077 | 1096439.1267 | 2709686.0322 | 1096440.9419 | 2709696.6177 | 1096443.7904 | 2709701.2826 | 1096446.6657
115 | 2709674.1063 | 1096429.5192 | 2709674.782 | 1096434.5792 | 2709672.0368 | 1096439.3313
116 | 2709683.4077 | 1096439.1267 | 2709683.7658 | 1096437.7434 | 2709684.4491 | 1096434.6536 | 2709682.412 | 1096433.7718
117 | 2709683.4077 | 1096439.1267 | 2709683.1579 | 1096440.5231
118 | 2709653.6509 | 1096424.5247 | 2709657.3073 | 1096424.1125 | 2709673.616 | 1096428.7876 | 2709674.1063 | 1096429.5192
119 | 2709653.6509 | 1096424.5247 | 2709650.235 | 1096424.9189 | 2709643.9555 | 1096427.1415
120 | 2709640.5969 | 1096428.0999 | 2709642.7031 | 1096427.5848 | 2709643.9555 | 1096427.1415
121 | 2709640.5969 | 1096428.0999 | 2709637.7073 | 1096428.8066 | 2709633.7141 | 1096427.4833
122 | 2709622.7252 | 1096394.2785 | 2709622.5566 | 1096394.2379
123 | 2709633.7141 | 1096427.4833 | 2709628.8078 | 1096425.8573
124 | 2709622.5566 | 1096394.2379 | 2709608.6355 | 1096390.8874
125 | 2709628.8078 | 1096425.8573 | 2709627.1337 | 1096425.3025 | 2709618.1838 | 1096420.8341
126 | 2709618.1838 | 1096420.8341 | 2709611.9772 | 1096417.7353 | 2709602.7396 | 1096413.5993 | 2709600.374 | 1096413.1124
127 | 2709570.8912 | 1096409.7115 | 2709581.5445 | 1096409.2366 | 2709600.374 | 1096413.1124
128 | 2709570.8912 | 1096409.7115 | 2709577.2975 | 1096417.9102 | 2709591.1919 | 1096436.1729 | 2709595.1063 | 1096438.6675
129 | 2709631.5161 | 1096459.3076 | 2709623.3714 | 1096454.7654 | 2709603.9214 | 1096444.2855
130 | 2709638.8035 | 1096463.3716 | 2709631.5161 | 1096459.3076
131 | 2709603.9214 | 1096444.2855 | 2709603.9214 | 1096444.2855 | 2709595.1063 | 1096438.6675
132 | 2709738.5334 | 1096311.9256 | 2709730.9153 | 1096302.1928 | 2709726.9466 | 1096301.8765 | 2709719.1606 | 1096292.3276
133 | 2709738.5334 | 1096311.9256 | 2709733.2493 | 1096314.234
134 | 2709709.3167 | 1096280.255 | 2709719.1606 | 1096292.3276
135 | 2709708.0307 | 1096325.7288 | 2709730.4433 | 1096315.4598 | 2709733.2493 | 1096314.234
136 | 2709708.0307 | 1096325.7288 | 2709705.9875 | 1096320.4662 | 2709700.1567 | 1096314.072
137 | 2709700.1567 | 1096314.072 | 2709670.1399 | 1096281.1552
138 | 2709670.1399 | 1096281.1552 | 2709658.4621 | 1096268.349
139 | 2709658.4621 | 1096268.349 | 2709656.0525 | 1096265.7066 | 2709650.8956 | 1096259.3239
140 | 2709635.4243 | 1096235.0475 | 2709644.2382 | 1096251.0838 | 2709650.8956 | 1096259.3239
141 | 2709633.9391 | 1096232.3411 | 2709635.4243 | 1096235.0475
142 | 2709633.9391 | 1096232.3411 | 2709651.204 | 1096223.5121
143 | 2709651.204 | 1096223.5121 | 2709652.7982 | 1096222.6969

## bus_geodata
| x | y | coords
0 | 2709784.6614 | 1096415.2445
1 | 2709781.6874 | 1096417.4678
2 | 2709798.8296 | 1096406.3217
3 | 2709773.3924 | 1096424.4966
4 | 2709809.1501 | 1096399.8259
5 | 2709806.2109 | 1096417.8401
6 | 2709762.6662 | 1096426.6489
7 | 2709776.0765 | 1096427.725
8 | 2709803.9282 | 1096393.6634
9 | 2709824.4724 | 1096389.6915
10 | 2709808.9864 | 1096422.1712
11 | 2709759.9462 | 1096426.7115
12 | 2709761.1878 | 1096403.7831
13 | 2709752.8462 | 1096393.6253
14 | 2709786.6027 | 1096437.2122
15 | 2709801.833 | 1096391.1907
16 | 2709834.0218 | 1096383.3754
17 | 2709752.114 | 1096426.8918
18 | 2709743.511 | 1096387.6326
19 | 2709763.0041 | 1096451.5382
20 | 2709760.1571 | 1096456.9439
21 | 2709794.0073 | 1096443.1822
22 | 2709798.3863 | 1096387.1231
23 | 2709840.375 | 1096393.291
24 | 2709836.2163 | 1096367.4044
25 | 2709665.9514 | 1096392.7778
26 | 2709671.4971 | 1096378.7837
27 | 2709662.3794 | 1096396.8954
28 | 2709674.8602 | 1096366.3018
29 | 2709660.2742 | 1096398.0541
30 | 2709692.6011 | 1096371.4697
31 | 2709672.1395 | 1096365.4632
32 | 2709648.1012 | 1096398.8569
33 | 2709696.2198 | 1096346.9462
34 | 2709708.7609 | 1096376.0442
35 | 2709642.9425 | 1096398.4364
36 | 2709696.4023 | 1096346.2658
37 | 2709710.9807 | 1096376.6726
38 | 2709631.9474 | 1096347.8711
39 | 2709661.8226 | 1096339.6811
40 | 2709609.4947 | 1096345.0366
41 | 2709631.6759 | 1096396.4328
42 | 2709738.7888 | 1096422.7776
43 | 2709743.7737 | 1096424.3167
44 | 2709731.613 | 1096420.562
45 | 2709745.6001 | 1096424.8806
46 | 2709734.4445 | 1096412.7252
47 | 2709729.6353 | 1096425.4876
48 | 2709748.7374 | 1096425.8493
49 | 2709737.9457 | 1096403.0354
50 | 2709727.1128 | 1096431.7702
51 | 2709739.6655 | 1096398.2756
52 | 2709724.0148 | 1096439.4863
53 | 2709722.0488 | 1096444.383
54 | 2709848.0361 | 1096360.2136
55 | 2709865.4649 | 1096364.2641
56 | 2709867.8631 | 1096362.7398
57 | 2709857.9228 | 1096354.1989
58 | 2709773.152 | 1096301.4436
59 | 2709801.1877 | 1096282.2704
60 | 2709763.0835 | 1096280.3623
61 | 2709765.7696 | 1096301.3238
62 | 2709884.2553 | 1096375.6557
63 | 2709813.332 | 1096296.7853
64 | 2709729.5221 | 1096237.8944
65 | 2709745.4519 | 1096308.9152
66 | 2709733.9094 | 1096382.9141
67 | 2709721.6261 | 1096379.4348
68 | 2709713.5357 | 1096377.3959
69 | 2709709.8595 | 1096386.7818
70 | 2709687.1711 | 1096413.4619
71 | 2709679.6884 | 1096426.718
72 | 2709889.0062 | 1096369.6116
73 | 2709899.3968 | 1096341.9914
74 | 2709905.2943 | 1096338.111
75 | 2709674.8589 | 1096424.7407
76 | 2709680.5344 | 1096428.4461
77 | 2709800.9129 | 1096449.6548
78 | 2709794.3595 | 1096457.6667
79 | 2709759.3612 | 1096458.4549
80 | 2709753.7297 | 1096472.5403
81 | 2709754.6916 | 1096474.7955
82 | 2709741.7036 | 1096487.6889
83 | 2709739.3001 | 1096488.2236
84 | 2709739.1235 | 1096477.5415
85 | 2709719.5288 | 1096475.5909
86 | 2709737.888 | 1096456.121
87 | 2709738.5156 | 1096476.5574
88 | 2709712.0158 | 1096472.2118
89 | 2709698.8475 | 1096328.8763
90 | 2709690.611 | 1096331.2799
91 | 2709735.9418 | 1096454.1181
92 | 2709732.8332 | 1096451.9398
93 | 2709713.031 | 1096453.9069
94 | 2709712.8117 | 1096453.7717
95 | 2709729.4547 | 1096449.5724
96 | 2709735.862 | 1096472.262
97 | 2709676.8031 | 1096473.2525
98 | 2709675.1636 | 1096476.5251
99 | 2709673.423 | 1096452.1086
100 | 2709673.276 | 1096480.3015
101 | 2709675.066 | 1096444.1685
102 | 2709670.8154 | 1096441.4455
103 | 2709712.8673 | 1096439.9049
104 | 2709703.4182 | 1096435.2963
105 | 2709697.6994 | 1096434.5377
106 | 2709702.5702 | 1096447.4593
107 | 2709694.6244 | 1096434.1771
108 | 2709701.2826 | 1096446.6657
109 | 2709672.0368 | 1096439.3313
110 | 2709682.4121 | 1096433.7719
111 | 2709683.4077 | 1096439.1267
112 | 2709674.1063 | 1096429.5192
113 | 2709653.6509 | 1096424.5246
114 | 2709683.1579 | 1096440.5231
115 | 2709643.9555 | 1096427.1415
116 | 2709640.5969 | 1096428.0999
117 | 2709622.7252 | 1096394.2785
118 | 2709633.7141 | 1096427.4833
119 | 2709622.5566 | 1096394.2379
120 | 2709628.8078 | 1096425.8573
121 | 2709618.1838 | 1096420.8341
122 | 2709600.374 | 1096413.1124
123 | 2709570.8912 | 1096409.7115
124 | 2709631.5161 | 1096459.3076
125 | 2709603.9214 | 1096444.2855
126 | 2709638.8035 | 1096463.3716
127 | 2709595.1063 | 1096438.6675
128 | 2709608.6355 | 1096390.8874
129 | 2709721.8378 | 1096264.7373
130 | 2709738.5334 | 1096311.9256
131 | 2709719.1606 | 1096292.3276
132 | 2709733.2493 | 1096314.234
133 | 2709825.5006 | 1096311.329
134 | 2709709.3167 | 1096280.255
135 | 2709708.0307 | 1096325.7288
136 | 2709700.1567 | 1096314.072
137 | 2709670.1399 | 1096281.1552
138 | 2709658.4621 | 1096268.349
139 | 2709650.8956 | 1096259.3239
140 | 2709915.4657 | 1096352.7157
141 | 2709635.4243 | 1096235.0475
142 | 2709633.9391 | 1096232.3411
143 | 2709651.204 | 1096223.5121
144 | 2709652.7982 | 1096222.6969
145 | 2709743.511 | 1096387.6326

## line_std_types
| c_nf_per_km | r_ohm_per_km | x_ohm_per_km | max_i_ka | type | q_mm2 | alpha | voltage_rating
NAYY 4x50 SE | 210 | 0.642 | 0.083 | 0.142 | cs | 50 | 0.00403 | LV
NAYY 4x120 SE | 264 | 0.225 | 0.08 | 0.242 | cs | 120 | 0.00403 | LV
NAYY 4x150 SE | 261 | 0.208 | 0.08 | 0.27 | cs | 150 | 0.00403 | LV
NA2XS2Y 1x95 RM/25 12/20 kV | 216 | 0.313 | 0.132 | 0.252 | cs | 95 | 0.00403 | MV
NA2XS2Y 1x185 RM/25 12/20 kV | 273 | 0.161 | 0.117 | 0.362 | cs | 185 | 0.00403 | MV
NA2XS2Y 1x240 RM/25 12/20 kV | 304 | 0.122 | 0.112 | 0.421 | cs | 240 | 0.00403 | MV
NA2XS2Y 1x95 RM/25 6/10 kV | 315 | 0.313 | 0.123 | 0.249 | cs | 95 | 0.00403 | MV
NA2XS2Y 1x185 RM/25 6/10 kV | 406 | 0.161 | 0.11 | 0.358 | cs | 185 | 0.00403 | MV
NA2XS2Y 1x240 RM/25 6/10 kV | 456 | 0.122 | 0.105 | 0.416 | cs | 240 | 0.00403 | MV
NA2XS2Y 1x150 RM/25 12/20 kV | 250 | 0.206 | 0.116 | 0.319 | cs | 150 | 0.00403 | MV
NA2XS2Y 1x120 RM/25 12/20 kV | 230 | 0.253 | 0.119 | 0.283 | cs | 120 | 0.00403 | MV
NA2XS2Y 1x70 RM/25 12/20 kV | 190 | 0.443 | 0.132 | 0.22 | cs | 70 | 0.00403 | MV
NA2XS2Y 1x150 RM/25 6/10 kV | 360 | 0.206 | 0.11 | 0.315 | cs | 150 | 0.00403 | MV
NA2XS2Y 1x120 RM/25 6/10 kV | 340 | 0.253 | 0.113 | 0.28 | cs | 120 | 0.00403 | MV
NA2XS2Y 1x70 RM/25 6/10 kV | 280 | 0.443 | 0.123 | 0.217 | cs | 70 | 0.00403 | MV
N2XS(FL)2Y 1x120 RM/35 64/110 kV | 112 | 0.153 | 0.166 | 0.366 | cs | 120 | 0.00393 | HV
N2XS(FL)2Y 1x185 RM/35 64/110 kV | 125 | 0.099 | 0.156 | 0.457 | cs | 185 | 0.00393 | HV
N2XS(FL)2Y 1x240 RM/35 64/110 kV | 135 | 0.075 | 0.149 | 0.526 | cs | 240 | 0.00393 | HV
N2XS(FL)2Y 1x300 RM/35 64/110 kV | 144 | 0.06 | 0.144 | 0.588 | cs | 300 | 0.00393 | HV
15-AL1/3-ST1A 0.4 | 11 | 1.8769 | 0.35 | 0.105 | ol | 16 | 0.00403 | LV
24-AL1/4-ST1A 0.4 | 11.25 | 1.2012 | 0.335 | 0.14 | ol | 24 | 0.00403 | LV
48-AL1/8-ST1A 0.4 | 12.2 | 0.5939 | 0.3 | 0.21 | ol | 48 | 0.00403 | LV
94-AL1/15-ST1A 0.4 | 13.2 | 0.306 | 0.29 | 0.35 | ol | 94 | 0.00403 | LV
34-AL1/6-ST1A 10.0 | 9.7 | 0.8342 | 0.36 | 0.17 | ol | 34 | 0.00403 | MV
48-AL1/8-ST1A 10.0 | 10.1 | 0.5939 | 0.35 | 0.21 | ol | 48 | 0.00403 | MV
70-AL1/11-ST1A 10.0 | 10.4 | 0.4132 | 0.339 | 0.29 | ol | 70 | 0.00403 | MV
94-AL1/15-ST1A 10.0 | 10.75 | 0.306 | 0.33 | 0.35 | ol | 94 | 0.00403 | MV
122-AL1/20-ST1A 10.0 | 11.1 | 0.2376 | 0.323 | 0.41 | ol | 122 | 0.00403 | MV
149-AL1/24-ST1A 10.0 | 11.25 | 0.194 | 0.315 | 0.47 | ol | 149 | 0.00403 | MV
34-AL1/6-ST1A 20.0 | 9.15 | 0.8342 | 0.382 | 0.17 | ol | 34 | 0.00403 | MV
48-AL1/8-ST1A 20.0 | 9.5 | 0.5939 | 0.372 | 0.21 | ol | 48 | 0.00403 | MV
70-AL1/11-ST1A 20.0 | 9.7 | 0.4132 | 0.36 | 0.29 | ol | 70 | 0.00403 | MV
94-AL1/15-ST1A 20.0 | 10 | 0.306 | 0.35 | 0.35 | ol | 94 | 0.00403 | MV
122-AL1/20-ST1A 20.0 | 10.3 | 0.2376 | 0.344 | 0.41 | ol | 122 | 0.00403 | MV
149-AL1/24-ST1A 20.0 | 10.5 | 0.194 | 0.337 | 0.47 | ol | 149 | 0.00403 | MV
184-AL1/30-ST1A 20.0 | 10.75 | 0.1571 | 0.33 | 0.535 | ol | 184 | 0.00403 | MV
243-AL1/39-ST1A 20.0 | 11 | 0.1188 | 0.32 | 0.645 | ol | 243 | 0.00403 | MV
48-AL1/8-ST1A 110.0 | 8 | 0.5939 | 0.46 | 0.21 | ol | 48 | 0.00403 | HV
70-AL1/11-ST1A 110.0 | 8.4 | 0.4132 | 0.45 | 0.29 | ol | 70 | 0.00403 | HV
94-AL1/15-ST1A 110.0 | 8.65 | 0.306 | 0.44 | 0.35 | ol | 94 | 0.00403 | HV
122-AL1/20-ST1A 110.0 | 8.5 | 0.2376 | 0.43 | 0.41 | ol | 122 | 0.00403 | HV
149-AL1/24-ST1A 110.0 | 8.75 | 0.194 | 0.41 | 0.47 | ol | 149 | 0.00403 | HV
184-AL1/30-ST1A 110.0 | 8.8 | 0.1571 | 0.4 | 0.535 | ol | 184 | 0.00403 | HV
243-AL1/39-ST1A 110.0 | 9 | 0.1188 | 0.39 | 0.645 | ol | 243 | 0.00403 | HV
305-AL1/39-ST1A 110.0 | 9.2 | 0.0949 | 0.38 | 0.74 | ol | 305 | 0.00403 | HV
490-AL1/64-ST1A 110.0 | 9.75 | 0.059 | 0.37 | 0.96 | ol | 490 | 0.00403 | HV
679-AL1/86-ST1A 110.0 | 9.95 | 0.042 | 0.36 | 1.15 | ol | 679 | 0.00403 | HV
490-AL1/64-ST1A 220.0 | 10 | 0.059 | 0.285 | 0.96 | ol | 490 | 0.00403 | HV
679-AL1/86-ST1A 220.0 | 11.7 | 0.042 | 0.275 | 1.15 | ol | 679 | 0.00403 | HV
490-AL1/64-ST1A 380.0 | 11 | 0.059 | 0.253 | 0.96 | ol | 490 | 0.00403 | HV
679-AL1/86-ST1A 380.0 | 14.6 | 0.042 | 0.25 | 1.15 | ol | 679 | 0.00403 | HV

## trafo_std_types
| i0_percent | pfe_kw | vkr_percent | sn_mva | vn_lv_kv | vn_hv_kv | vk_percent | shift_degree | vector_group | tap_side | tap_neutral | tap_min | tap_max | tap_step_degree | tap_step_percent | tap_phase_shifter
160 MVA 380/110 kV | 0.06 | 60 | 0.25 | 160 | 110 | 380 | 12.2 | 0 | Yy0 | hv | 0 | -9 | 9 | 0 | 1.5 | FALSE
100 MVA 220/110 kV | 0.06 | 55 | 0.26 | 100 | 110 | 220 | 12 | 0 | Yy0 | hv | 0 | -9 | 9 | 0 | 1.5 | FALSE
63 MVA 110/20 kV | 0.04 | 22 | 0.32 | 63 | 20 | 110 | 18 | 150 | YNd5 | hv | 0 | -9 | 9 | 0 | 1.5 | FALSE
40 MVA 110/20 kV | 0.05 | 18 | 0.34 | 40 | 20 | 110 | 16.2 | 150 | YNd5 | hv | 0 | -9 | 9 | 0 | 1.5 | FALSE
25 MVA 110/20 kV | 0.07 | 14 | 0.41 | 25 | 20 | 110 | 12 | 150 | YNd5 | hv | 0 | -9 | 9 | 0 | 1.5 | FALSE
63 MVA 110/10 kV | 0.04 | 22 | 0.32 | 63 | 10 | 110 | 18 | 150 | YNd5 | hv | 0 | -9 | 9 | 0 | 1.5 | FALSE
40 MVA 110/10 kV | 0.05 | 18 | 0.34 | 40 | 10 | 110 | 16.2 | 150 | YNd5 | hv | 0 | -9 | 9 | 0 | 1.5 | FALSE
25 MVA 110/10 kV | 0.07 | 14 | 0.41 | 25 | 10 | 110 | 12 | 150 | YNd5 | hv | 0 | -9 | 9 | 0 | 1.5 | FALSE
0.25 MVA 20/0.4 kV | 0.32 | 0.8 | 1.44 | 0.25 | 0.4 | 20 | 6 | 150 | Yzn5 | hv | 0 | -2 | 2 | 0 | 2.5 | FALSE
0.4 MVA 20/0.4 kV | 0.3375 | 1.35 | 1.425 | 0.4 | 0.4 | 20 | 6 | 150 | Dyn5 | hv | 0 | -2 | 2 | 0 | 2.5 | FALSE
0.63 MVA 20/0.4 kV | 0.2619 | 1.65 | 1.206 | 0.63 | 0.4 | 20 | 6 | 150 | Dyn5 | hv | 0 | -2 | 2 | 0 | 2.5 | FALSE
0.25 MVA 10/0.4 kV | 0.24 | 0.6 | 1.2 | 0.25 | 0.4 | 10 | 4 | 150 | Dyn5 | hv | 0 | -2 | 2 | 0 | 2.5 | FALSE
0.4 MVA 10/0.4 kV | 0.2375 | 0.95 | 1.325 | 0.4 | 0.4 | 10 | 4 | 150 | Dyn5 | hv | 0 | -2 | 2 | 0 | 2.5 | FALSE
0.63 MVA 10/0.4 kV | 0.1873 | 1.18 | 1.0794 | 0.63 | 0.4 | 10 | 4 | 150 | Dyn5 | hv | 0 | -2 | 2 | 0 | 2.5 | FALSE

## trafo3w_std_types
| sn_hv_mva | sn_mv_mva | sn_lv_mva | vn_hv_kv | vn_mv_kv | vn_lv_kv | vk_hv_percent | vk_mv_percent | vk_lv_percent | vkr_hv_percent | vkr_mv_percent | vkr_lv_percent | pfe_kw | i0_percent | shift_mv_degree | shift_lv_degree | vector_group | tap_side | tap_neutral | tap_min | tap_max | tap_step_percent
63/25/38 MVA 110/20/10 kV | 63 | 25 | 38 | 110 | 20 | 10 | 10.4 | 10.4 | 10.4 | 0.28 | 0.32 | 0.35 | 35 | 0.89 | 0 | 0 | YN0yn0yn0 | hv | 0 | -10 | 10 | 1.2
63/25/38 MVA 110/10/10 kV | 63 | 25 | 38 | 110 | 10 | 10 | 10.4 | 10.4 | 10.4 | 0.28 | 0.32 | 0.35 | 35 | 0.89 | 0 | 0 | YN0yn0yn0 | hv | 0 | -10 | 10 | 1.2

## fuse_std_types
| fuse_type | i_rated_a | t_avg | t_min | t_total | x_avg | x_min | x_total
HV 100A | HV 100A | 100 | 0 | [10.0, 3.64, 0.854, 0.281, 0.1, 0.0531, 0.022, 0.01] | [10.0, 4.267, 1.21, 0.403, 0.1, 0.058, 0.022, 0.01] | 0 | [300.0, 350.0, 450.0, 550.0, 700.0, 850.0, 1200.0, 1752.0] | [600.0, 700.0, 900.0, 1150.0, 1665.0, 2000.0, 3000.0, 4313.0]
HV 10A | HV 10A | 10 | 0 | [10.0, 1675.0, 0.344, 0.156, 0.1, 0.0417, 0.0171, 0.01] | [10.0, 1.3, 0.3, 0.155, 0.1, 0.0555, 0.023, 0.01] | 0 | [30.0, 32.0, 35.0, 37.0, 39.0, 50.0, 70.0, 88.0] | [60.0, 70.0, 80.0, 87.0, 94.0, 110.0, 150.0, 216.0]
HV 125A | HV 125A | 125 | 0 | [10.0, 1.82, 0.344, 0.1, 0.0467, 0.0269, 0.01] | [10.0, 2.478, 0.426, 0.1, 0.0427, 0.0211, 0.01] | 0 | [375.0, 500.0, 700.0, 925.0, 1200.0, 1500.0, 2341.0] | [750.0, 1000.0, 1500.0, 2200.0, 3000.0, 4000.0, 5765.0]
HV 160A | HV 160A | 160 | 0 | [10.0, 4.15, 1.03, 0.198, 0.1, 0.051, 0.0172, 0.01] | [10.0, 2.3, 0.734, 0.274, 0.1, 0.046, 0.0177, 0.01] | 0 | [480.0, 550.0, 700.0, 1000.0, 1260.0, 1600.0, 2500.0, 3227.0] | [960.0, 1300.0, 1700.0, 2200.0, 2996.0, 4000.0, 6000.0, 7946.0]
HV 16A | HV 16A | 16 | 0 | [10.0, 0.352, 0.164, 0.1, 0.0649, 0.0342, 0.01] | [10.0, 2.34, 0.722, 0.181, 0.1, 0.055, 0.0296, 0.01] | 0 | [48.0, 60.0, 65.0, 71.0, 80.0, 100.0, 162.0] | [96.0, 110.0, 125.0, 150.0, 168.0, 200.0, 250.0, 398.0]
HV 200A | HV 200A | 200 | 0 | [10.0, 4.267, 1.21, 0.403, 0.1, 0.058, 0.022, 0.01] | [10.0, 3.73, 1.654, 0.328, 0.1, 0.0531, 0.019, 0.01] | 0 | [600.0, 700.0, 900.0, 1150.0, 1665.0, 2000.0, 3000.0, 4313.0] | [1200.0, 1500.0, 1800.0, 2700.0, 3960.0, 5000.0, 7500.0, 10620.0]
HV 20A | HV 20A | 20 | 0 | [10.0, 1.3, 0.3, 0.155, 0.1, 0.0555, 0.023, 0.01] | [10.0, 1.3, 0.161, 0.1, 0.0611, 0.0399, 0.0141, 0.01] | 0 | [60.0, 70.0, 80.0, 87.0, 94.0, 110.0, 150.0, 216.0] | [120.0, 150.0, 200.0, 223.0, 260.0, 300.0, 450.0, 532.0]
HV 25A | HV 25A | 25 | 0 | [10.0, 2.512, 0.833, 0.299, 0.1, 0.0372, 0.0223, 0.01] | [10.0, 3.125, 0.597, 0.198, 0.1, 0.0378, 0.022, 0.01] | 0 | [75.0, 82.0, 90.0, 100.0, 124.0, 170.0, 200.0, 289.0] | [150.0, 170.0, 210.0, 250.0, 294.0, 400.0, 500.0, 711.0]
HV 31.5A | HV 31.5A | 31.5 | 0 | [10.0, 2.34, 0.722, 0.181, 0.1, 0.055, 0.0296, 0.01] | [10.0, 2.84, 0.368, 0.164, 0.1, 0.0621, 0.0378, 0.0195, 0.01] | 0 | [95.0, 110.0, 125.0, 150.0, 165.0, 200.0, 250.0, 390.0] | [189.0, 220.0, 300.0, 350.0, 393.0, 450.0, 530.0, 700.0, 960.0]
HV 40A | HV 40A | 40 | 0 | [10.0, 1.3, 0.161, 0.1, 0.0611, 0.0399, 0.0141, 0.01] | [10.0, 2.05, 0.369, 0.198, 0.1, 0.051, 0.0298, 0.01] | 0 | [120.0, 150.0, 200.0, 223.0, 260.0, 300.0, 450.0, 532.0] | [240.0, 300.0, 400.0, 450.0, 530.0, 650.0, 800.0, 1311.0]
HV 50A | HV 50A | 50 | 0 | [10.0, 3.215, 0.597, 0.198, 0.1, 0.0378, 0.022, 0.01] | [10.0, 3.64, 0.854, 0.281, 0.1, 0.0531, 0.022, 0.01] | 0 | [150.0, 170.0, 210.0, 250.0, 294.0, 400.0, 500.0, 711.0] | [300.0, 350.0, 450.0, 550.0, 700.0, 850.0, 1200.0, 1752.0]
HV 6.3A | HV 6.3A | 6.3 | 0 | [10.0, 1.39, 0.344, 0.168, 0.1, 0.056, 0.0263, 0.01] | [10.0, 1.711, 0.516, 0.198, 0.1, 0.0634, 0.0303, 0.01] | 0 | [19.0, 19.5, 20.4, 20.8, 22.0, 25.0, 32.0, 48.0] | [38.0, 40.0, 43.0, 48.0, 53.0, 60.0, 75.0, 118.0]
HV 63A | HV 63A | 63 | 0 | [10.0, 2.84, 0.368, 0.164, 0.1, 0.0621, 0.0378, 0.0195, 0.01] | [10.0, 1.82, 0.344, 0.1, 0.0467, 0.0269, 0.01] | 0 | [189.0, 220.0, 300.0, 350.0, 393.0, 450.0, 530.0, 700.0, 961.0] | [378.0, 500.0, 700.0, 934.0, 1200.0, 1500.0, 2366.0]
HV 80A | HV 80A | 80 | 0 | [10.0, 2.05, 0.369, 0.198, 0.1, 0.051, 0.0298, 0.01] | [10.0, 4.15, 1.03, 0.198, 0.1, 0.051, 0.0172, 0.01] | 0 | [240.0, 300.0, 400.0, 450.0, 530.0, 650.0, 800.0, 1311.0] | [480.0, 550.0, 700.0, 1000.0, 1260.0, 1600.0, 2500.0, 3227.0]
Siemens NH-1-100 | Siemens NH-1-100 | 100 | [5400.0, 2000.0, 400.0, 20.0, 1.0, 0.2, 0.012, 0.004] | 0 | 0 | [150.0, 190.0, 250.0, 430.0, 900.0, 1250.0, 2700.0, 3600.0] | 0 | 0
Siemens NH-1-125 | Siemens NH-1-125 | 125 | [4800.0, 120.0, 7.0, 0.1, 0.004] | 0 | 0 | [180.0, 400.0, 740.0, 2000.0, 4250.0] | 0 | 0
Siemens NH-1-16 | Siemens NH-1-16 | 16 | [4000.0, 400.0, 2.0, 0.1, 0.04, 0.01] | 0 | 0 | [26.0, 35.0, 75.0, 150.0, 200.0, 300.0] | 0 | 0
Siemens NH-1-160 | Siemens NH-1-160 | 160 | [4800.0, 120.0, 7.0, 0.1, 0.004] | 0 | 0 | [210.0, 500.0, 900.0, 2300.0, 5000.0] | 0 | 0
Siemens NH-1-25 | Siemens NH-1-25 | 25 | [4000.0, 1000.0, 10.0, 0.2, 0.02, 0.01] | 0 | 0 | [40.0, 50.0, 100.0, 210.0, 400.0, 500.0] | 0 | 0
Siemens NH-1-50 | Siemens NH-1-50 | 50 | [4000.0, 40.0, 4.0, 1.0, 0.02, 0.01] | 0 | 0 | [86.0, 200.0, 300.0, 400.0, 1000.0, 1280.0] | 0 | 0
Siemens NH-1-63 | Siemens NH-1-63 | 63 | [4000.0, 100.0, 10.0, 2.0, 0.04, 0.01] | 0 | 0 | [100.0, 200.0, 300.0, 400.0, 1000.0, 1500.0] | 0 | 0
Siemens NH-1-80 | Siemens NH-1-80 | 80 | [4800.0, 120.0, 7.0, 0.1, 0.01] | 0 | 0 | [150.58, 250.0, 450.0, 1150.0, 2470.0] | 0 | 0
Siemens NH-2-1000 | Siemens NH-2-1000 | 1000 | [4800.0, 120.0, 7.0, 0.1, 0.004] | 0 | 0 | [1900.0, 3500.0, 8400.0, 24000.0, 52000.0] | 0 | 0
Siemens NH-2-200 | Siemens NH-2-200 | 200 | [4800.0, 120.0, 7.0, 0.1, 0.004] | 0 | 0 | [280.0, 650.0, 1200.0, 3000.0, 7000.0] | 0 | 0
Siemens NH-2-224 | Siemens NH-2-224 | 224 | [4800.0, 120.0, 7.0, 0.2, 0.04, 0.004] | 0 | 0 | [400.0, 750.0, 1453.0, 3025.0, 4315.0, 7600.0] | 0 | 0
Siemens NH-2-250 | Siemens NH-2-250 | 250 | [4800.0, 120.0, 7.0, 0.1, 0.004] | 0 | 0 | [450.0, 800.0, 1650.0, 4000.0, 8500.0] | 0 | 0
Siemens NH-2-315 | Siemens NH-2-315 | 315 | [4800.0, 120.0, 7.0, 0.1, 0.004] | 0 | 0 | [550.0, 920.0, 1900.0, 5000.0, 11000.0] | 0 | 0
Siemens NH-2-355 | Siemens NH-2-355 | 355 | [4800.0, 120.0, 6.0, 0.1, 0.004] | 0 | 0 | [650.0, 1116.27, 2350.0, 5840.0, 12790.0] | 0 | 0
Siemens NH-2-400 | Siemens NH-2-400 | 400 | [4800.0, 120.0, 7.0, 0.1, 0.004] | 0 | 0 | [720.0, 1350.0, 2800.0, 6500.0, 15000.0] | 0 | 0
Siemens NH-2-425 | Siemens NH-2-425 | 425 | [4800.0, 120.0, 7.0, 0.1, 0.004] | 0 | 0 | [850.0, 1500.0, 3050.0, 7500.0, 16500.0] | 0 | 0
Siemens NH-2-630 | Siemens NH-2-630 | 630 | [4800.0, 120.0, 7.0, 0.1, 0.004] | 0 | 0 | [1200.0, 2000.0, 4800.0, 12000.0, 26000.0] | 0 | 0

## res_bus
| vm_pu | va_degree | p_mw | q_mvar
0 | 0.99228 | -0.14823 | 0.018236 | 0.0045704
1 | 0.99259 | -0.14217 | 0.0052927 | 0.0013265
2 | 0.99115 | -0.17009 | 0 | 0
3 | 0.99356 | -0.12349 | 0 | 0
4 | 0.99049 | -0.18292 | 0 | 0
5 | 0.99097 | -0.17356 | 0.0032931 | 0.00082532
6 | 0.99473 | -0.10091 | 0.010827 | 0.0027135
7 | 0.99349 | -0.12484 | 0 | 0
8 | 0.99036 | -0.18526 | 0.0033087 | 0.00082925
9 | 0.98976 | -0.19697 | 0.0086498 | 0.0021679
10 | 0.99092 | -0.17456 | 0.011005 | 0.0027581
11 | 0.99505 | -0.09486 | 0.0059749 | 0.0014975
12 | 0.99921 | -0.015066 | 0.0065534 | 0.0016424
13 | 0.99929 | -0.01354 | 0.0067532 | 0.0016925
14 | 0.99325 | -0.12941 | 0.0053672 | 0.0013452
15 | 0.99033 | -0.18601 | 0.0028125 | 0.00070487
16 | 0.9894 | -0.20398 | 0 | 0
17 | 0.99599 | -0.076649 | 0.0038312 | 0.00096019
18 | 0.99943 | -0.01095 | 0 | 0
19 | 0.99476 | -0.10052 | 0.0046489 | 0.0011651
20 | 0.99478 | -0.10002 | 0.0092061 | 0.0023073
21 | 0.99314 | -0.13157 | 0.0073483 | 0.0018417
22 | 0.99028 | -0.18698 | 0.010226 | 0.0025629
23 | 0.98931 | -0.20564 | 0.0079208 | 0.0019851
24 | 0.98901 | -0.21157 | 0 | 0
25 | 0.99387 | -0.11752 | 0.0023919 | 0.00059946
26 | 0.99421 | -0.1109 | 0.0059486 | 0.0014909
27 | 0.99375 | -0.11974 | 0.0018242 | 0.0004572
28 | 0.99458 | -0.10381 | 0 | 0
29 | 0.99371 | -0.12064 | 0.0032091 | 0.00080428
30 | 0.99513 | -0.093114 | 0 | 0
31 | 0.99457 | -0.10391 | 0.0020678 | 0.00051824
32 | 0.99351 | -0.12448 | 0.003996 | 0.0010015
33 | 0.99285 | -0.13689 | 0.0015716 | 0.00039389
34 | 0.99718 | -0.05388 | 0.0015421 | 0.00038648
35 | 0.99344 | -0.12572 | 0 | 0
36 | 0.99279 | -0.13811 | 0.0013806 | 0.00034601
37 | 0.99746 | -0.048441 | 0.0049911 | 0.0012509
38 | 0.99055 | -0.18148 | 0 | 0
39 | 0.99075 | -0.17752 | 0.0047635 | 0.0011939
40 | 0.9904 | -0.18438 | 0.0071767 | 0.0017986
41 | 0.9933 | -0.12846 | 0.0040619 | 0.001018
42 | 0.99721 | -0.053335 | 0.0039945 | 0.0010011
43 | 0.99698 | -0.0578 | 0.0035245 | 0.00088331
44 | 0.99755 | -0.046737 | 0 | 0
45 | 0.99685 | -0.060195 | 0.0038275 | 0.00095926
46 | 0.9984 | -0.03051 | 0.0051054 | 0.0012795
47 | 0.99726 | -0.052422 | 0.010301 | 0.0025818
48 | 0.99643 | -0.068209 | 0.0030782 | 0.00077146
49 | 0.99947 | -0.010178 | 0.0070354 | 0.0017632
50 | 0.9969 | -0.059271 | 0.0025991 | 0.00065141
51 | 1 | 0 | -0.51793 | -0.13089
52 | 0.99647 | -0.067563 | 0.0049986 | 0.0012528
53 | 0.99607 | -0.07523 | 0 | 0
54 | 0.98867 | -0.2181 | 0.0070076 | 0.0017563
55 | 0.98833 | -0.22482 | 0 | 0
56 | 0.9883 | -0.22543 | 0 | 0
57 | 0.98847 | -0.22211 | 0.0073715 | 0.0018475
58 | 0.98762 | -0.23828 | 0 | 0
59 | 0.98697 | -0.25089 | 0 | 0
60 | 0.98744 | -0.24169 | 0.0052457 | 0.0013147
61 | 0.98781 | -0.23448 | 0.0058743 | 0.0014722
62 | 0.98805 | -0.23016 | 0 | 0
63 | 0.98661 | -0.25794 | 0.0042228 | 0.0010583
64 | 0.98731 | -0.24427 | 0.0026701 | 0.00066919
65 | 0.98851 | -0.221 | 0 | 0
66 | 0.99893 | -0.020484 | 0.004667 | 0.0011697
67 | 0.99835 | -0.031556 | 0.0060449 | 0.001515
68 | 0.9978 | -0.041952 | 0 | 0
69 | 0.99777 | -0.042463 | 0.0028937 | 0.00072523
70 | 0.99066 | -0.17926 | 0.0025545 | 0.00064021
71 | 0.9907 | -0.17857 | 0 | 0
72 | 0.98796 | -0.23198 | 0.0041922 | 0.0010507
73 | 0.98755 | -0.23989 | 0.0078805 | 0.001975
74 | 0.9876 | -0.2389 | 0 | 0
75 | 0.99028 | -0.18673 | 0.0069824 | 0.0017499
76 | 0.99088 | -0.17504 | 0.0023061 | 0.00057796
77 | 0.99309 | -0.13248 | 0 | 0
78 | 0.99304 | -0.13348 | 0.0054493 | 0.0013657
79 | 0.9948 | -0.099598 | 0.0051409 | 0.0012884
80 | 0.99507 | -0.094476 | 0 | 0
81 | 0.99506 | -0.09459 | 0.0026496 | 0.00066406
82 | 0.98668 | -0.25664 | 0 | 0
83 | 0.98672 | -0.25585 | 0 | 0
84 | 0.9865 | -0.26017 | 0.0039031 | 0.00097822
85 | 0.98711 | -0.2482 | 0.0052307 | 0.0013109
86 | 0.99552 | -0.085786 | 0.0033977 | 0.00085155
87 | 0.98648 | -0.26046 | 0.0070159 | 0.0017583
88 | 0.98729 | -0.24478 | 0.0044727 | 0.001121
89 | 0.9912 | -0.16879 | 0 | 0
90 | 0.99108 | -0.17117 | 0.0037021 | 0.00092782
91 | 0.99558 | -0.084556 | 0 | 0
92 | 0.99567 | -0.082884 | 0.0036618 | 0.00091774
93 | 0.99101 | -0.17261 | 0.0030193 | 0.0007567
94 | 0.99101 | -0.17259 | 0.0044501 | 0.0011153
95 | 0.99578 | -0.080802 | 0.0063554 | 0.0015928
96 | 0.98645 | -0.26109 | 0.0070127 | 0.0017576
97 | 0.98826 | -0.22586 | 0 | 0
98 | 0.98824 | -0.22622 | 0 | 0
99 | 0.98896 | -0.21239 | 0.002256 | 0.00056542
100 | 0.98822 | -0.22663 | 0.0054992 | 0.0013782
101 | 0.98922 | -0.2072 | 0 | 0
102 | 0.98939 | -0.20395 | 0.0040031 | 0.0010033
103 | 0.99484 | -0.098668 | 0.0064474 | 0.0016159
104 | 0.99365 | -0.12165 | 0.0087992 | 0.0022053
105 | 0.99304 | -0.13339 | 0.0018109 | 0.00045386
106 | 0.99109 | -0.171 | 0.0031477 | 0.00078889
107 | 0.99272 | -0.1396 | 0.0032804 | 0.00082213
108 | 0.99111 | -0.17071 | 0.0040442 | 0.0010136
109 | 0.98948 | -0.20224 | 0.0047129 | 0.0011812
110 | 0.99148 | -0.16351 | 0 | 0
111 | 0.99137 | -0.16561 | 0 | 0
112 | 0.98991 | -0.19392 | 0 | 0
113 | 0.98918 | -0.20796 | 0.0069675 | 0.0017462
114 | 0.99137 | -0.16568 | 0.0027466 | 0.00068836
115 | 0.98891 | -0.21332 | 0.003656 | 0.00091628
116 | 0.98882 | -0.21495 | 0.0022986 | 0.00057608
117 | 0.99322 | -0.13 | 0.001568 | 0.00039297
118 | 0.98867 | -0.21799 | 0.0028713 | 0.00071962
119 | 0.99322 | -0.13002 | 0.0019047 | 0.00047737
120 | 0.98857 | -0.21992 | 0.0032153 | 0.00080584
121 | 0.98838 | -0.22365 | 0.0029449 | 0.00073806
122 | 0.98811 | -0.22878 | 0.0033502 | 0.00083964
123 | 0.9878 | -0.23488 | 0 | 0
124 | 0.98706 | -0.24936 | 0.0056834 | 0.0014244
125 | 0.9873 | -0.24452 | 0.0014115 | 0.00035375
126 | 0.98703 | -0.2498 | 0.0029323 | 0.00073489
127 | 0.9874 | -0.24264 | 0.0014004 | 0.00035098
128 | 0.99314 | -0.13154 | 0.0059867 | 0.0015004
129 | 0.98835 | -0.22409 | 0.0030154 | 0.00075574
130 | 0.98877 | -0.21595 | 0 | 0
131 | 0.98852 | -0.2208 | 0.0056293 | 0.0014108
132 | 0.98902 | -0.21111 | 0.01034 | 0.0025915
133 | 0.98632 | -0.26357 | 0.016577 | 0.0041546
134 | 0.98846 | -0.22187 | 0.0038545 | 0.00096603
135 | 0.99048 | -0.18278 | 0 | 0
136 | 0.99016 | -0.18888 | 0.0039652 | 0.00099377
137 | 0.98935 | -0.20476 | 0.0031467 | 0.00078863
138 | 0.98908 | -0.20997 | 0.0039875 | 0.00099935
139 | 0.98894 | -0.21268 | 0.0048816 | 0.0012234
140 | 0.98773 | -0.2364 | 0 | 0
141 | 0.98873 | -0.21681 | 0 | 0
142 | 0.9887 | -0.21725 | 0 | 0
143 | 0.98856 | -0.22002 | 0.0042428 | 0.0010634
144 | 0.98855 | -0.22014 | 0.0037714 | 0.0009452
145 | 0.99998 | 149.9956 | 0 | 0

## res_line
| p_from_mw | q_from_mvar | p_to_mw | q_to_mvar | pl_mw | ql_mvar | i_from_ka | i_to_ka | i_ka | vm_from_pu | va_from_degree | vm_to_pu | va_to_degree | loading_percent
0 | -0.092094 | -0.023152 | 0.09212 | 0.023169 | 2.6633e-05 | 1.6997e-05 | 0.13813 | 0.13813 | 0.13813 | 0.99228 | -0.14823 | 0.99259 | -0.14217 | 37.9474
1 | 0.073858 | 0.018581 | -0.073781 | -0.018532 | 7.7059e-05 | 4.9102e-05 | 0.11078 | 0.11078 | 0.11078 | 0.99228 | -0.14823 | 0.99115 | -0.17009 | 30.4346
2 | -0.097413 | -0.024495 | 0.0975 | 0.024551 | 8.6984e-05 | 5.5529e-05 | 0.14606 | 0.14606 | 0.14606 | 0.99259 | -0.14217 | 0.99356 | -0.12349 | 40.1272
3 | 0.05948 | 0.014947 | -0.059444 | -0.014924 | 3.6403e-05 | 2.3141e-05 | 0.089312 | 0.089312 | 0.089312 | 0.99115 | -0.17009 | 0.99049 | -0.18292 | 24.5363
4 | 0.014301 | 0.003585 | -0.014298 | -0.0035836 | 2.3648e-06 | 1.3372e-06 | 0.02147 | 0.02147 | 0.02147 | 0.99115 | -0.17009 | 0.99097 | -0.17356 | 5.8984
5 | -0.11567 | -0.029107 | 0.1158 | 0.029187 | 0.000125 | 7.9855e-05 | 0.17328 | 0.17328 | 0.17328 | 0.99356 | -0.12349 | 0.99473 | -0.10091 | 47.6041
6 | 0.018172 | 0.0045564 | -0.018171 | -0.0045557 | 1.165e-06 | 6.9126e-07 | 0.027216 | 0.027216 | 0.027216 | 0.99356 | -0.12349 | 0.99349 | -0.12484 | 7.4769
7 | 0.01635 | 0.0040986 | -0.016348 | -0.0040975 | 1.8276e-06 | 1.0657e-06 | 0.024563 | 0.024563 | 0.024563 | 0.99049 | -0.18292 | 0.99036 | -0.18526 | 6.7481
8 | 0.043094 | 0.010826 | -0.043065 | -0.010807 | 2.8882e-05 | 1.8248e-05 | 0.064749 | 0.064749 | 0.064749 | 0.99049 | -0.18292 | 0.98976 | -0.19697 | 17.7882
9 | 0.011005 | 0.0027583 | -0.011005 | -0.0027581 | 5.268e-07 | 2.7088e-07 | 0.016525 | 0.016525 | 0.016525 | 0.99097 | -0.17356 | 0.99092 | -0.17456 | 4.5399
10 | -0.12662 | -0.031901 | 0.12666 | 0.031924 | 3.6628e-05 | 2.3407e-05 | 0.18947 | 0.18947 | 0.18947 | 0.99473 | -0.10091 | 0.99505 | -0.09486 | 52.0536
11 | 0.018171 | 0.0045557 | -0.018167 | -0.0045533 | 3.9596e-06 | 2.3496e-06 | 0.027216 | 0.027216 | 0.027216 | 0.99349 | -0.12484 | 0.99325 | -0.12941 | 7.477
12 | 0.013039 | 0.0032682 | -0.013039 | -0.003268 | 4.6651e-07 | 2.5686e-07 | 0.019592 | 0.019592 | 0.019592 | 0.99036 | -0.18526 | 0.99033 | -0.18601 | 5.3824
13 | 0.034415 | 0.0086395 | -0.034403 | -0.0086323 | 1.1496e-05 | 7.2103e-06 | 0.051745 | 0.051745 | 0.051745 | 0.98976 | -0.19697 | 0.9894 | -0.20398 | 14.2156
14 | -0.13264 | -0.033421 | 0.13275 | 0.033495 | 0.00011565 | 7.3916e-05 | 0.19841 | 0.19841 | 0.19841 | 0.99505 | -0.09486 | 0.99599 | -0.076649 | 54.5082
15 | -0.0065534 | -0.0016424 | 0.0065539 | 0.0016426 | 4.7657e-07 | 1.3021e-07 | 0.0097592 | 0.0097592 | 0.0097592 | 0.99921 | -0.015066 | 0.99929 | -0.01354 | 2.6811
16 | -0.013307 | -0.0033351 | 0.013309 | 0.003336 | 1.6422e-06 | 9.0487e-07 | 0.019815 | 0.019815 | 0.019815 | 0.99929 | -0.01354 | 0.99943 | -0.01095 | 5.4437
17 | 0.012799 | 0.0032082 | -0.012798 | -0.0032075 | 1.3136e-06 | 7.1741e-07 | 0.019175 | 0.019175 | 0.019175 | 0.99325 | -0.12941 | 0.99314 | -0.13157 | 5.268
18 | 0.010227 | 0.0025631 | -0.010226 | -0.0025629 | 4.7206e-07 | 2.3353e-07 | 0.015366 | 0.015366 | 0.015366 | 0.99033 | -0.18601 | 0.99028 | -0.18698 | 4.2214
19 | 0.0079215 | 0.0019854 | -0.0079208 | -0.0019851 | 6.2688e-07 | 2.4996e-07 | 0.011914 | 0.011914 | 0.011914 | 0.9894 | -0.20398 | 0.98931 | -0.20564 | 3.273
20 | 0.026482 | 0.0066469 | -0.026472 | -0.006641 | 9.593e-06 | 5.9325e-06 | 0.039831 | 0.039831 | 0.039831 | 0.9894 | -0.20398 | 0.98901 | -0.21157 | 10.9427
21 | -0.13658 | -0.034455 | 0.13664 | 0.034491 | 5.5221e-05 | 3.5295e-05 | 0.20413 | 0.20413 | 0.20413 | 0.99599 | -0.076649 | 0.99643 | -0.068209 | 56.0807
22 | -0.16763 | -0.042471 | 0.16772 | 0.042527 | 8.8226e-05 | 5.602e-05 | 0.24974 | 0.24974 | 0.24974 | 0.99943 | -0.01095 | 1 | 0 | 22.8701
23 | 0.15432 | 0.039135 | -0.15425 | -0.03909 | 7.0697e-05 | 4.4826e-05 | 0.22993 | 0.22993 | 0.22993 | 0.99943 | -0.01095 | 0.99893 | -0.020484 | 21.0555
24 | -0.0046489 | -0.0011651 | 0.004649 | 0.0011651 | 1.108e-07 | -8.4071e-09 | 0.0069541 | 0.0069541 | 0.0069541 | 0.99476 | -0.10052 | 0.99478 | -0.10002 | 1.9105
25 | -0.013855 | -0.0034724 | 0.013855 | 0.0034725 | 2.7507e-07 | 1.5387e-07 | 0.020725 | 0.020725 | 0.020725 | 0.99478 | -0.10002 | 0.9948 | -0.099598 | 5.6936
26 | 0.0054498 | 0.0013658 | -0.0054496 | -0.0013658 | 2.3665e-07 | 2.8986e-08 | 0.0081654 | 0.0081655 | 0.0081655 | 0.99314 | -0.13157 | 0.99309 | -0.13248 | 2.2433
27 | 0.026472 | 0.006641 | -0.026464 | -0.0066359 | 8.2314e-06 | 5.0906e-06 | 0.039831 | 0.039831 | 0.039831 | 0.98901 | -0.21157 | 0.98867 | -0.2181 | 10.9427
28 | -0.024953 | -0.0062569 | 0.024961 | 0.0062618 | 7.879e-06 | 4.8474e-06 | 0.03736 | 0.03736 | 0.03736 | 0.99387 | -0.11752 | 0.99421 | -0.1109 | 10.2638
29 | 0.022561 | 0.0056574 | -0.022558 | -0.005656 | 2.3915e-06 | 1.4582e-06 | 0.033779 | 0.033779 | 0.033779 | 0.99387 | -0.11752 | 0.99375 | -0.11974 | 9.28
30 | -0.030909 | -0.0077526 | 0.03092 | 0.0077591 | 1.0444e-05 | 6.5154e-06 | 0.046263 | 0.046263 | 0.046263 | 0.99421 | -0.1109 | 0.99458 | -0.10381 | 12.7097
31 | 0.020734 | 0.0051988 | -0.020733 | -0.0051983 | 8.8683e-07 | 5.3579e-07 | 0.031048 | 0.031048 | 0.031048 | 0.99375 | -0.11974 | 0.99371 | -0.12064 | 8.5296
32 | -0.032987 | -0.0082773 | 0.033004 | 0.0082879 | 1.6834e-05 | 1.0534e-05 | 0.049357 | 0.049357 | 0.049357 | 0.99458 | -0.10381 | 0.99513 | -0.093114 | 13.5596
33 | 0.0020678 | 0.00051821 | -0.0020678 | -0.00051824 | 1.0218e-08 | -3.0407e-08 | 0.0030937 | 0.0030937 | 0.0030937 | 0.99458 | -0.10381 | 0.99457 | -0.10391 | 0.84992
34 | 0.017524 | 0.004394 | -0.017521 | -0.0043921 | 3.2065e-06 | 1.8913e-06 | 0.026242 | 0.026242 | 0.026242 | 0.99371 | -0.12064 | 0.99351 | -0.12448 | 7.2094
35 | 0.10063 | 0.025447 | -0.10041 | -0.025313 | 0.00021081 | 0.0001346 | 0.15055 | 0.15055 | 0.15055 | 0.99513 | -0.093114 | 0.99285 | -0.13689 | 41.3587
36 | -0.13363 | -0.033735 | 0.13388 | 0.033896 | 0.00025168 | 0.00016085 | 0.1999 | 0.1999 | 0.1999 | 0.99513 | -0.093114 | 0.99718 | -0.05388 | 54.9183
37 | 0.013525 | 0.0033906 | -0.013524 | -0.0033901 | 7.9647e-07 | 4.4272e-07 | 0.020257 | 0.020257 | 0.020257 | 0.99351 | -0.12448 | 0.99344 | -0.12572 | 5.5652
38 | 0.098843 | 0.024919 | -0.098837 | -0.024915 | 5.8016e-06 | 3.7039e-06 | 0.14819 | 0.14819 | 0.14819 | 0.99285 | -0.13689 | 0.99279 | -0.13811 | 40.7116
39 | -0.13542 | -0.034283 | 0.13546 | 0.034305 | 3.5372e-05 | 2.2608e-05 | 0.2022 | 0.2022 | 0.2022 | 0.99718 | -0.05388 | 0.99746 | -0.048441 | 55.5504
40 | 0.013524 | 0.0033901 | -0.013522 | -0.0033892 | 1.7659e-06 | 9.8162e-07 | 0.020257 | 0.020257 | 0.020257 | 0.99344 | -0.12572 | 0.9933 | -0.12846 | 5.5652
41 | 0.097457 | 0.024569 | -0.097314 | -0.024478 | 0.00014281 | 9.1171e-05 | 0.14612 | 0.14612 | 0.14612 | 0.99279 | -0.13811 | 0.9912 | -0.16879 | 40.1432
42 | -0.14045 | -0.035556 | 0.14049 | 0.035584 | 4.3768e-05 | 2.7977e-05 | 0.20965 | 0.20965 | 0.20965 | 0.99746 | -0.048441 | 0.9978 | -0.041952 | 57.5959
43 | -0.0071777 | -0.001799 | 0.007179 | 0.0017994 | 1.3511e-06 | 4.6571e-07 | 0.010782 | 0.010782 | 0.010782 | 0.99055 | -0.18148 | 0.99075 | -0.17752 | 2.9622
44 | 0.0071777 | 0.001799 | -0.0071767 | -0.0017986 | 9.9282e-07 | 3.4232e-07 | 0.010782 | 0.010783 | 0.010783 | 0.99055 | -0.18148 | 0.9904 | -0.18438 | 2.9622
45 | -0.011943 | -0.0029933 | 0.011946 | 0.0029952 | 3.6181e-06 | 1.9292e-06 | 0.017937 | 0.017937 | 0.017937 | 0.99075 | -0.17752 | 0.99108 | -0.17117 | 4.9276
46 | 0.0094605 | 0.0023712 | -0.0094598 | -0.0023708 | 6.9343e-07 | 3.2463e-07 | 0.014172 | 0.014172 | 0.014172 | 0.9933 | -0.12846 | 0.99322 | -0.13 | 3.8935
47 | 0.14717 | 0.03717 | -0.14714 | -0.03715 | 3.1478e-05 | 1.9942e-05 | 0.2197 | 0.2197 | 0.2197 | 0.99721 | -0.053335 | 0.99698 | -0.0578 | 20.1194
48 | -0.15116 | -0.038171 | 0.15121 | 0.038201 | 4.7806e-05 | 3.0302e-05 | 0.22566 | 0.22566 | 0.22566 | 0.99721 | -0.053335 | 0.99755 | -0.046737 | 20.6653
49 | 0.14361 | 0.036266 | -0.1436 | -0.036256 | 1.6482e-05 | 1.0499e-05 | 0.21444 | 0.21444 | 0.21444 | 0.99698 | -0.0578 | 0.99685 | -0.060195 | 29.4566
50 | -0.33566 | -0.084835 | 0.33592 | 0.085002 | 0.00026138 | 0.00016696 | 0.50095 | 0.50094 | 0.50095 | 0.99755 | -0.046737 | 0.9984 | -0.03051 | 45.8741
51 | 0.18445 | 0.046634 | -0.1844 | -0.046602 | 5.0277e-05 | 3.197e-05 | 0.27528 | 0.27528 | 0.27528 | 0.99755 | -0.046737 | 0.99726 | -0.052422 | 25.2089
52 | 0.13977 | 0.035297 | -0.13972 | -0.035262 | 5.3646e-05 | 3.4291e-05 | 0.20873 | 0.20873 | 0.20873 | 0.99685 | -0.060195 | 0.99643 | -0.068209 | 57.3436
53 | -0.34103 | -0.086281 | 0.34136 | 0.086494 | 0.00033308 | 0.00021277 | 0.50855 | 0.50855 | 0.50855 | 0.9984 | -0.03051 | 0.99947 | -0.010178 | 46.5709
54 | 0.1741 | 0.04402 | -0.17404 | -0.043984 | 5.7168e-05 | 3.6323e-05 | 0.25991 | 0.25991 | 0.25991 | 0.99726 | -0.052422 | 0.9969 | -0.059271 | 23.8013
55 | -0.3484 | -0.088257 | 0.34857 | 0.088366 | 0.00017042 | 0.00010887 | 0.51903 | 0.51903 | 0.51903 | 0.99947 | -0.010178 | 1 | 0 | 47.5301
56 | 0.17144 | 0.043332 | -0.17137 | -0.043289 | 6.813e-05 | 4.3278e-05 | 0.25603 | 0.25603 | 0.25603 | 0.9969 | -0.059271 | 0.99647 | -0.067563 | 23.446
57 | 0.16637 | 0.042036 | -0.16631 | -0.041997 | 6.1129e-05 | 3.8985e-05 | 0.24857 | 0.24857 | 0.24857 | 0.99647 | -0.067563 | 0.99607 | -0.07523 | 34.1437
58 | 0.13122 | 0.033192 | -0.13108 | -0.033098 | 0.00014737 | 9.4187e-05 | 0.19614 | 0.19614 | 0.19614 | 0.99607 | -0.07523 | 0.99484 | -0.098668 | 53.8851
59 | 0.03509 | 0.0088051 | -0.035081 | -0.0087992 | 9.32e-06 | 5.8472e-06 | 0.052425 | 0.052425 | 0.052425 | 0.99607 | -0.07523 | 0.99578 | -0.080802 | 14.4024
60 | 0.019457 | 0.0048796 | -0.019453 | -0.0048774 | 3.7217e-06 | 2.2335e-06 | 0.029285 | 0.029285 | 0.029285 | 0.98867 | -0.2181 | 0.98847 | -0.22211 | 8.0452
61 | 0.01208 | 0.0030291 | -0.012079 | -0.0030289 | 3.518e-07 | 1.8881e-07 | 0.018188 | 0.018188 | 0.018188 | 0.98833 | -0.22482 | 0.9883 | -0.22543 | 4.9967
62 | -0.01208 | -0.0030291 | 0.012081 | 0.0030299 | 1.5602e-06 | 8.3734e-07 | 0.018188 | 0.018188 | 0.018188 | 0.98833 | -0.22482 | 0.98847 | -0.22211 | 4.9967
63 | 0.012079 | 0.0030289 | -0.012077 | -0.0030275 | 2.7213e-06 | 1.4606e-06 | 0.018188 | 0.018188 | 0.018188 | 0.9883 | -0.22543 | 0.98805 | -0.23016 | 4.9967
64 | 0.020824 | 0.0052274 | -0.020811 | -0.0052198 | 1.2516e-05 | 7.5769e-06 | 0.031378 | 0.031378 | 0.031378 | 0.98762 | -0.23828 | 0.98697 | -0.25089 | 8.6203
65 | 0.0079174 | 0.0019839 | -0.0079162 | -0.0019834 | 1.2833e-06 | 5.1361e-07 | 0.011929 | 0.011929 | 0.011929 | 0.98762 | -0.23828 | 0.98744 | -0.24169 | 3.2772
66 | -0.028741 | -0.0072113 | 0.028747 | 0.0072145 | 5.2134e-06 | 3.2417e-06 | 0.043307 | 0.043307 | 0.043307 | 0.98762 | -0.23828 | 0.98781 | -0.23448 | 11.8974
67 | 0.020811 | 0.0052198 | -0.020804 | -0.0052156 | 6.9875e-06 | 4.2302e-06 | 0.031378 | 0.031378 | 0.031378 | 0.98697 | -0.25089 | 0.98661 | -0.25794 | 8.6203
68 | 0.0026704 | 0.00066871 | -0.0026701 | -0.00066919 | 3.287e-07 | -4.8195e-07 | 0.004024 | 0.0040242 | 0.0040242 | 0.98744 | -0.24169 | 0.98731 | -0.24427 | 1.1056
69 | -0.034621 | -0.0086868 | 0.034643 | 0.0087007 | 2.2272e-05 | 1.3975e-05 | 0.052155 | 0.052155 | 0.052155 | 0.98781 | -0.23448 | 0.98851 | -0.221 | 14.3284
70 | 0.012077 | 0.0030275 | -0.012076 | -0.0030269 | 1.0444e-06 | 5.6062e-07 | 0.018188 | 0.018188 | 0.018188 | 0.98805 | -0.23016 | 0.98796 | -0.23198 | 4.9967
71 | 0.016582 | 0.0041572 | -0.016577 | -0.0041546 | 4.4477e-06 | 2.6044e-06 | 0.025009 | 0.025009 | 0.025009 | 0.98661 | -0.25794 | 0.98632 | -0.26357 | 6.8707
72 | 0.0030159 | 0.00075529 | -0.0030154 | -0.00075574 | 4.448e-07 | -4.53e-07 | 0.0045397 | 0.0045399 | 0.0045399 | 0.98851 | -0.221 | 0.98835 | -0.22409 | 1.2472
73 | -0.037659 | -0.009456 | 0.037668 | 0.0094617 | 9.0728e-06 | 5.7101e-06 | 0.056695 | 0.056695 | 0.056695 | 0.98851 | -0.221 | 0.98877 | -0.21595 | 15.5755
74 | 0.14958 | 0.03792 | -0.1495 | -0.03787 | 7.955e-05 | 5.041e-05 | 0.22297 | 0.22297 | 0.22297 | 0.99893 | -0.020484 | 0.99835 | -0.031556 | 20.4189
75 | 0.14346 | 0.036355 | -0.14339 | -0.036309 | 7.1619e-05 | 4.5618e-05 | 0.21396 | 0.21396 | 0.21396 | 0.99835 | -0.031556 | 0.9978 | -0.041952 | 29.3907
76 | 0.0028938 | 0.00072514 | -0.0028937 | -0.00072523 | 7.0397e-08 | -8.6607e-08 | 0.0043154 | 0.0043155 | 0.0043155 | 0.9978 | -0.041952 | 0.99777 | -0.042463 | 1.1856
77 | -0.0025545 | -0.00064021 | 0.0025546 | 0.00064007 | 8.4037e-08 | -1.4222e-07 | 0.0038369 | 0.0038369 | 0.0038369 | 0.99066 | -0.17926 | 0.9907 | -0.17857 | 1.0541
78 | 0.088035 | 0.022143 | -0.088001 | -0.022121 | 3.4321e-05 | 2.1898e-05 | 0.13226 | 0.13226 | 0.13226 | 0.9907 | -0.17857 | 0.99028 | -0.18673 | 36.3339
79 | -0.09059 | -0.022783 | 0.090605 | 0.022793 | 1.5263e-05 | 9.7398e-06 | 0.13609 | 0.13609 | 0.13609 | 0.9907 | -0.17857 | 0.99088 | -0.17504 | 37.388
80 | 0.0078835 | 0.0019762 | -0.0078818 | -0.0019756 | 1.6598e-06 | 6.6039e-07 | 0.011874 | 0.011874 | 0.011874 | 0.98796 | -0.23198 | 0.98773 | -0.2364 | 3.2621
81 | -0.0078805 | -0.001975 | 0.0078809 | 0.0019752 | 3.7327e-07 | 1.4856e-07 | 0.011874 | 0.011874 | 0.011874 | 0.98755 | -0.23989 | 0.9876 | -0.2389 | 3.2621
82 | -0.0078809 | -0.0019752 | 0.0078818 | 0.0019756 | 9.4018e-07 | 3.7415e-07 | 0.011874 | 0.011874 | 0.011874 | 0.9876 | -0.2389 | 0.98773 | -0.2364 | 3.2621
83 | 0.081018 | 0.020371 | -0.080991 | -0.020353 | 2.7802e-05 | 1.7729e-05 | 0.12176 | 0.12176 | 0.12176 | 0.99028 | -0.18673 | 0.98991 | -0.19392 | 33.4515
84 | -0.092911 | -0.023371 | 0.092962 | 0.023403 | 5.1234e-05 | 3.2699e-05 | 0.13956 | 0.13956 | 0.13956 | 0.99088 | -0.17504 | 0.99148 | -0.16351 | 38.3394
85 | 0.0054496 | 0.0013658 | -0.0054493 | -0.0013657 | 2.588e-07 | 3.1715e-08 | 0.0081655 | 0.0081655 | 0.0081655 | 0.99309 | -0.13248 | 0.99304 | -0.13348 | 2.2433
86 | -0.018996 | -0.004761 | 0.019001 | 0.0047638 | 4.6372e-06 | 2.7689e-06 | 0.028415 | 0.028414 | 0.028415 | 0.9948 | -0.099598 | 0.99507 | -0.094476 | 7.8062
87 | -0.021651 | -0.0054278 | 0.02166 | 0.0054332 | 8.9689e-06 | 5.4435e-06 | 0.032377 | 0.032377 | 0.032377 | 0.99507 | -0.094476 | 0.99552 | -0.085786 | 8.8947
88 | 0.0026496 | 0.00066404 | -0.0026496 | -0.00066406 | 1.4434e-08 | -2.2611e-08 | 0.0039622 | 0.0039623 | 0.0039623 | 0.99507 | -0.094476 | 0.99506 | -0.09459 | 1.0885
89 | -0.017935 | -0.0044961 | 0.017936 | 0.0044965 | 6.7355e-07 | 3.9972e-07 | 0.027049 | 0.027049 | 0.027049 | 0.98668 | -0.25664 | 0.98672 | -0.25585 | 7.4309
90 | 0.017935 | 0.0044961 | -0.017932 | -0.0044943 | 3.0172e-06 | 1.7906e-06 | 0.027049 | 0.027049 | 0.027049 | 0.98668 | -0.25664 | 0.9865 | -0.26017 | 7.4309
91 | -0.017936 | -0.0044965 | 0.017942 | 0.0045004 | 6.5407e-06 | 3.8814e-06 | 0.027049 | 0.027048 | 0.027049 | 0.98672 | -0.25585 | 0.98711 | -0.2482 | 7.4309
92 | 0.014029 | 0.0035161 | -0.014029 | -0.003516 | 1.9425e-07 | 1.0955e-07 | 0.021161 | 0.021161 | 0.021161 | 0.9865 | -0.26017 | 0.98648 | -0.26046 | 5.8135
93 | -0.023173 | -0.0058113 | 0.023177 | 0.0058136 | 3.7701e-06 | 2.3076e-06 | 0.034933 | 0.034933 | 0.034933 | 0.98711 | -0.2482 | 0.98729 | -0.24478 | 9.5971
94 | -0.025057 | -0.0062848 | 0.025059 | 0.0062857 | 1.4692e-06 | 9.0397e-07 | 0.037455 | 0.037455 | 0.037455 | 0.99552 | -0.085786 | 0.99558 | -0.084556 | 10.2899
95 | 0.007013 | 0.0017576 | -0.0070127 | -0.0017576 | 2.1187e-07 | 7.1139e-08 | 0.010578 | 0.010578 | 0.010578 | 0.98648 | -0.26046 | 0.98645 | -0.26109 | 2.9062
96 | -0.02765 | -0.0069346 | 0.027675 | 0.0069501 | 2.4964e-05 | 1.5487e-05 | 0.041675 | 0.041674 | 0.041675 | 0.98729 | -0.24478 | 0.98826 | -0.22586 | 11.449
97 | 0.01565 | 0.0039241 | -0.015648 | -0.0039231 | 1.7761e-06 | 1.0261e-06 | 0.023495 | 0.023495 | 0.023495 | 0.9912 | -0.16879 | 0.99108 | -0.17117 | 6.4546
98 | 0.081664 | 0.020554 | -0.081609 | -0.020519 | 5.4596e-05 | 3.4817e-05 | 0.12263 | 0.12263 | 0.12263 | 0.9912 | -0.16879 | 0.99048 | -0.18278 | 33.6886
99 | -0.025059 | -0.0062857 | 0.025061 | 0.0062869 | 1.9969e-06 | 1.2287e-06 | 0.037455 | 0.037455 | 0.037455 | 0.99558 | -0.084556 | 0.99567 | -0.082884 | 10.2899
100 | -0.028723 | -0.0072046 | 0.028725 | 0.0072064 | 2.8509e-06 | 1.7709e-06 | 0.042928 | 0.042928 | 0.042928 | 0.99567 | -0.082884 | 0.99578 | -0.080802 | 11.7933
101 | -0.0030193 | -0.0007567 | 0.0030193 | 0.0007567 | 1.9852e-09 | -2.0481e-09 | 0.0045335 | 0.0045335 | 0.0045335 | 0.99101 | -0.17261 | 0.99101 | -0.17259 | 1.2455
102 | -0.0074693 | -0.001872 | 0.0074699 | 0.0018722 | 5.6746e-07 | 2.0816e-07 | 0.011215 | 0.011215 | 0.011215 | 0.99101 | -0.17259 | 0.99109 | -0.171 | 3.0811
103 | 0.0054994 | 0.0013782 | -0.0054993 | -0.0013782 | 9.4078e-08 | 1.3328e-08 | 0.0082803 | 0.0082803 | 0.0082803 | 0.98826 | -0.22586 | 0.98824 | -0.22622 | 2.2748
104 | -0.033174 | -0.0083283 | 0.033195 | 0.0083417 | 2.1323e-05 | 1.3355e-05 | 0.049955 | 0.049955 | 0.049955 | 0.98826 | -0.22586 | 0.98896 | -0.21239 | 13.7238
105 | 0.0054993 | 0.0013782 | -0.0054992 | -0.0013782 | 1.0855e-07 | 1.538e-08 | 0.0082803 | 0.0082804 | 0.0082804 | 0.98824 | -0.22622 | 0.98822 | -0.22663 | 2.2748
106 | -0.035451 | -0.0089071 | 0.03546 | 0.0089126 | 8.799e-06 | 5.5255e-06 | 0.053349 | 0.053349 | 0.053349 | 0.98896 | -0.21239 | 0.98922 | -0.2072 | 14.6563
107 | -0.03546 | -0.0089126 | 0.035466 | 0.0089161 | 5.4955e-06 | 3.451e-06 | 0.053349 | 0.053349 | 0.053349 | 0.98922 | -0.2072 | 0.98939 | -0.20395 | 14.6563
108 | -0.039469 | -0.0099193 | 0.039472 | 0.0099214 | 3.2274e-06 | 2.0342e-06 | 0.05937 | 0.05937 | 0.05937 | 0.98939 | -0.20395 | 0.98948 | -0.20224 | 16.3103
109 | 0.12463 | 0.031482 | -0.12449 | -0.031394 | 0.00013712 | 8.7622e-05 | 0.1865 | 0.1865 | 0.1865 | 0.99484 | -0.098668 | 0.99365 | -0.12165 | 51.2358
110 | 0.11569 | 0.029189 | -0.11563 | -0.029148 | 6.4987e-05 | 4.1517e-05 | 0.17332 | 0.17332 | 0.17332 | 0.99365 | -0.12165 | 0.99304 | -0.13339 | 47.6157
111 | 0.11382 | 0.028694 | -0.11378 | -0.028672 | 3.3806e-05 | 2.1596e-05 | 0.17061 | 0.17061 | 0.17061 | 0.99304 | -0.13339 | 0.99272 | -0.1396 | 46.8702
112 | -0.010618 | -0.0026611 | 0.010618 | 0.0026612 | 1.4414e-07 | 7.2758e-08 | 0.015941 | 0.015941 | 0.015941 | 0.99109 | -0.171 | 0.99111 | -0.17071 | 4.3795
113 | 0.1105 | 0.02785 | -0.11038 | -0.027769 | 0.00012624 | 8.0637e-05 | 0.16569 | 0.16569 | 0.16569 | 0.99272 | -0.1396 | 0.99148 | -0.16351 | 45.5194
114 | -0.014662 | -0.0036747 | 0.014666 | 0.0036768 | 3.5676e-06 | 2.0302e-06 | 0.022013 | 0.022013 | 0.022013 | 0.99111 | -0.17071 | 0.99137 | -0.16561 | 6.0475
115 | -0.044185 | -0.011103 | 0.044202 | 0.011114 | 1.7544e-05 | 1.1092e-05 | 0.066457 | 0.066457 | 0.066457 | 0.98948 | -0.20224 | 0.98991 | -0.19392 | 18.2574
116 | 0.017414 | 0.0043661 | -0.017412 | -0.0043651 | 1.7439e-06 | 1.0283e-06 | 0.026135 | 0.026135 | 0.026135 | 0.99148 | -0.16351 | 0.99137 | -0.16561 | 7.1801
117 | 0.0027466 | 0.00068834 | -0.0027466 | -0.00068836 | 9.0412e-09 | -1.2505e-08 | 0.0041225 | 0.0041225 | 0.0041225 | 0.99137 | -0.16561 | 0.99137 | -0.16568 | 1.1326
118 | 0.036788 | 0.0092397 | -0.036764 | -0.0092242 | 2.4625e-05 | 1.5484e-05 | 0.055307 | 0.055307 | 0.055307 | 0.98991 | -0.19392 | 0.98918 | -0.20796 | 15.1942
119 | 0.029796 | 0.007478 | -0.029789 | -0.0074732 | 7.6102e-06 | 4.7409e-06 | 0.044826 | 0.044826 | 0.044826 | 0.98918 | -0.20796 | 0.98891 | -0.21332 | 12.3147
120 | 0.026133 | 0.0065569 | -0.026131 | -0.0065557 | 2.0279e-06 | 1.253e-06 | 0.039324 | 0.039325 | 0.039325 | 0.98891 | -0.21332 | 0.98882 | -0.21495 | 10.8034
121 | 0.023832 | 0.0059796 | -0.023828 | -0.0059775 | 3.4642e-06 | 2.125e-06 | 0.035865 | 0.035866 | 0.035866 | 0.98882 | -0.21495 | 0.98867 | -0.21799 | 9.8532
122 | 0.0078918 | 0.0019779 | -0.0078918 | -0.0019779 | 9.0928e-09 | 3.5744e-09 | 0.011823 | 0.011823 | 0.011823 | 0.99322 | -0.13 | 0.99322 | -0.13002 | 3.2482
123 | 0.020957 | 0.0052579 | -0.020955 | -0.0052567 | 1.9286e-06 | 1.168e-06 | 0.031544 | 0.031544 | 0.031544 | 0.98867 | -0.21799 | 0.98857 | -0.21992 | 8.6659
124 | 0.0059871 | 0.0015005 | -0.0059867 | -0.0015004 | 4.3201e-07 | 9.1188e-08 | 0.0089697 | 0.0089698 | 0.0089698 | 0.99322 | -0.13002 | 0.99314 | -0.13154 | 2.4642
125 | 0.01774 | 0.0044509 | -0.017737 | -0.004449 | 3.1467e-06 | 1.8631e-06 | 0.026704 | 0.026704 | 0.026704 | 0.98857 | -0.21992 | 0.98838 | -0.22365 | 7.3363
126 | 0.014792 | 0.0037109 | -0.014788 | -0.0037089 | 3.622e-06 | 2.0686e-06 | 0.022271 | 0.022271 | 0.022271 | 0.98838 | -0.22365 | 0.98811 | -0.22878 | 6.1184
127 | 0.011438 | 0.0028692 | -0.011435 | -0.0028675 | 3.3257e-06 | 1.7458e-06 | 0.017226 | 0.017226 | 0.017226 | 0.98811 | -0.22878 | 0.9878 | -0.23488 | 4.7324
128 | 0.011435 | 0.0028675 | -0.011431 | -0.0028653 | 4.2278e-06 | 2.2196e-06 | 0.017226 | 0.017226 | 0.017226 | 0.9878 | -0.23488 | 0.9874 | -0.24264 | 4.7324
129 | -0.0086157 | -0.0021592 | 0.0086177 | 0.0021601 | 1.9876e-06 | 8.7039e-07 | 0.012988 | 0.012988 | 0.012988 | 0.98706 | -0.24936 | 0.9873 | -0.24452 | 3.5683
130 | 0.0029323 | 0.00073482 | -0.0029323 | -0.00073489 | 6.1144e-08 | -6.7516e-08 | 0.0044205 | 0.0044206 | 0.0044206 | 0.98706 | -0.24936 | 0.98703 | -0.2498 | 1.2144
131 | -0.010029 | -0.0025138 | 0.01003 | 0.0025143 | 8.9564e-07 | 4.3952e-07 | 0.015116 | 0.015116 | 0.015116 | 0.9873 | -0.24452 | 0.9874 | -0.24264 | 4.1526
132 | 0.0094862 | 0.0023778 | -0.009484 | -0.0023768 | 2.1906e-06 | 1.0344e-06 | 0.014276 | 0.014276 | 0.014276 | 0.98877 | -0.21595 | 0.98852 | -0.2208 | 3.922
133 | -0.047154 | -0.01184 | 0.047165 | 0.011846 | 1.0891e-05 | 6.8966e-06 | 0.070971 | 0.070971 | 0.070971 | 0.98877 | -0.21595 | 0.98902 | -0.21111 | 19.4975
134 | 0.0038547 | 0.00096595 | -0.0038545 | -0.00096603 | 1.9667e-07 | -7.3814e-08 | 0.0058024 | 0.0058025 | 0.0058025 | 0.98852 | -0.2208 | 0.98846 | -0.22187 | 1.5941
135 | -0.057505 | -0.014438 | 0.057583 | 0.014487 | 7.7815e-05 | 4.9445e-05 | 0.086528 | 0.086528 | 0.086528 | 0.98902 | -0.21111 | 0.99048 | -0.18278 | 23.7715
136 | 0.024026 | 0.0060317 | -0.024019 | -0.0060274 | 6.9873e-06 | 4.2879e-06 | 0.036098 | 0.036098 | 0.036098 | 0.99048 | -0.18278 | 0.99016 | -0.18888 | 9.9172
137 | 0.020054 | 0.0050336 | -0.020039 | -0.0050245 | 1.5175e-05 | 9.1397e-06 | 0.03014 | 0.03014 | 0.03014 | 0.99016 | -0.18888 | 0.98935 | -0.20476 | 8.2802
138 | 0.016892 | 0.0042359 | -0.016888 | -0.0042334 | 4.1954e-06 | 2.4625e-06 | 0.025407 | 0.025407 | 0.025407 | 0.98935 | -0.20476 | 0.98908 | -0.20997 | 6.98
139 | 0.0129 | 0.003234 | -0.012899 | -0.0032331 | 1.6642e-06 | 9.1392e-07 | 0.019408 | 0.019408 | 0.019408 | 0.98908 | -0.20997 | 0.98894 | -0.21268 | 5.3319
140 | 0.0080171 | 0.0020097 | -0.0080155 | -0.002009 | 1.5767e-06 | 6.3843e-07 | 0.012063 | 0.012063 | 0.012063 | 0.98894 | -0.21268 | 0.98873 | -0.21681 | 3.3141
141 | 0.0080155 | 0.002009 | -0.0080153 | -0.002009 | 1.6835e-07 | 6.818e-08 | 0.012063 | 0.012063 | 0.012063 | 0.98873 | -0.21681 | 0.9887 | -0.21725 | 3.3141
142 | 0.0080153 | 0.002009 | -0.0080143 | -0.0020085 | 1.0582e-06 | 4.2861e-07 | 0.012063 | 0.012063 | 0.012063 | 0.9887 | -0.21725 | 0.98856 | -0.22002 | 3.3141
143 | 0.0037714 | 0.00094519 | -0.0037714 | -0.0009452 | 2.1639e-08 | -9.1072e-09 | 0.0056769 | 0.0056769 | 0.0056769 | 0.98856 | -0.22002 | 0.98855 | -0.22014 | 1.5596

## res_trafo
| p_hv_mw | q_hv_mvar | p_lv_mw | q_lv_mvar | pl_mw | ql_mvar | i_hv_ka | i_lv_ka | vm_hv_pu | va_hv_degree | vm_lv_pu | va_lv_degree | loading_percent
0 | -1.2729e-15 | -1.3162e-15 | 0.00165 | 1.2699e-07 | 0.00165 | 1.2699e-07 | 5.2857e-17 | 0.0023815 | 0.99998 | 149.9956 | 1 | 0 | 0.2619

## res_ext_grid
| p_mw | q_mvar
0 | 0.52511 | 0.13269

## res_load
| p_mw | q_mvar
0 | 0.018236 | 0.0045704
1 | 0.0052927 | 0.0013265
2 | 0.0032931 | 0.00082532
3 | 0.010827 | 0.0027135
4 | 0.0033087 | 0.00082925
5 | 0.0086498 | 0.0021679
6 | 0.011005 | 0.0027581
7 | 0.0059749 | 0.0014975
8 | 0.0065534 | 0.0016424
9 | 0.0067532 | 0.0016925
10 | 0.0053672 | 0.0013452
11 | 0.0028125 | 0.00070487
12 | 0.0038312 | 0.00096019
13 | 0.0046489 | 0.0011651
14 | 0.0092061 | 0.0023073
15 | 0.0073483 | 0.0018417
16 | 0.010226 | 0.0025629
17 | 0.0079208 | 0.0019851
18 | 0.0023919 | 0.00059946
19 | 0.0059486 | 0.0014909
20 | 0.0018242 | 0.0004572
21 | 0.0032091 | 0.00080428
22 | 0.0020678 | 0.00051824
23 | 0.003996 | 0.0010015
24 | 0.0015716 | 0.00039389
25 | 0.0015421 | 0.00038648
26 | 0.0013806 | 0.00034601
27 | 0.0049911 | 0.0012509
28 | 0.0047635 | 0.0011939
29 | 0.0071767 | 0.0017986
30 | 0.0040619 | 0.001018
31 | 0.0039945 | 0.0010011
32 | 0.0035245 | 0.00088331
33 | 0.0038275 | 0.00095926
34 | 0.0051054 | 0.0012795
35 | 0.010301 | 0.0025818
36 | 0.0030782 | 0.00077146
37 | 0.0070354 | 0.0017632
38 | 0.0025991 | 0.00065141
39 | 0.0071743 | 0.001798
40 | 0.0049986 | 0.0012528
41 | 0.0070076 | 0.0017563
42 | 0.0073715 | 0.0018475
43 | 0.0052457 | 0.0013147
44 | 0.0058743 | 0.0014722
45 | 0.0042228 | 0.0010583
46 | 0.0026701 | 0.00066919
47 | 0.004667 | 0.0011697
48 | 0.0060449 | 0.001515
49 | 0.0028937 | 0.00072523
50 | 0.0025545 | 0.00064021
51 | 0.0041922 | 0.0010507
52 | 0.0078805 | 0.001975
53 | 0.0069824 | 0.0017499
54 | 0.0023061 | 0.00057796
55 | 0.0054493 | 0.0013657
56 | 0.0051409 | 0.0012884
57 | 0.0026496 | 0.00066406
58 | 0.0039031 | 0.00097822
59 | 0.0052307 | 0.0013109
60 | 0.0033977 | 0.00085155
61 | 0.0070159 | 0.0017583
62 | 0.0044727 | 0.001121
63 | 0.0037021 | 0.00092782
64 | 0.0036618 | 0.00091774
65 | 0.0030193 | 0.0007567
66 | 0.0044501 | 0.0011153
67 | 0.0063554 | 0.0015928
68 | 0.0070127 | 0.0017576
69 | 0.002256 | 0.00056542
70 | 0.0054992 | 0.0013782
71 | 0.0040031 | 0.0010033
72 | 0.0064474 | 0.0016159
73 | 0.0087992 | 0.0022053
74 | 0.0018109 | 0.00045386
75 | 0.0031477 | 0.00078889
76 | 0.0032804 | 0.00082213
77 | 0.0040442 | 0.0010136
78 | 0.0047129 | 0.0011812
79 | 0.0069675 | 0.0017462
80 | 0.0027466 | 0.00068836
81 | 0.003656 | 0.00091628
82 | 0.0022986 | 0.00057608
83 | 0.001568 | 0.00039297
84 | 0.0028713 | 0.00071962
85 | 0.0019047 | 0.00047737
86 | 0.0032153 | 0.00080584
87 | 0.0029449 | 0.00073806
88 | 0.0033502 | 0.00083964
89 | 0.0056834 | 0.0014244
90 | 0.0014115 | 0.00035375
91 | 0.0029323 | 0.00073489
92 | 0.0014004 | 0.00035098
93 | 0.0059867 | 0.0015004
94 | 0.0030154 | 0.00075574
95 | 0.0056293 | 0.0014108
96 | 0.01034 | 0.0025915
97 | 0.016577 | 0.0041546
98 | 0.0038545 | 0.00096603
99 | 0.0039652 | 0.00099377
100 | 0.0031467 | 0.00078863
101 | 0.0039875 | 0.00099935
102 | 0.0048816 | 0.0012234
103 | 0.0042428 | 0.0010634
104 | 0.0037714 | 0.0009452

## dtypes
| element | column | dtype
0 | bus | name | object
1 | bus | vn_kv | float64
2 | bus | type | object
3 | bus | zone | object
4 | bus | in_service | bool
5 | load | name | object
6 | load | bus | uint32
7 | load | p_mw | float64
8 | load | q_mvar | float64
9 | load | const_z_percent | float64
10 | load | const_i_percent | float64
11 | load | sn_mva | float64
12 | load | scaling | float64
13 | load | in_service | bool
14 | load | type | object
15 | ext_grid | name | object
16 | ext_grid | bus | uint32
17 | ext_grid | vm_pu | float64
18 | ext_grid | va_degree | float64
19 | ext_grid | slack_weight | float64
20 | ext_grid | in_service | bool
21 | line | name | object
22 | line | std_type | object
23 | line | from_bus | uint32
24 | line | to_bus | uint32
25 | line | length_km | float64
26 | line | r_ohm_per_km | float64
27 | line | x_ohm_per_km | float64
28 | line | c_nf_per_km | float64
29 | line | g_us_per_km | float64
30 | line | max_i_ka | float64
31 | line | df | float64
32 | line | parallel | uint32
33 | line | type | object
34 | line | in_service | bool
35 | trafo | name | object
36 | trafo | std_type | object
37 | trafo | hv_bus | uint32
38 | trafo | lv_bus | uint32
39 | trafo | sn_mva | float64
40 | trafo | vn_hv_kv | float64
41 | trafo | vn_lv_kv | float64
42 | trafo | vk_percent | float64
43 | trafo | vkr_percent | float64
44 | trafo | pfe_kw | float64
45 | trafo | i0_percent | float64
46 | trafo | shift_degree | float64
47 | trafo | tap_side | object
48 | trafo | tap_neutral | int32
49 | trafo | tap_min | int32
50 | trafo | tap_max | int32
51 | trafo | tap_step_percent | float64
52 | trafo | tap_step_degree | float64
53 | trafo | tap_pos | int32
54 | trafo | tap_phase_shifter | bool
55 | trafo | parallel | uint32
56 | trafo | df | float64
57 | trafo | in_service | bool
58 | line_geodata | coords | object
59 | bus_geodata | x | float64
60 | bus_geodata | y | float64
61 | bus_geodata | coords | object
62 | res_bus | vm_pu | float64
63 | res_bus | va_degree | float64
64 | res_bus | p_mw | float64
65 | res_bus | q_mvar | float64
66 | res_line | p_from_mw | float64
67 | res_line | q_from_mvar | float64
68 | res_line | p_to_mw | float64
69 | res_line | q_to_mvar | float64
70 | res_line | pl_mw | float64
71 | res_line | ql_mvar | float64
72 | res_line | i_from_ka | float64
73 | res_line | i_to_ka | float64
74 | res_line | i_ka | float64
75 | res_line | vm_from_pu | float64
76 | res_line | va_from_degree | float64
77 | res_line | vm_to_pu | float64
78 | res_line | va_to_degree | float64
79 | res_line | loading_percent | float64
80 | res_trafo | p_hv_mw | float64
81 | res_trafo | q_hv_mvar | float64
82 | res_trafo | p_lv_mw | float64
83 | res_trafo | q_lv_mvar | float64
84 | res_trafo | pl_mw | float64
85 | res_trafo | ql_mvar | float64
86 | res_trafo | i_hv_ka | float64
87 | res_trafo | i_lv_ka | float64
88 | res_trafo | vm_hv_pu | float64
89 | res_trafo | va_hv_degree | float64
90 | res_trafo | vm_lv_pu | float64
91 | res_trafo | va_lv_degree | float64
92 | res_trafo | loading_percent | float64
93 | res_ext_grid | p_mw | float64
94 | res_ext_grid | q_mvar | float64
95 | res_load | p_mw | float64
96 | res_load | q_mvar | float64

## parameters
| version | format_version | converged | OPF_converged | name | f_hz | sn_mva
0 | 2.14.6 | 2.14.0 | TRUE | FALSE |  | 50 | 1