## bus
| name | vn_kv | type | zone | in_service
0 | bus_LV_5219-1_0_6_node_0 | 0.4 | n |  | TRUE
1 | bus_LV_5219-1_0_6_node_1 | 0.4 | n |  | TRUE
2 | bus_LV_5219-1_0_6_node_2 | 0.4 | n |  | TRUE
3 | bus_LV_5219-1_0_6_node_3 | 0.4 | n |  | TRUE
4 | bus_LV_5219-1_0_6_node_4 | 0.4 | n |  | TRUE
5 | bus_LV_5219-1_0_6_node_5 | 0.4 | n |  | TRUE
6 | bus_LV_5219-1_0_6_node_6 | 0.4 | n |  | TRUE
7 | bus_LV_5219-1_0_6_node_7 | 0.4 | n |  | TRUE
8 | bus_LV_5219-1_0_6_node_23 | 0.4 | n |  | TRUE
9 | bus_LV_5219-1_0_6_node_27 | 0.4 | n |  | TRUE
10 | bus_LV_5219-1_0_6_node_8 | 0.4 | n |  | TRUE
11 | bus_LV_5219-1_0_6_node_24 | 0.4 | n |  | TRUE
12 | bus_LV_5219-1_0_6_node_22 | 0.4 | n |  | TRUE
13 | bus_LV_5219-1_0_6_node_28 | 0.4 | n |  | TRUE
14 | bus_LV_5219-1_0_6_node_9 | 0.4 | n |  | TRUE
15 | bus_LV_5219-1_0_6_node_10 | 0.4 | n |  | TRUE
16 | bus_LV_5219-1_0_6_node_13 | 0.4 | n |  | TRUE
17 | bus_LV_5219-1_0_6_node_11 | 0.4 | n |  | TRUE
18 | bus_LV_5219-1_0_6_node_12 | 0.4 | n |  | TRUE
19 | bus_LV_5219-1_0_6_node_14 | 0.4 | n |  | TRUE
20 | bus_LV_5219-1_0_6_node_16 | 0.4 | n |  | TRUE
21 | bus_LV_5219-1_0_6_node_103 | 0.4 | n |  | TRUE
22 | bus_LV_5219-1_0_6_node_86 | 0.4 | n |  | TRUE
23 | bus_LV_5219-1_0_6_node_15 | 0.4 | n |  | TRUE
24 | bus_LV_5219-1_0_6_node_17 | 0.4 | n |  | TRUE
25 | bus_LV_5219-1_0_6_node_18 | 0.4 | n |  | TRUE
26 | bus_LV_5219-1_0_6_node_19 | 0.4 | n |  | TRUE
27 | bus_LV_5219-1_0_6_node_20 | 0.4 | n |  | TRUE
28 | bus_LV_5219-1_0_6_node_21 | 0.4 | n |  | TRUE
29 | bus_LV_5219-1_0_6_node_25 | 0.4 | n |  | TRUE
30 | bus_LV_5219-1_0_6_node_26 | 0.4 | n |  | TRUE
31 | bus_LV_5219-1_0_6_node_29 | 0.4 | n |  | TRUE
32 | bus_LV_5219-1_0_6_node_30 | 0.4 | n |  | TRUE
33 | bus_LV_5219-1_0_6_node_31 | 0.4 | n |  | TRUE
34 | bus_LV_5219-1_0_6_node_32 | 0.4 | n |  | TRUE
35 | bus_LV_5219-1_0_6_node_106 | 0.4 | n |  | TRUE
36 | bus_LV_5219-1_0_6_node_33 | 0.4 | n |  | TRUE
37 | bus_LV_5219-1_0_6_node_105 | 0.4 | n |  | TRUE
38 | bus_LV_5219-1_0_6_node_104 | 0.4 | n |  | TRUE
39 | bus_LV_5219-1_0_6_node_34 | 0.4 | n |  | TRUE
40 | bus_LV_5219-1_0_6_node_35 | 0.4 | n |  | TRUE
41 | bus_LV_5219-1_0_6_node_36 | 0.4 | n |  | TRUE
42 | bus_LV_5219-1_0_6_node_46 | 0.4 | n |  | TRUE
43 | bus_LV_5219-1_0_6_node_44 | 0.4 | n |  | TRUE
44 | bus_LV_5219-1_0_6_node_37 | 0.4 | n |  | TRUE
45 | bus_LV_5219-1_0_6_node_38 | 0.4 | n |  | TRUE
46 | bus_LV_5219-1_0_6_node_39 | 0.4 | n |  | TRUE
47 | bus_LV_5219-1_0_6_node_42 | 0.4 | n |  | TRUE
48 | bus_LV_5219-1_0_6_node_40 | 0.4 | n |  | TRUE
49 | bus_LV_5219-1_0_6_node_41 | 0.4 | n |  | TRUE
50 | bus_LV_5219-1_0_6_node_43 | 0.4 | n |  | TRUE
51 | bus_LV_5219-1_0_6_node_45 | 0.4 | n |  | TRUE
52 | bus_LV_5219-1_0_6_node_49 | 0.4 | n |  | TRUE
53 | bus_LV_5219-1_0_6_node_50 | 0.4 | n |  | TRUE
54 | bus_LV_5219-1_0_6_node_47 | 0.4 | n |  | TRUE
55 | bus_LV_5219-1_0_6_node_48 | 0.4 | n |  | TRUE
56 | bus_LV_5219-1_0_6_node_80 | 0.4 | n |  | TRUE
57 | bus_LV_5219-1_0_6_node_76 | 0.4 | n |  | TRUE
58 | bus_LV_5219-1_0_6_node_93 | 0.4 | n |  | TRUE
59 | bus_LV_5219-1_0_6_node_94 | 0.4 | n |  | TRUE
60 | bus_LV_5219-1_0_6_node_91 | 0.4 | n |  | TRUE
61 | bus_LV_5219-1_0_6_node_78 | 0.4 | n |  | TRUE
62 | bus_LV_5219-1_0_6_node_77 | 0.4 | n |  | TRUE
63 | bus_LV_5219-1_0_6_node_51 | 0.4 | n |  | TRUE
64 | bus_LV_5219-1_0_6_node_52 | 0.4 | n |  | TRUE
65 | bus_LV_5219-1_0_6_node_53 | 0.4 | n |  | TRUE
66 | bus_LV_5219-1_0_6_node_98 | 0.4 | n |  | TRUE
67 | bus_LV_5219-1_0_6_node_99 | 0.4 | n |  | TRUE
68 | bus_LV_5219-1_0_6_node_96 | 0.4 | n |  | TRUE
69 | bus_LV_5219-1_0_6_node_54 | 0.4 | n |  | TRUE
70 | bus_LV_5219-1_0_6_node_55 | 0.4 | n |  | TRUE
71 | bus_LV_5219-1_0_6_node_56 | 0.4 | n |  | TRUE
72 | bus_LV_5219-1_0_6_node_57 | 0.4 | n |  | TRUE
73 | bus_LV_5219-1_0_6_node_63 | 0.4 | n |  | TRUE
74 | bus_LV_5219-1_0_6_node_61 | 0.4 | n |  | TRUE
75 | bus_LV_5219-1_0_6_node_64 | 0.4 | n |  | TRUE
76 | bus_LV_5219-1_0_6_node_112 | 0.4 | n |  | TRUE
77 | bus_LV_5219-1_0_6_node_68 | 0.4 | n |  | TRUE
78 | bus_LV_5219-1_0_6_node_59 | 0.4 | n |  | TRUE
79 | bus_LV_5219-1_0_6_node_58 | 0.4 | n |  | TRUE
80 | bus_LV_5219-1_0_6_node_60 | 0.4 | n |  | TRUE
81 | bus_LV_5219-1_0_6_node_62 | 0.4 | n |  | TRUE
82 | bus_LV_5219-1_0_6_node_108 | 0.4 | n |  | TRUE
83 | bus_LV_5219-1_0_6_node_109 | 0.4 | n |  | TRUE
84 | bus_LV_5219-1_0_6_node_65 | 0.4 | n |  | TRUE
85 | bus_LV_5219-1_0_6_node_66 | 0.4 | n |  | TRUE
86 | bus_LV_5219-1_0_6_node_117 | 0.4 | n |  | TRUE
87 | bus_LV_5219-1_0_6_node_67 | 0.4 | n |  | TRUE
88 | bus_LV_5219-1_0_6_node_107 | 0.4 | n |  | TRUE
89 | bus_LV_5219-1_0_6_node_110 | 0.4 | n |  | TRUE
90 | bus_LV_5219-1_0_6_node_111 | 0.4 | n |  | TRUE
91 | bus_LV_5219-1_0_6_node_72 | 0.4 | n |  | TRUE
92 | bus_LV_5219-1_0_6_node_69 | 0.4 | n |  | TRUE
93 | bus_LV_5219-1_0_6_node_70 | 0.4 | n |  | TRUE
94 | bus_LV_5219-1_0_6_node_71 | 0.4 | n |  | TRUE
95 | bus_LV_5219-1_0_6_node_120 | 0.4 | n |  | TRUE
96 | bus_LV_5219-1_0_6_node_73 | 0.4 | n |  | TRUE
97 | bus_LV_5219-1_0_6_node_119 | 0.4 | n |  | TRUE
98 | bus_LV_5219-1_0_6_node_102 | 0.4 | n |  | TRUE
99 | bus_LV_5219-1_0_6_node_115 | 0.4 | n |  | TRUE
100 | bus_LV_5219-1_0_6_node_113 | 0.4 | n |  | TRUE
101 | bus_LV_5219-1_0_6_node_74 | 0.4 | n |  | TRUE
102 | bus_LV_5219-1_0_6_node_75 | 0.4 | n |  | TRUE
103 | bus_LV_5219-1_0_6_node_95 | 0.4 | n |  | TRUE
104 | bus_LV_5219-1_0_6_node_97 | 0.4 | n |  | TRUE
105 | bus_LV_5219-1_0_6_node_89 | 0.4 | n |  | TRUE
106 | bus_LV_5219-1_0_6_node_92 | 0.4 | n |  | TRUE
107 | bus_LV_5219-1_0_6_node_79 | 0.4 | n |  | TRUE
108 | bus_LV_5219-1_0_6_node_81 | 0.4 | n |  | TRUE
109 | bus_LV_5219-1_0_6_node_82 | 0.4 | n |  | TRUE
110 | bus_LV_5219-1_0_6_node_83 | 0.4 | n |  | TRUE
111 | bus_LV_5219-1_0_6_node_84 | 0.4 | n |  | TRUE
112 | bus_LV_5219-1_0_6_node_85 | 0.4 | n |  | TRUE
113 | bus_LV_5219-1_0_6_node_87 | 0.4 | n |  | TRUE
114 | bus_LV_5219-1_0_6_node_88 | 0.4 | n |  | TRUE
115 | bus_LV_5219-1_0_6_node_90 | 0.4 | n |  | TRUE
116 | bus_LV_5219-1_0_6_node_123 | 0.4 | n |  | TRUE
117 | bus_LV_5219-1_0_6_node_122 | 0.4 | n |  | TRUE
118 | bus_LV_5219-1_0_6_node_100 | 0.4 | n |  | TRUE
119 | bus_LV_5219-1_0_6_node_101 | 0.4 | n |  | TRUE
120 | bus_LV_5219-1_0_6_node_118 | 0.4 | n |  | TRUE
121 | bus_LV_5219-1_0_6_node_114 | 0.4 | n |  | TRUE
122 | bus_LV_5219-1_0_6_node_116 | 0.4 | n |  | TRUE
123 | bus_LV_5219-1_0_6_node_121 | 0.4 | n |  | TRUE
124 | bus_MV_68_0_node_39 | 20 | n |  | TRUE

## load
| name | bus | p_mw | q_mvar | const_z_percent | const_i_percent | sn_mva | scaling | in_service | type
0 | LV_5219-1_0_6_load_0 | 0 | 0.001986 | 0.00049775 | 0 | 0 |  | 1 | TRUE | wye
1 | LV_5219-1_0_6_load_3 | 3 | 0.0069158 | 0.0017333 | 0 | 0 |  | 1 | TRUE | wye
2 | LV_5219-1_0_6_load_4 | 4 | 0.0029757 | 0.00074577 | 0 | 0 |  | 1 | TRUE | wye
3 | LV_5219-1_0_6_load_5 | 5 | 0.021482 | 0.0053839 | 0 | 0 |  | 1 | TRUE | wye
4 | LV_5219-1_0_6_load_7 | 7 | 0.0022797 | 0.00057135 | 0 | 0 |  | 1 | TRUE | wye
5 | LV_5219-1_0_6_load_27 | 9 | 0.0046442 | 0.0011639 | 0 | 0 |  | 1 | TRUE | wye
6 | LV_5219-1_0_6_load_8 | 10 | 0.012693 | 0.003181 | 0 | 0 |  | 1 | TRUE | wye
7 | LV_5219-1_0_6_load_24 | 11 | 0.012174 | 0.0030511 | 0 | 0 |  | 1 | TRUE | wye
8 | LV_5219-1_0_6_load_22 | 12 | 0.0042982 | 0.0010772 | 0 | 0 |  | 1 | TRUE | wye
9 | LV_5219-1_0_6_load_28 | 13 | 0.0045763 | 0.0011469 | 0 | 0 |  | 1 | TRUE | wye
10 | LV_5219-1_0_6_load_9 | 14 | 0.0029629 | 0.00074257 | 0 | 0 |  | 1 | TRUE | wye
11 | LV_5219-1_0_6_load_10 | 15 | 0.0083199 | 0.0020852 | 0 | 0 |  | 1 | TRUE | wye
12 | LV_5219-1_0_6_load_11 | 17 | 0.0042534 | 0.001066 | 0 | 0 |  | 1 | TRUE | wye
13 | LV_5219-1_0_6_load_12 | 18 | 0.0033753 | 0.00084592 | 0 | 0 |  | 1 | TRUE | wye
14 | LV_5219-1_0_6_load_14 | 19 | 0.0066166 | 0.0016583 | 0 | 0 |  | 1 | TRUE | wye
15 | LV_5219-1_0_6_load_103 | 21 | 0.0019171 | 0.00048048 | 0 | 0 |  | 1 | TRUE | wye
16 | LV_5219-1_0_6_load_86 | 22 | 0.0063972 | 0.0016033 | 0 | 0 |  | 1 | TRUE | wye
17 | LV_5219-1_0_6_load_15 | 23 | 0.0068797 | 0.0017242 | 0 | 0 |  | 1 | TRUE | wye
18 | LV_5219-1_0_6_load_17 | 24 | 0.0044853 | 0.0011241 | 0 | 0 |  | 1 | TRUE | wye
19 | LV_5219-1_0_6_load_18 | 25 | 0.0050038 | 0.0012541 | 0 | 0 |  | 1 | TRUE | wye
20 | LV_5219-1_0_6_load_21 | 28 | 0.005508 | 0.0013804 | 0 | 0 |  | 1 | TRUE | wye
21 | LV_5219-1_0_6_load_25 | 29 | 0.0024249 | 0.00060774 | 0 | 0 |  | 1 | TRUE | wye
22 | LV_5219-1_0_6_load_26 | 30 | 0.003588 | 0.00089923 | 0 | 0 |  | 1 | TRUE | wye
23 | LV_5219-1_0_6_load_29 | 31 | 0.0011716 | 0.00029364 | 0 | 0 |  | 1 | TRUE | wye
24 | LV_5219-1_0_6_load_30 | 32 | 0.0037297 | 0.00093475 | 0 | 0 |  | 1 | TRUE | wye
25 | LV_5219-1_0_6_load_31 | 33 | 0.0026118 | 0.00065458 | 0 | 0 |  | 1 | TRUE | wye
26 | LV_5219-1_0_6_load_32 | 34 | 0.0040461 | 0.001014 | 0 | 0 |  | 1 | TRUE | wye
27 | LV_5219-1_0_6_load_106 | 35 | 0.0043236 | 0.0010836 | 0 | 0 |  | 1 | TRUE | wye
28 | LV_5219-1_0_6_load_33 | 36 | 0.0051753 | 0.0012971 | 0 | 0 |  | 1 | TRUE | wye
29 | LV_5219-1_0_6_load_105 | 37 | 0.0033378 | 0.00083654 | 0 | 0 |  | 1 | TRUE | wye
30 | LV_5219-1_0_6_load_104 | 38 | 0.0055593 | 0.0013933 | 0 | 0 |  | 1 | TRUE | wye
31 | LV_5219-1_0_6_load_34 | 39 | 0.0015797 | 0.00039591 | 0 | 0 |  | 1 | TRUE | wye
32 | LV_5219-1_0_6_load_35 | 40 | 0.0052408 | 0.0013135 | 0 | 0 |  | 1 | TRUE | wye
33 | LV_5219-1_0_6_load_36 | 41 | 0.0049645 | 0.0012442 | 0 | 0 |  | 1 | TRUE | wye
34 | LV_5219-1_0_6_load_46 | 42 | 0.0058231 | 0.0014594 | 0 | 0 |  | 1 | TRUE | wye
35 | LV_5219-1_0_6_load_44 | 43 | 0.0038503 | 0.00096498 | 0 | 0 |  | 1 | TRUE | wye
36 | LV_5219-1_0_6_load_37 | 44 | 0.007418 | 0.0018591 | 0 | 0 |  | 1 | TRUE | wye
37 | LV_5219-1_0_6_load_38 | 45 | 0.0023833 | 0.0005973 | 0 | 0 |  | 1 | TRUE | wye
38 | LV_5219-1_0_6_load_39 | 46 | 0.0055621 | 0.001394 | 0 | 0 |  | 1 | TRUE | wye
39 | LV_5219-1_0_6_load_42 | 47 | 0.0066593 | 0.001669 | 0 | 0 |  | 1 | TRUE | wye
40 | LV_5219-1_0_6_load_40 | 48 | 0.0029539 | 0.00074031 | 0 | 0 |  | 1 | TRUE | wye
41 | LV_5219-1_0_6_load_41 | 49 | 0.0051935 | 0.0013016 | 0 | 0 |  | 1 | TRUE | wye
42 | LV_5219-1_0_6_load_43 | 50 | 0.0011572 | 0.00029002 | 0 | 0 |  | 1 | TRUE | wye
43 | LV_5219-1_0_6_load_45 | 51 | 0.0031598 | 0.00079192 | 0 | 0 |  | 1 | TRUE | wye
44 | LV_5219-1_0_6_load_49 | 52 | 0.0023428 | 0.00058716 | 0 | 0 |  | 1 | TRUE | wye
45 | LV_5219-1_0_6_load_50 | 53 | 0.0023428 | 0.00058716 | 0 | 0 |  | 1 | TRUE | wye
46 | LV_5219-1_0_6_load_47 | 54 | 0.0068365 | 0.0017134 | 0 | 0 |  | 1 | TRUE | wye
47 | LV_5219-1_0_6_load_48 | 55 | 0.0042365 | 0.0010618 | 0 | 0 |  | 1 | TRUE | wye
48 | LV_5219-1_0_6_load_80 | 56 | 0.0032108 | 0.00080471 | 0 | 0 |  | 1 | TRUE | wye
49 | LV_5219-1_0_6_load_93 | 58 | 0.0051752 | 0.001297 | 0 | 0 |  | 1 | TRUE | wye
50 | LV_5219-1_0_6_load_94 | 59 | 0.0039321 | 0.00098547 | 0 | 0 |  | 1 | TRUE | wye
51 | LV_5219-1_0_6_load_91 | 60 | 0.0043547 | 0.0010914 | 0 | 0 |  | 1 | TRUE | wye
52 | LV_5219-1_0_6_load_78 | 61 | 0.003393 | 0.00085035 | 0 | 0 |  | 1 | TRUE | wye
53 | LV_5219-1_0_6_load_77 | 62 | 0.0027102 | 0.00067923 | 0 | 0 |  | 1 | TRUE | wye
54 | LV_5219-1_0_6_load_51 | 63 | 0.0032139 | 0.00080549 | 0 | 0 |  | 1 | TRUE | wye
55 | LV_5219-1_0_6_load_52 | 64 | 0.0022327 | 0.00055958 | 0 | 0 |  | 1 | TRUE | wye
56 | LV_5219-1_0_6_load_53 | 65 | 0.0016624 | 0.00041663 | 0 | 0 |  | 1 | TRUE | wye
57 | LV_5219-1_0_6_load_99 | 67 | 0.0015221 | 0.00038148 | 0 | 0 |  | 1 | TRUE | wye
58 | LV_5219-1_0_6_load_96 | 68 | 0.0028403 | 0.00071184 | 0 | 0 |  | 1 | TRUE | wye
59 | LV_5219-1_0_6_load_54 | 69 | 0.0026997 | 0.0006766 | 0 | 0 |  | 1 | TRUE | wye
60 | LV_5219-1_0_6_load_57 | 72 | 0.0028019 | 0.00070222 | 0 | 0 |  | 1 | TRUE | wye
61 | LV_5219-1_0_6_load_61 | 74 | 0.001747 | 0.00043784 | 0 | 0 |  | 1 | TRUE | wye
62 | LV_5219-1_0_6_load_64 | 75 | 0.0022037 | 0.00055229 | 0 | 0 |  | 1 | TRUE | wye
63 | LV_5219-1_0_6_load_112 | 76 | 0.0023573 | 0.00059079 | 0 | 0 |  | 1 | TRUE | wye
64 | LV_5219-1_0_6_load_68 | 77 | 0.0023931 | 0.00059978 | 0 | 0 |  | 1 | TRUE | wye
65 | LV_5219-1_0_6_load_59 | 78 | 0.0034036 | 0.00085302 | 0 | 0 |  | 1 | TRUE | wye
66 | LV_5219-1_0_6_load_58 | 79 | 0.0025866 | 0.00064825 | 0 | 0 |  | 1 | TRUE | wye
67 | LV_5219-1_0_6_load_60 | 80 | 0.0037771 | 0.00094664 | 0 | 0 |  | 1 | TRUE | wye
68 | LV_5219-1_0_6_load_62 | 81 | 0.002512 | 0.00062956 | 0 | 0 |  | 1 | TRUE | wye
69 | LV_5219-1_0_6_load_108 | 82 | 0.0041557 | 0.0010415 | 0 | 0 |  | 1 | TRUE | wye
70 | LV_5219-1_0_6_load_109 | 83 | 0.0012185 | 0.00030537 | 0 | 0 |  | 1 | TRUE | wye
71 | LV_5219-1_0_6_load_65 | 84 | 0.010903 | 0.0027326 | 0 | 0 |  | 1 | TRUE | wye
72 | LV_5219-1_0_6_load_66 | 85 | 0.0024832 | 0.00062234 | 0 | 0 |  | 1 | TRUE | wye
73 | LV_5219-1_0_6_load_117 | 86 | 0.004136 | 0.0010366 | 0 | 0 |  | 1 | TRUE | wye
74 | LV_5219-1_0_6_load_67 | 87 | 0.0022025 | 0.000552 | 0 | 0 |  | 1 | TRUE | wye
75 | LV_5219-1_0_6_load_107 | 88 | 0.0027238 | 0.00068265 | 0 | 0 |  | 1 | TRUE | wye
76 | LV_5219-1_0_6_load_110 | 89 | 0.0021505 | 0.00053897 | 0 | 0 |  | 1 | TRUE | wye
77 | LV_5219-1_0_6_load_111 | 90 | 0.0036643 | 0.00091837 | 0 | 0 |  | 1 | TRUE | wye
78 | LV_5219-1_0_6_load_72 | 91 | 0.0034357 | 0.00086108 | 0 | 0 |  | 1 | TRUE | wye
79 | LV_5219-1_0_6_load_69 | 92 | 0.0052477 | 0.0013152 | 0 | 0 |  | 1 | TRUE | wye
80 | LV_5219-1_0_6_load_70 | 93 | 0.0021931 | 0.00054965 | 0 | 0 |  | 1 | TRUE | wye
81 | LV_5219-1_0_6_load_71 | 94 | 0.0018127 | 0.0004543 | 0 | 0 |  | 1 | TRUE | wye
82 | LV_5219-1_0_6_load_120 | 95 | 0.0027202 | 0.00068176 | 0 | 0 |  | 1 | TRUE | wye
83 | LV_5219-1_0_6_load_73 | 96 | 0.003658 | 0.00091678 | 0 | 0 |  | 1 | TRUE | wye
84 | LV_5219-1_0_6_load_102 | 98 | 0.0019418 | 0.00048666 | 0 | 0 |  | 1 | TRUE | wye
85 | LV_5219-1_0_6_load_115 | 99 | 0.0019941 | 0.00049976 | 0 | 0 |  | 1 | TRUE | wye
86 | LV_5219-1_0_6_load_113 | 100 | 0.0018163 | 0.00045521 | 0 | 0 |  | 1 | TRUE | wye
87 | LV_5219-1_0_6_load_74 | 101 | 0.0053482 | 0.0013404 | 0 | 0 |  | 1 | TRUE | wye
88 | LV_5219-1_0_6_load_75 | 102 | 0.0035241 | 0.00088321 | 0 | 0 |  | 1 | TRUE | wye
89 | LV_5219-1_0_6_load_95 | 103 | 0.0029157 | 0.00073074 | 0 | 0 |  | 1 | TRUE | wye
90 | LV_5219-1_0_6_load_97 | 104 | 0.0031386 | 0.0007866 | 0 | 0 |  | 1 | TRUE | wye
91 | LV_5219-1_0_6_load_89 | 105 | 0.0034772 | 0.00087147 | 0 | 0 |  | 1 | TRUE | wye
92 | LV_5219-1_0_6_load_92 | 106 | 0.0036539 | 0.00091575 | 0 | 0 |  | 1 | TRUE | wye
93 | LV_5219-1_0_6_load_79 | 107 | 0.0043352 | 0.0010865 | 0 | 0 |  | 1 | TRUE | wye
94 | LV_5219-1_0_6_load_81 | 108 | 0.0027826 | 0.00069738 | 0 | 0 |  | 1 | TRUE | wye
95 | LV_5219-1_0_6_load_82 | 109 | 0.0031931 | 0.00080027 | 0 | 0 |  | 1 | TRUE | wye
96 | LV_5219-1_0_6_load_83 | 110 | 0.004958 | 0.0012426 | 0 | 0 |  | 1 | TRUE | wye
97 | LV_5219-1_0_6_load_84 | 111 | 0.0036828 | 0.000923 | 0 | 0 |  | 1 | TRUE | wye
98 | LV_5219-1_0_6_load_85 | 112 | 0.006832 | 0.0017123 | 0 | 0 |  | 1 | TRUE | wye
99 | LV_5219-1_0_6_load_87 | 113 | 0.0040749 | 0.0010213 | 0 | 0 |  | 1 | TRUE | wye
100 | LV_5219-1_0_6_load_88 | 114 | 0.0047079 | 0.0011799 | 0 | 0 |  | 1 | TRUE | wye
101 | LV_5219-1_0_6_load_90 | 115 | 0.0039093 | 0.00097976 | 0 | 0 |  | 1 | TRUE | wye
102 | LV_5219-1_0_6_load_123 | 116 | 0.0037347 | 0.00093602 | 0 | 0 |  | 1 | TRUE | wye
103 | LV_5219-1_0_6_load_122 | 117 | 0.0022161 | 0.00055541 | 0 | 0 |  | 1 | TRUE | wye
104 | LV_5219-1_0_6_load_100 | 118 | 0.0019487 | 0.00048838 | 0 | 0 |  | 1 | TRUE | wye
105 | LV_5219-1_0_6_load_101 | 119 | 0.0073306 | 0.0018372 | 0 | 0 |  | 1 | TRUE | wye
106 | LV_5219-1_0_6_load_118 | 120 | 0.0070857 | 0.0017758 | 0 | 0 |  | 1 | TRUE | wye
107 | LV_5219-1_0_6_load_114 | 121 | 0.0023357 | 0.00058539 | 0 | 0 |  | 1 | TRUE | wye
108 | LV_5219-1_0_6_load_116 | 122 | 0.0018361 | 0.00046018 | 0 | 0 |  | 1 | TRUE | wye
109 | LV_5219-1_0_6_load_121 | 123 | 0.0030265 | 0.0007585 | 0 | 0 |  | 1 | TRUE | wye

## ext_grid
| name | bus | vm_pu | va_degree | slack_weight | in_service
0 |  | 50 | 1 | 0 | 1 | TRUE

## line
| name | std_type | from_bus | to_bus | length_km | r_ohm_per_km | x_ohm_per_km | c_nf_per_km | g_us_per_km | max_i_ka | df | parallel | type | in_service
0 | LV_5219-1_0_6_line_0 |  | 0 | 1 | 0.068948 | 0.125 | 0.08 | 261 | 0 | 0.364 | 1 | 5 | cs | TRUE
1 | LV_5219-1_0_6_line_1 |  | 0 | 2 | 0.025066 | 0.125 | 0.08 | 261 | 0 | 0.364 | 1 | 5 | cs | TRUE
2 | LV_5219-1_0_6_line_2 |  | 1 | 3 | 0.017395 | 0.125 | 0.08 | 261 | 0 | 0.364 | 1 | 5 | cs | TRUE
3 | LV_5219-1_0_6_line_3 |  | 1 | 4 | 0.039019 | 0.125 | 0.08 | 261 | 0 | 0.364 | 1 | 1 | cs | TRUE
4 | LV_5219-1_0_6_line_4 |  | 2 | 5 | 0.043481 | 0.125 | 0.08 | 261 | 0 | 0.364 | 1 | 1 | cs | TRUE
5 | LV_5219-1_0_6_line_5 |  | 2 | 6 | 0.009775 | 0.125 | 0.08 | 261 | 0 | 0.364 | 1 | 5 | cs | TRUE
6 | LV_5219-1_0_6_line_6 |  | 3 | 7 | 0.0045812 | 0.125 | 0.08 | 261 | 0 | 0.364 | 1 | 5 | cs | TRUE
7 | LV_5219-1_0_6_line_7 |  | 6 | 8 | 0.009534 | 0.125 | 0.08 | 261 | 0 | 0.364 | 1 | 1 | cs | TRUE
8 | LV_5219-1_0_6_line_8 |  | 6 | 9 | 0.069122 | 0.125 | 0.08 | 261 | 0 | 0.364 | 1 | 5 | cs | TRUE
9 | LV_5219-1_0_6_line_9 |  | 7 | 10 | 0.042351 | 0.125 | 0.08 | 261 | 0 | 0.364 | 1 | 5 | cs | TRUE
10 | LV_5219-1_0_6_line_10 |  | 8 | 11 | 0.042054 | 0.125 | 0.08 | 261 | 0 | 0.364 | 1 | 1 | cs | TRUE
11 | LV_5219-1_0_6_line_11 |  | 8 | 12 | 0.030862 | 0.125 | 0.08 | 261 | 0 | 0.364 | 1 | 1 | cs | TRUE
12 | LV_5219-1_0_6_line_12 |  | 9 | 13 | 0.038722 | 0.125 | 0.08 | 261 | 0 | 0.364 | 1 | 5 | cs | TRUE
13 | LV_5219-1_0_6_line_13 |  | 10 | 14 | 0.027869 | 0.125 | 0.08 | 261 | 0 | 0.364 | 1 | 5 | cs | TRUE
14 | LV_5219-1_0_6_line_14 |  | 12 | 28 | 0.01982 | 0.125 | 0.08 | 261 | 0 | 0.364 | 1 | 1 | cs | TRUE
15 | LV_5219-1_0_6_line_15 |  | 13 | 31 | 0.013705 | 0.125 | 0.08 | 261 | 0 | 0.364 | 1 | 5 | cs | TRUE
16 | LV_5219-1_0_6_line_16 |  | 14 | 15 | 0.032454 | 0.125 | 0.08 | 261 | 0 | 0.364 | 1 | 5 | cs | TRUE
17 | LV_5219-1_0_6_line_17 |  | 15 | 16 | 0.08119 | 0.125 | 0.08 | 261 | 0 | 0.364 | 1 | 5 | cs | TRUE
18 | LV_5219-1_0_6_line_18 |  | 16 | 17 | 0.018802 | 0.125 | 0.08 | 261 | 0 | 0.364 | 1 | 5 | cs | TRUE
19 | LV_5219-1_0_6_line_19 |  | 17 | 18 | 0.07499 | 0.125 | 0.08 | 261 | 0 | 0.364 | 1 | 2 | cs | TRUE
20 | LV_5219-1_0_6_line_20 |  | 18 | 19 | 0.034331 | 0.125 | 0.08 | 261 | 0 | 0.364 | 1 | 1 | cs | TRUE
21 | LV_5219-1_0_6_line_21 |  | 19 | 20 | 0.024976 | 0.125 | 0.08 | 261 | 0 | 0.364 | 1 | 1 | cs | TRUE
22 | LV_5219-1_0_6_line_22 |  | 20 | 23 | 0.028364 | 0.125 | 0.08 | 261 | 0 | 0.364 | 1 | 1 | cs | TRUE
23 | LV_5219-1_0_6_line_23 |  | 21 | 22 | 0.070675 | 0.125 | 0.08 | 261 | 0 | 0.364 | 1 | 1 | cs | TRUE
24 | LV_5219-1_0_6_line_24 |  | 22 | 112 | 0.0033267 | 0.125 | 0.08 | 261 | 0 | 0.364 | 1 | 1 | cs | TRUE
25 | LV_5219-1_0_6_line_25 |  | 23 | 24 | 0.0019459 | 0.125 | 0.08 | 261 | 0 | 0.364 | 1 | 1 | cs | TRUE
26 | LV_5219-1_0_6_line_26 |  | 25 | 26 | 0.032995 | 0.125 | 0.08 | 261 | 0 | 0.364 | 1 | 1 | cs | TRUE
27 | LV_5219-1_0_6_line_27 |  | 26 | 27 | 0.013066 | 0.125 | 0.08 | 261 | 0 | 0.364 | 1 | 1 | cs | TRUE
28 | LV_5219-1_0_6_line_28 |  | 26 | 28 | 0.011829 | 0.125 | 0.08 | 261 | 0 | 0.364 | 1 | 1 | cs | TRUE
29 | LV_5219-1_0_6_line_29 |  | 27 | 29 | 0.059244 | 0.125 | 0.08 | 261 | 0 | 0.364 | 1 | 1 | cs | TRUE
30 | LV_5219-1_0_6_line_30 |  | 29 | 30 | 0.017853 | 0.125 | 0.08 | 261 | 0 | 0.364 | 1 | 1 | cs | TRUE
31 | LV_5219-1_0_6_line_31 |  | 31 | 32 | 0.01616 | 0.125 | 0.08 | 261 | 0 | 0.364 | 1 | 5 | cs | TRUE
32 | LV_5219-1_0_6_line_32 |  | 32 | 33 | 0.013296 | 0.125 | 0.08 | 261 | 0 | 0.364 | 1 | 5 | cs | TRUE
33 | LV_5219-1_0_6_line_33 |  | 33 | 34 | 0.016471 | 0.125 | 0.08 | 261 | 0 | 0.364 | 1 | 5 | cs | TRUE
34 | LV_5219-1_0_6_line_34 |  | 33 | 35 | 0.020799 | 0.125 | 0.08 | 261 | 0 | 0.364 | 1 | 1 | cs | TRUE
35 | LV_5219-1_0_6_line_35 |  | 34 | 36 | 0.0094445 | 0.125 | 0.08 | 261 | 0 | 0.364 | 1 | 5 | cs | TRUE
36 | LV_5219-1_0_6_line_36 |  | 35 | 37 | 0.0068112 | 0.125 | 0.08 | 261 | 0 | 0.364 | 1 | 1 | cs | TRUE
37 | LV_5219-1_0_6_line_37 |  | 36 | 39 | 0.019923 | 0.125 | 0.08 | 261 | 0 | 0.364 | 1 | 5 | cs | TRUE
38 | LV_5219-1_0_6_line_38 |  | 37 | 38 | 0.032062 | 0.125 | 0.08 | 261 | 0 | 0.364 | 1 | 1 | cs | TRUE
39 | LV_5219-1_0_6_line_39 |  | 39 | 40 | 0.0014989 | 0.125 | 0.08 | 261 | 0 | 0.364 | 1 | 5 | cs | TRUE
40 | LV_5219-1_0_6_line_40 |  | 40 | 41 | 0.012688 | 0.125 | 0.08 | 261 | 0 | 0.364 | 1 | 5 | cs | TRUE
41 | LV_5219-1_0_6_line_41 |  | 41 | 44 | 0.025058 | 0.125 | 0.08 | 261 | 0 | 0.364 | 1 | 5 | cs | TRUE
42 | LV_5219-1_0_6_line_42 |  | 42 | 43 | 0.019981 | 0.125 | 0.08 | 261 | 0 | 0.364 | 1 | 1 | cs | TRUE
43 | LV_5219-1_0_6_line_43 |  | 43 | 47 | 0.030278 | 0.125 | 0.08 | 261 | 0 | 0.364 | 1 | 1 | cs | TRUE
44 | LV_5219-1_0_6_line_44 |  | 44 | 45 | 0.020771 | 0.125 | 0.08 | 261 | 0 | 0.364 | 1 | 5 | cs | TRUE
45 | LV_5219-1_0_6_line_45 |  | 45 | 46 | 0.016433 | 0.125 | 0.08 | 261 | 0 | 0.364 | 1 | 5 | cs | TRUE
46 | LV_5219-1_0_6_line_46 |  | 46 | 48 | 0.028849 | 0.125 | 0.08 | 261 | 0 | 0.364 | 1 | 5 | cs | TRUE
47 | LV_5219-1_0_6_line_47 |  | 47 | 50 | 0.018972 | 0.125 | 0.08 | 261 | 0 | 0.364 | 1 | 1 | cs | TRUE
48 | LV_5219-1_0_6_line_48 |  | 48 | 49 | 0.01335 | 0.125 | 0.08 | 261 | 0 | 0.364 | 1 | 5 | cs | TRUE
49 | LV_5219-1_0_6_line_49 |  | 49 | 52 | 0.0079983 | 0.125 | 0.08 | 261 | 0 | 0.364 | 1 | 5 | cs | TRUE
50 | LV_5219-1_0_6_line_50 |  | 50 | 51 | 0.021823 | 0.125 | 0.08 | 261 | 0 | 0.364 | 1 | 5 | cs | TRUE
51 | LV_5219-1_0_6_line_51 |  | 51 | 54 | 0.033647 | 0.125 | 0.08 | 261 | 0 | 0.364 | 1 | 1 | cs | TRUE
52 | LV_5219-1_0_6_line_52 |  | 51 | 55 | 0.0039075 | 0.125 | 0.08 | 261 | 0 | 0.364 | 1 | 5 | cs | TRUE
53 | LV_5219-1_0_6_line_53 |  | 52 | 53 | 0.021407 | 0.125 | 0.08 | 261 | 0 | 0.364 | 1 | 5 | cs | TRUE
54 | LV_5219-1_0_6_line_54 |  | 53 | 63 | 0.0088991 | 0.125 | 0.08 | 261 | 0 | 0.364 | 1 | 5 | cs | TRUE
55 | LV_5219-1_0_6_line_55 |  | 54 | 56 | 0.033371 | 0.125 | 0.08 | 261 | 0 | 0.364 | 1 | 1 | cs | TRUE
56 | LV_5219-1_0_6_line_56 |  | 55 | 57 | 0.039066 | 0.125 | 0.08 | 261 | 0 | 0.364 | 1 | 5 | cs | TRUE
57 | LV_5219-1_0_6_line_57 |  | 56 | 61 | 0.020957 | 0.125 | 0.08 | 261 | 0 | 0.364 | 1 | 1 | cs | TRUE
58 | LV_5219-1_0_6_line_58 |  | 57 | 62 | 0.019069 | 0.125 | 0.08 | 261 | 0 | 0.364 | 1 | 5 | cs | TRUE
59 | LV_5219-1_0_6_line_59 |  | 58 | 59 | 0.025505 | 0.125 | 0.08 | 261 | 0 | 0.364 | 1 | 5 | cs | TRUE
60 | LV_5219-1_0_6_line_60 |  | 58 | 60 | 0.041158 | 0.125 | 0.08 | 261 | 0 | 0.364 | 1 | 5 | cs | TRUE
61 | LV_5219-1_0_6_line_61 |  | 59 | 68 | 0.00019191 | 0.125 | 0.08 | 261 | 0 | 0.364 | 1 | 5 | cs | TRUE
62 | LV_5219-1_0_6_line_62 |  | 60 | 106 | 0.016649 | 0.125 | 0.08 | 261 | 0 | 0.364 | 1 | 5 | cs | TRUE
63 | LV_5219-1_0_6_line_63 |  | 60 | 115 | 0.0045203 | 0.125 | 0.08 | 261 | 0 | 0.364 | 1 | 5 | cs | TRUE
64 | LV_5219-1_0_6_line_64 |  | 61 | 107 | 0.027986 | 0.125 | 0.08 | 261 | 0 | 0.364 | 1 | 1 | cs | TRUE
65 | LV_5219-1_0_6_line_65 |  | 62 | 106 | 0.012987 | 0.125 | 0.08 | 261 | 0 | 0.364 | 1 | 5 | cs | TRUE
66 | LV_5219-1_0_6_line_66 |  | 63 | 64 | 0.014451 | 0.125 | 0.08 | 261 | 0 | 0.364 | 1 | 5 | cs | TRUE
67 | LV_5219-1_0_6_line_67 |  | 64 | 65 | 0.016471 | 0.125 | 0.08 | 261 | 0 | 0.364 | 1 | 5 | cs | TRUE
68 | LV_5219-1_0_6_line_68 |  | 65 | 66 | 0.015725 | 0.125 | 0.08 | 261 | 0 | 0.364 | 1 | 5 | cs | TRUE
69 | LV_5219-1_0_6_line_69 |  | 66 | 67 | 0.0030024 | 0.125 | 0.08 | 261 | 0 | 0.364 | 1 | 5 | cs | TRUE
70 | LV_5219-1_0_6_line_70 |  | 66 | 68 | 0.015706 | 0.125 | 0.08 | 261 | 0 | 0.364 | 1 | 5 | cs | TRUE
71 | LV_5219-1_0_6_line_71 |  | 67 | 118 | 0.061982 | 0.125 | 0.08 | 261 | 0 | 0.364 | 1 | 2 | cs | TRUE
72 | LV_5219-1_0_6_line_72 |  | 69 | 70 | 0.079856 | 0.125 | 0.08 | 261 | 0 | 0.364 | 1 | 1 | cs | TRUE
73 | LV_5219-1_0_6_line_73 |  | 70 | 71 | 0.064563 | 0.125 | 0.08 | 261 | 0 | 0.364 | 1 | 1 | cs | TRUE
74 | LV_5219-1_0_6_line_74 |  | 70 | 72 | 0.041852 | 0.125 | 0.08 | 261 | 0 | 0.364 | 1 | 1 | cs | TRUE
75 | LV_5219-1_0_6_line_75 |  | 71 | 73 | 0.064397 | 0.125 | 0.08 | 261 | 0 | 0.364 | 1 | 1 | cs | TRUE
76 | LV_5219-1_0_6_line_76 |  | 71 | 74 | 0.045233 | 0.125 | 0.08 | 261 | 0 | 0.364 | 1 | 1 | cs | TRUE
77 | LV_5219-1_0_6_line_77 |  | 72 | 75 | 0.065831 | 0.125 | 0.08 | 261 | 0 | 0.364 | 1 | 1 | cs | TRUE
78 | LV_5219-1_0_6_line_78 |  | 73 | 76 | 0.010043 | 0.125 | 0.08 | 261 | 0 | 0.364 | 1 | 1 | cs | TRUE
79 | LV_5219-1_0_6_line_79 |  | 73 | 77 | 0.051776 | 0.125 | 0.08 | 261 | 0 | 0.364 | 1 | 1 | cs | TRUE
80 | LV_5219-1_0_6_line_80 |  | 74 | 78 | 0.021489 | 0.125 | 0.08 | 261 | 0 | 0.364 | 1 | 1 | cs | TRUE
81 | LV_5219-1_0_6_line_81 |  | 76 | 86 | 0.025949 | 0.125 | 0.08 | 261 | 0 | 0.364 | 1 | 1 | cs | TRUE
82 | LV_5219-1_0_6_line_82 |  | 77 | 87 | 0.035589 | 0.125 | 0.08 | 261 | 0 | 0.364 | 1 | 1 | cs | TRUE
83 | LV_5219-1_0_6_line_83 |  | 78 | 79 | 0.0093891 | 0.125 | 0.08 | 261 | 0 | 0.364 | 1 | 1 | cs | TRUE
84 | LV_5219-1_0_6_line_84 |  | 79 | 80 | 0.054665 | 0.125 | 0.08 | 261 | 0 | 0.364 | 1 | 1 | cs | TRUE
85 | LV_5219-1_0_6_line_85 |  | 80 | 81 | 0.016067 | 0.125 | 0.08 | 261 | 0 | 0.364 | 1 | 1 | cs | TRUE
86 | LV_5219-1_0_6_line_86 |  | 81 | 84 | 0.0277 | 0.125 | 0.08 | 261 | 0 | 0.364 | 1 | 1 | cs | TRUE
87 | LV_5219-1_0_6_line_87 |  | 82 | 83 | 0.015747 | 0.125 | 0.08 | 261 | 0 | 0.364 | 1 | 1 | cs | TRUE
88 | LV_5219-1_0_6_line_88 |  | 83 | 89 | 0.017531 | 0.125 | 0.08 | 261 | 0 | 0.364 | 1 | 1 | cs | TRUE
89 | LV_5219-1_0_6_line_89 |  | 84 | 85 | 0.03528 | 0.125 | 0.08 | 261 | 0 | 0.364 | 1 | 1 | cs | TRUE
90 | LV_5219-1_0_6_line_90 |  | 85 | 88 | 0.069947 | 0.125 | 0.08 | 261 | 0 | 0.364 | 1 | 1 | cs | TRUE
91 | LV_5219-1_0_6_line_91 |  | 86 | 120 | 0.02329 | 0.125 | 0.08 | 261 | 0 | 0.364 | 1 | 1 | cs | TRUE
92 | LV_5219-1_0_6_line_92 |  | 89 | 90 | 0.0031487 | 0.125 | 0.08 | 261 | 0 | 0.364 | 1 | 1 | cs | TRUE
93 | LV_5219-1_0_6_line_93 |  | 90 | 91 | 0.039338 | 0.125 | 0.08 | 261 | 0 | 0.364 | 1 | 1 | cs | TRUE
94 | LV_5219-1_0_6_line_94 |  | 91 | 98 | 0.14956 | 0.125 | 0.08 | 261 | 0 | 0.364 | 1 | 1 | cs | TRUE
95 | LV_5219-1_0_6_line_95 |  | 91 | 93 | 0.029851 | 0.125 | 0.08 | 261 | 0 | 0.364 | 1 | 1 | cs | TRUE
96 | LV_5219-1_0_6_line_96 |  | 92 | 93 | 0.029246 | 0.125 | 0.08 | 261 | 0 | 0.364 | 1 | 1 | cs | TRUE
97 | LV_5219-1_0_6_line_97 |  | 92 | 94 | 0.024679 | 0.125 | 0.08 | 261 | 0 | 0.364 | 1 | 1 | cs | TRUE
98 | LV_5219-1_0_6_line_98 |  | 92 | 95 | 0.038632 | 0.125 | 0.08 | 261 | 0 | 0.364 | 1 | 1 | cs | TRUE
99 | LV_5219-1_0_6_line_99 |  | 94 | 96 | 0.0029827 | 0.125 | 0.08 | 261 | 0 | 0.364 | 1 | 1 | cs | TRUE
100 | LV_5219-1_0_6_line_100 |  | 95 | 97 | 0.019779 | 0.125 | 0.08 | 261 | 0 | 0.364 | 1 | 1 | cs | TRUE
101 | LV_5219-1_0_6_line_101 |  | 96 | 101 | 0.035713 | 0.125 | 0.08 | 261 | 0 | 0.364 | 1 | 1 | cs | TRUE
102 | LV_5219-1_0_6_line_102 |  | 97 | 123 | 0.0018252 | 0.125 | 0.08 | 261 | 0 | 0.364 | 1 | 1 | cs | TRUE
103 | LV_5219-1_0_6_line_103 |  | 97 | 122 | 0.015371 | 0.125 | 0.08 | 261 | 0 | 0.364 | 1 | 1 | cs | TRUE
104 | LV_5219-1_0_6_line_104 |  | 99 | 100 | 0.010687 | 0.125 | 0.08 | 261 | 0 | 0.364 | 1 | 1 | cs | TRUE
105 | LV_5219-1_0_6_line_105 |  | 100 | 121 | 0.0116 | 0.125 | 0.08 | 261 | 0 | 0.364 | 1 | 1 | cs | TRUE
106 | LV_5219-1_0_6_line_106 |  | 101 | 102 | 0.022205 | 0.125 | 0.08 | 261 | 0 | 0.364 | 1 | 1 | cs | TRUE
107 | LV_5219-1_0_6_line_107 |  | 103 | 104 | 0.022407 | 0.125 | 0.08 | 261 | 0 | 0.364 | 1 | 1 | cs | TRUE
108 | LV_5219-1_0_6_line_108 |  | 103 | 105 | 0.035502 | 0.125 | 0.08 | 261 | 0 | 0.364 | 1 | 3 | cs | TRUE
109 | LV_5219-1_0_6_line_109 |  | 104 | 116 | 0.0082012 | 0.125 | 0.08 | 261 | 0 | 0.364 | 1 | 1 | cs | TRUE
110 | LV_5219-1_0_6_line_110 |  | 105 | 113 | 0.0063122 | 0.125 | 0.08 | 261 | 0 | 0.364 | 1 | 5 | cs | TRUE
111 | LV_5219-1_0_6_line_111 |  | 107 | 108 | 0.003865 | 0.125 | 0.08 | 261 | 0 | 0.364 | 1 | 1 | cs | TRUE
112 | LV_5219-1_0_6_line_112 |  | 108 | 109 | 0.024157 | 0.125 | 0.08 | 261 | 0 | 0.364 | 1 | 1 | cs | TRUE
113 | LV_5219-1_0_6_line_113 |  | 109 | 110 | 0.0077368 | 0.125 | 0.08 | 261 | 0 | 0.364 | 1 | 1 | cs | TRUE
114 | LV_5219-1_0_6_line_114 |  | 110 | 111 | 0.016753 | 0.125 | 0.08 | 261 | 0 | 0.364 | 1 | 1 | cs | TRUE
115 | LV_5219-1_0_6_line_115 |  | 111 | 112 | 0.015425 | 0.125 | 0.08 | 261 | 0 | 0.364 | 1 | 1 | cs | TRUE
116 | LV_5219-1_0_6_line_116 |  | 113 | 114 | 0.00219 | 0.125 | 0.08 | 261 | 0 | 0.364 | 1 | 5 | cs | TRUE
117 | LV_5219-1_0_6_line_117 |  | 114 | 115 | 0.022496 | 0.125 | 0.08 | 261 | 0 | 0.364 | 1 | 5 | cs | TRUE
118 | LV_5219-1_0_6_line_118 |  | 116 | 117 | 0.007762 | 0.125 | 0.08 | 261 | 0 | 0.364 | 1 | 1 | cs | TRUE
119 | LV_5219-1_0_6_line_119 |  | 117 | 123 | 0.021874 | 0.125 | 0.08 | 261 | 0 | 0.364 | 1 | 1 | cs | TRUE
120 | LV_5219-1_0_6_line_120 |  | 118 | 119 | 0.0078112 | 0.125 | 0.08 | 261 | 0 | 0.364 | 1 | 1 | cs | TRUE
121 | LV_5219-1_0_6_line_121 |  | 119 | 120 | 0.016834 | 0.125 | 0.08 | 261 | 0 | 0.364 | 1 | 1 | cs | TRUE
122 | LV_5219-1_0_6_line_122 |  | 121 | 122 | 0.0033336 | 0.125 | 0.08 | 261 | 0 | 0.364 | 1 | 1 | cs | TRUE

## trafo
| name | std_type | hv_bus | lv_bus | sn_mva | vn_hv_kv | vn_lv_kv | vk_percent | vkr_percent | pfe_kw | i0_percent | shift_degree | tap_side | tap_neutral | tap_min | tap_max | tap_step_percent | tap_step_degree | tap_pos | tap_phase_shifter | parallel | df | in_service
0 | LV_5219-1_0_6_trafo_43 | 0.63 MVA 20/0.4 kV | 124 | 50 | 0.63 | 20 | 0.4 | 6 | 1.206 | 1.65 | 0.2619 | 150 | hv | 0 | -2 | 2 | 2.5 | 0 | 0 | FALSE | 1 | 1 | TRUE

## line_geodata
| x0 | y0 | x1 | y1 | x2 | y2 | x3 | y3 | x4 | y4 | x5 | y5 | x6 | y6 | x7 | y7 | x8 | y8 | x9 | y9 | x10 | y10 | x11 | y11 | x12 | y12 | x13 | y13 | x14 | y14 | x15 | y15 | x16 | y16
0 | 2719895.0058 | 1088300.7942 | 2719886.9337 | 1088311.2204 | 2719871.6455 | 1088341.385 | 2719867.3786 | 1088347.2941 | 2719861.0185 | 1088351.5496 | 2719854.3791 | 1088353.7777
1 | 2719831.0372 | 1088362.8006 | 2719839.706 | 1088358.7017 | 2719854.3791 | 1088353.7777
2 | 2719895.0058 | 1088300.7942 | 2719896.1246 | 1088308.9776 | 2719893.7806 | 1088317.8073
3 | 2719895.0058 | 1088300.7942 | 2719925.6454 | 1088276.6343
4 | 2719831.0372 | 1088362.8006 | 2719855.6364 | 1088398.6991
5 | 2719825.3346 | 1088354.9495 | 2719828.8143 | 1088358.6762 | 2719831.0372 | 1088362.8006
6 | 2719892.6052 | 1088322.2352 | 2719893.7806 | 1088317.8073
7 | 2719825.3346 | 1088354.9495 | 2719828.4761 | 1088349.8522 | 2719829.1885 | 1088346.3749
8 | 2719825.3346 | 1088354.9495 | 2719821.5983 | 1088353.2192 | 2719818.3569 | 1088353.1442 | 2719814.6756 | 1088354.5283 | 2719811.8651 | 1088358.5758 | 2719809.7843 | 1088367.7191 | 2719803.8131 | 1088394.7762 | 2719803.4691 | 1088409.0907 | 2719803.5792 | 1088410.5847
9 | 2719892.6052 | 1088322.2352 | 2719887.4595 | 1088341.6188 | 2719886.481 | 1088350.3279 | 2719887.3571 | 1088357.0499 | 2719889.4703 | 1088363.4638
10 | 2719829.1885 | 1088346.3749 | 2719803.9511 | 1088346.8007 | 2719799.2028 | 1088346.4292 | 2719787.7805 | 1088342.2237
11 | 2719829.1885 | 1088346.3749 | 2719829.0906 | 1088343.4709 | 2719827.1399 | 1088339.7076 | 2719810.8591 | 1088322.4606
12 | 2719803.5792 | 1088410.5847 | 2719804.7913 | 1088427.0405 | 2719808.7712 | 1088448.9023
13 | 2719901.1554 | 1088388.6371 | 2719892.7959 | 1088373.5576 | 2719889.4703 | 1088363.4638
14 | 2719797.2536 | 1088308.0476 | 2719810.8591 | 1088322.4606
15 | 2719808.7712 | 1088448.9023 | 2719811.2258 | 1088462.3857
16 | 2719916.8907 | 1088417.0217 | 2719901.1554 | 1088388.6371
17 | 2719976.121 | 1088448.063 | 2719974.5311 | 1088453.1574 | 2719971.9151 | 1088455.5965 | 2719966.641 | 1088457.1047 | 2719960.2968 | 1088456.6238 | 2719952.4144 | 1088453.4996 | 2719936.9589 | 1088443.7549 | 2719924.0806 | 1088429.9914 | 2719916.8907 | 1088417.0217
18 | 2719976.121 | 1088448.063 | 2719966.6409 | 1088435.8675 | 2719965.4773 | 1088432.7201
19 | 2719965.4773 | 1088432.7201 | 2719965.4773 | 1088432.7201 | 2719961.9974 | 1088399.8951 | 2719961.1084 | 1088386.3569 | 2719960.1906 | 1088378.6111 | 2719956.5791 | 1088368.5884 | 2719957.1696 | 1088358.6455
20 | 2719957.1696 | 1088358.6455 | 2719957.4966 | 1088353.14 | 2719959.8855 | 1088338.6102 | 2719962.2644 | 1088331.6744 | 2719965.6432 | 1088325.8207
21 | 2719978.1285 | 1088304.1899 | 2719965.6432 | 1088325.8207
22 | 2719978.1285 | 1088304.1899 | 2719998.088 | 1088324.3429
23 | 2719941.5698 | 1088661.1017 | 2719951.4887 | 1088591.1264
24 | 2719943.6441 | 1088663.6744 | 2719942.6905 | 1088662.1886 | 2719941.5698 | 1088661.1017
25 | 2719999.4573 | 1088325.7255 | 2719998.088 | 1088324.3429
26 | 2719790.6795 | 1088298.2274 | 2719762.6708 | 1088303.4578 | 2719758.1694 | 1088303.5471
27 | 2719790.6795 | 1088298.2274 | 2719785.2111 | 1088286.3559
28 | 2719790.6795 | 1088298.2274 | 2719796.7344 | 1088307.4976 | 2719797.2536 | 1088308.0476
29 | 2719785.2111 | 1088286.3559 | 2719789.1944 | 1088285 | 2719791.1669 | 1088285.2946 | 2719792.6004 | 1088286.9573 | 2719794.594 | 1088291.6999 | 2719798.2779 | 1088296.4869 | 2719799.9741 | 1088297.0206 | 2719802.7218 | 1088296.9524 | 2719806.6352 | 1088294.8168 | 2719807.4189 | 1088293.2311 | 2719807.3841 | 1088291.4514 | 2719802.17 | 1088276.1269 | 2719802.3143 | 1088273.917 | 2719803.5479 | 1088272.3402 | 2719805.7991 | 1088271.4839 | 2719807.9581 | 1088271.3708 | 2719809.9841 | 1088272.1
30 | 2719820.8614 | 1088286.2574 | 2719809.9841 | 1088272.1
31 | 2719813.8234 | 1088478.333 | 2719812.5129 | 1088469.4557 | 2719811.2258 | 1088462.3857
32 | 2719813.8234 | 1088478.333 | 2719815.5929 | 1088490.3199 | 2719815.6015 | 1088491.4988
33 | 2719815.207 | 1088507.9286 | 2719815.6999 | 1088504.9768 | 2719815.6015 | 1088491.4988
34 | 2719815.6015 | 1088491.4988 | 2719835.5894 | 1088485.7488
35 | 2719815.207 | 1088507.9286 | 2719813.6514 | 1088517.244
36 | 2719837.449 | 1088492.3012 | 2719835.5894 | 1088485.7488
37 | 2719813.6514 | 1088517.244 | 2719813.1053 | 1088520.5145 | 2719809.0831 | 1088528.9746 | 2719804.9017 | 1088534.8851
38 | 2719846.2024 | 1088523.1456 | 2719846.2024 | 1088523.1456 | 2719837.449 | 1088492.3012
39 | 2719804.0361 | 1088536.1088 | 2719804.9017 | 1088534.8851
40 | 2719804.0361 | 1088536.1088 | 2719799.6029 | 1088542.3752 | 2719797.4091 | 1088546.8811
41 | 2719788.1709 | 1088570.151 | 2719794.9057 | 1088552.0229 | 2719797.4091 | 1088546.8811
42 | 2719862.3272 | 1088590.803 | 2719857.6949 | 1088571.3668
43 | 2719869.3467 | 1088620.2561 | 2719862.3272 | 1088590.803
44 | 2719788.1709 | 1088570.151 | 2719787.9261 | 1088570.8099 | 2719779.7294 | 1088588.7724 | 2719779.768 | 1088589.0938
45 | 2719779.768 | 1088589.0938 | 2719781.728 | 1088605.4094
46 | 2719781.728 | 1088605.4094 | 2719782.1688 | 1088609.0792 | 2719782.4978 | 1088616.4019 | 2719781.3876 | 1088620.7832 | 2719774.9173 | 1088632.406
47 | 2719869.3467 | 1088620.2561 | 2719873.7451 | 1088638.7115
48 | 2719768.8755 | 1088644.2928 | 2719770.8444 | 1088639.7224 | 2719774.9173 | 1088632.406
49 | 2719768.8755 | 1088644.2928 | 2719767.4057 | 1088647.7048 | 2719766.7103 | 1088651.9312
50 | 2719878.8044 | 1088659.9396 | 2719873.7451 | 1088638.7115
51 | 2719878.8044 | 1088659.9396 | 2719885.4965 | 1088664.4079 | 2719889.6071 | 1088669.5703 | 2719897.1108 | 1088687.0273
52 | 2719878.8044 | 1088659.9396 | 2719880.349 | 1088663.5289
53 | 2719769.5038 | 1088672.8311 | 2719767.1242 | 1088665.156 | 2719765.9341 | 1088656.6488 | 2719766.7103 | 1088651.9312
54 | 2719772.1393 | 1088681.331 | 2719769.5038 | 1088672.8311
55 | 2719919.1612 | 1088711.4916 | 2719904.8548 | 1088698.8802 | 2719901.7855 | 1088695.5952 | 2719899.0644 | 1088691.5721 | 2719897.1108 | 1088687.0273
56 | 2719895.7913 | 1088699.4131 | 2719880.349 | 1088663.5289
57 | 2719930.729 | 1088728.3765 | 2719930.2213 | 1088726.8552 | 2719928.0161 | 1088720.6629 | 2719923.3303 | 1088715.1667 | 2719919.1612 | 1088711.4916
58 | 2719895.7913 | 1088699.4131 | 2719877.9034 | 1088706.0205
59 | 2719834.247 | 1088736.4736 | 2719810.7459 | 1088726.5641
60 | 2719834.247 | 1088736.4736 | 2719875.1722 | 1088732.1027
61 | 2719810.569 | 1088726.4895 | 2719810.7459 | 1088726.5641
62 | 2719875.1722 | 1088732.1027 | 2719871.4822 | 1088717.7584 | 2719871.4337 | 1088715.9214
63 | 2719875.1722 | 1088732.1027 | 2719876.2983 | 1088736.4804
64 | 2719930.729 | 1088728.3765 | 2719932.2795 | 1088733.0223 | 2719935.6418 | 1088736.0018 | 2719939.5981 | 1088737.5808 | 2719943.9152 | 1088736.9877 | 2719948.1722 | 1088734.3253 | 2719950.2632 | 1088730.5749 | 2719950.3766 | 1088729.9208
65 | 2719871.4337 | 1088715.9214 | 2719871.3711 | 1088713.5533 | 2719872.6945 | 1088709.7767 | 2719875.1299 | 1088707.0449 | 2719877.9034 | 1088706.0205
66 | 2719772.1393 | 1088681.331 | 2719775.768 | 1088693.0346 | 2719776.7181 | 1088695.0164
67 | 2719785.4801 | 1088708.8904 | 2719779.2553 | 1088700.3084 | 2719776.7181 | 1088695.0164
68 | 2719796.0971 | 1088720.3873 | 2719789.2699 | 1088714.1152 | 2719785.4801 | 1088708.8904
69 | 2719796.0971 | 1088720.3873 | 2719798.1814 | 1088722.5484
70 | 2719796.0971 | 1088720.3873 | 2719810.569 | 1088726.4895
71 | 2719812.1578 | 1088776.6411 | 2719816.4532 | 1088766.0535 | 2719817.7172 | 1088759.7739 | 2719818.2318 | 1088753.7354 | 2719817.6909 | 1088748.5099 | 2719815.2531 | 1088742.7023 | 2719810.9747 | 1088735.8132 | 2719798.1814 | 1088722.5484
72 | 2719812.0748 | 1088987.5456 | 2719795.6556 | 1088987.011 | 2719779.4034 | 1088982.3323 | 2719766.8769 | 1088978.7166 | 2719749.4742 | 1088971.0021 | 2719737.8715 | 1088962.4033
73 | 2719812.6713 | 1088923.0008 | 2719812.0748 | 1088987.5456
74 | 2719812.0748 | 1088987.5456 | 2719827.7258 | 1089018.4088 | 2719830.0574 | 1089025.2706 | 2719830.0574 | 1089025.2706
75 | 2719812.6713 | 1088923.0008 | 2719806.8821 | 1088897.1241 | 2719805.2691 | 1088859.2879
76 | 2719812.6713 | 1088923.0008 | 2719829.2006 | 1088942.7623 | 2719834.9461 | 1088961.3653
77 | 2719830.0574 | 1089025.2706 | 2719833.7543 | 1089044.3346 | 2719836.2051 | 1089056.9585 | 2719843.7635 | 1089089.6487
78 | 2719805.2691 | 1088859.2879 | 2719806.243 | 1088852.7692 | 2719807.1355 | 1088849.4344
79 | 2719805.2691 | 1088859.2879 | 2719815.1195 | 1088875.5044 | 2719835.0468 | 1088901.5595
80 | 2719841.2872 | 1088981.8969 | 2719834.9461 | 1088961.3653
81 | 2719809.0038 | 1088823.7347 | 2719809.4575 | 1088831.3507 | 2719809.4284 | 1088837.1653 | 2719808.395 | 1088844.7281 | 2719807.1355 | 1088849.4344
82 | 2719846.7012 | 1088935.1782 | 2719845.0672 | 1088931.1887 | 2719835.0468 | 1088901.5595
83 | 2719844.0579 | 1088990.868 | 2719841.2872 | 1088981.8969
84 | 2719844.0579 | 1088990.868 | 2719847.0806 | 1089000.6551 | 2719860.1737 | 1089043.1032
85 | 2719864.9095 | 1089058.4568 | 2719860.1737 | 1089043.1032
86 | 2719873.0741 | 1089084.9264 | 2719864.9095 | 1089058.4568
87 | 2719940.2925 | 1088974.8503 | 2719936.7817 | 1088959.5002
88 | 2719936.7817 | 1088959.5002 | 2719935.4032 | 1088953.4726 | 2719932.0431 | 1088942.6336
89 | 2719873.0741 | 1089084.9264 | 2719907.3932 | 1089093.1034
90 | 2719907.3932 | 1089093.1034 | 2719958.3358 | 1089045.1724
91 | 2719807.6184 | 1088800.4856 | 2719809.0038 | 1088823.7347
92 | 2719931.1108 | 1088939.6261 | 2719932.0431 | 1088942.6336
93 | 2719931.1108 | 1088939.6261 | 2719922.8002 | 1088912.8179 | 2719919.0565 | 1088902.1864
94 | 2719919.0565 | 1088902.1864 | 2720058.4904 | 1088848.1032
95 | 2719919.0565 | 1088902.1864 | 2719909.1415 | 1088874.0304
96 | 2719901.9224 | 1088845.8857 | 2719901.8491 | 1088850.1832 | 2719906.3745 | 1088866.1725 | 2719909.1415 | 1088874.0304
97 | 2719906.7335 | 1088821.857 | 2719902.0499 | 1088838.4233 | 2719901.9224 | 1088845.8857
98 | 2719867.3902 | 1088828.5671 | 2719901.9224 | 1088845.8857
99 | 2719906.7335 | 1088821.857 | 2719907.545 | 1088818.9868
100 | 2719847.7755 | 1088831.5274 | 2719867.3902 | 1088828.5671
101 | 2719907.545 | 1088818.9868 | 2719909.3463 | 1088812.6155 | 2719911.0118 | 1088796.6037 | 2719910.2773 | 1088783.6308
102 | 2719847.7755 | 1088831.5274 | 2719847.3787 | 1088829.7459
103 | 2719847.7755 | 1088831.5274 | 2719850.0778 | 1088842.6361 | 2719851.2936 | 1088846.4745
104 | 2719863.4146 | 1088868.9172 | 2719857.8997 | 1088859.7634
105 | 2719857.8997 | 1088859.7634 | 2719852.8456 | 1088851.3745 | 2719852.3002 | 1088849.6525
106 | 2719908.7969 | 1088761.4773 | 2719909.5502 | 1088770.79 | 2719910.2773 | 1088783.6308
107 | 2719839.9354 | 1088792.6876 | 2719839.7711 | 1088789.7292 | 2719840.2256 | 1088784.3788 | 2719841.32 | 1088778.0515 | 2719844.155 | 1088770.9431
108 | 2719844.155 | 1088770.9431 | 2719879.4599 | 1088767.2059
109 | 2719840.9352 | 1088800.8187 | 2719840.7554 | 1088800.0114 | 2719840.0517 | 1088794.7827 | 2719839.9354 | 1088792.6876
110 | 2719879.4599 | 1088767.2059 | 2719879.4404 | 1088760.8937
111 | 2719951.0369 | 1088726.1127 | 2719950.3766 | 1088729.9208
112 | 2719951.0369 | 1088726.1127 | 2719952.784 | 1088716.0366 | 2719952.9661 | 1088703.2645 | 2719952.8753 | 1088702.1111
113 | 2719952.8753 | 1088702.1111 | 2719952.2685 | 1088694.3982
114 | 2719952.2685 | 1088694.3982 | 2719951.8744 | 1088689.3887 | 2719949.3232 | 1088677.9419
115 | 2719943.6441 | 1088663.6744 | 2719945.2419 | 1088666.1639 | 2719949.2659 | 1088677.6846 | 2719949.3232 | 1088677.9419
116 | 2719879.4404 | 1088760.8937 | 2719879.4336 | 1088758.7037
117 | 2719876.2983 | 1088736.4804 | 2719877.1169 | 1088739.6626 | 2719879.4231 | 1088755.2968 | 2719879.4336 | 1088758.7037
118 | 2719842.6229 | 1088808.395 | 2719840.9352 | 1088800.8187
119 | 2719842.6229 | 1088808.395 | 2719847.3787 | 1088829.7459
120 | 2719812.1578 | 1088776.6411 | 2719809.2212 | 1088783.8792
121 | 2719807.6184 | 1088800.4856 | 2719807.2129 | 1088793.68 | 2719808.029 | 1088788.4812 | 2719809.2212 | 1088783.8792 | 2719809.2212 | 1088783.8792
122 | 2719851.2936 | 1088846.4745 | 2719852.3002 | 1088849.6525

## bus_geodata
| x | y | coords
0 | 2719854.3791 | 1088353.7777
1 | 2719895.0058 | 1088300.7942
2 | 2719831.0372 | 1088362.8006
3 | 2719893.7806 | 1088317.8073
4 | 2719925.6454 | 1088276.6343
5 | 2719855.6364 | 1088398.6991
6 | 2719825.3346 | 1088354.9495
7 | 2719892.6052 | 1088322.2352
8 | 2719829.1885 | 1088346.3749
9 | 2719803.5792 | 1088410.5847
10 | 2719889.4703 | 1088363.4638
11 | 2719787.7805 | 1088342.2237
12 | 2719810.8591 | 1088322.4606
13 | 2719808.7712 | 1088448.9023
14 | 2719901.1554 | 1088388.6371
15 | 2719916.8907 | 1088417.0217
16 | 2719976.121 | 1088448.063
17 | 2719965.4773 | 1088432.7201
18 | 2719957.1696 | 1088358.6455
19 | 2719965.6432 | 1088325.8207
20 | 2719978.1285 | 1088304.1899
21 | 2719951.4887 | 1088591.1263
22 | 2719941.5698 | 1088661.1017
23 | 2719998.088 | 1088324.3429
24 | 2719999.4573 | 1088325.7255
25 | 2719758.1694 | 1088303.5471
26 | 2719790.6795 | 1088298.2274
27 | 2719785.2111 | 1088286.3559
28 | 2719797.2536 | 1088308.0476
29 | 2719809.9841 | 1088272.1
30 | 2719820.8614 | 1088286.2574
31 | 2719811.2258 | 1088462.3857
32 | 2719813.8234 | 1088478.333
33 | 2719815.6015 | 1088491.4988
34 | 2719815.207 | 1088507.9286
35 | 2719835.5894 | 1088485.7488
36 | 2719813.6514 | 1088517.244
37 | 2719837.449 | 1088492.3012
38 | 2719846.2024 | 1088523.1456
39 | 2719804.9017 | 1088534.8851
40 | 2719804.0361 | 1088536.1088
41 | 2719797.4091 | 1088546.8811
42 | 2719857.6949 | 1088571.3668
43 | 2719862.3272 | 1088590.803
44 | 2719788.1709 | 1088570.151
45 | 2719779.768 | 1088589.0938
46 | 2719781.728 | 1088605.4094
47 | 2719869.3467 | 1088620.2561
48 | 2719774.9173 | 1088632.406
49 | 2719768.8755 | 1088644.2928
50 | 2719873.7451 | 1088638.7115
51 | 2719878.8044 | 1088659.9396
52 | 2719766.7103 | 1088651.9312
53 | 2719769.5038 | 1088672.8311
54 | 2719897.1108 | 1088687.0273
55 | 2719880.349 | 1088663.5289
56 | 2719919.1612 | 1088711.4916
57 | 2719895.7913 | 1088699.4131
58 | 2719834.247 | 1088736.4736
59 | 2719810.7459 | 1088726.5641
60 | 2719875.1722 | 1088732.1027
61 | 2719930.729 | 1088728.3765
62 | 2719877.9034 | 1088706.0205
63 | 2719772.1393 | 1088681.331
64 | 2719776.7181 | 1088695.0164
65 | 2719785.4801 | 1088708.8904
66 | 2719796.0971 | 1088720.3873
67 | 2719798.1814 | 1088722.5484
68 | 2719810.569 | 1088726.4895
69 | 2719737.8715 | 1088962.4033
70 | 2719812.0748 | 1088987.5456
71 | 2719812.6713 | 1088923.0008
72 | 2719830.0574 | 1089025.2706
73 | 2719805.2691 | 1088859.2879
74 | 2719834.9461 | 1088961.3653
75 | 2719843.7635 | 1089089.6487
76 | 2719807.1355 | 1088849.4344
77 | 2719835.0468 | 1088901.5595
78 | 2719841.2872 | 1088981.8969
79 | 2719844.0579 | 1088990.868
80 | 2719860.1737 | 1089043.1032
81 | 2719864.9095 | 1089058.4568
82 | 2719940.2925 | 1088974.8503
83 | 2719936.7817 | 1088959.5002
84 | 2719873.0741 | 1089084.9264
85 | 2719907.3932 | 1089093.1034
86 | 2719809.0038 | 1088823.7347
87 | 2719846.7012 | 1088935.1782
88 | 2719958.3358 | 1089045.1724
89 | 2719932.0431 | 1088942.6336
90 | 2719931.1108 | 1088939.6261
91 | 2719919.0565 | 1088902.1864
92 | 2719901.9225 | 1088845.8857
93 | 2719909.1415 | 1088874.0304
94 | 2719906.7335 | 1088821.857
95 | 2719867.3902 | 1088828.5671
96 | 2719907.545 | 1088818.9868
97 | 2719847.7755 | 1088831.5274
98 | 2720058.4904 | 1088848.1032
99 | 2719863.4146 | 1088868.9172
100 | 2719857.8997 | 1088859.7634
101 | 2719910.2773 | 1088783.6308
102 | 2719908.7969 | 1088761.4773
103 | 2719844.155 | 1088770.9431
104 | 2719839.9354 | 1088792.6876
105 | 2719879.4599 | 1088767.2059
106 | 2719871.4337 | 1088715.9214
107 | 2719950.3766 | 1088729.9208
108 | 2719951.0369 | 1088726.1127
109 | 2719952.8753 | 1088702.1111
110 | 2719952.2685 | 1088694.3982
111 | 2719949.3232 | 1088677.9419
112 | 2719943.6441 | 1088663.6744
113 | 2719879.4404 | 1088760.8937
114 | 2719879.4336 | 1088758.7037
115 | 2719876.2983 | 1088736.4804
116 | 2719840.9352 | 1088800.8187
117 | 2719842.6229 | 1088808.395
118 | 2719812.1578 | 1088776.6411
119 | 2719809.2212 | 1088783.8792
120 | 2719807.6185 | 1088800.4856
121 | 2719852.3002 | 1088849.6525
122 | 2719851.2936 | 1088846.4745
123 | 2719847.3787 | 1088829.7459
124 | 2719878.8044 | 1088659.9396

## line_std_types
| c_nf_per_km | r_ohm_per_km | x_ohm_per_km | max_i_ka | type | q_mm2 | alpha | voltage_rating
NAYY 4x50 SE | 210 | 0.642 | 0.083 | 0.142 | cs | 50 | 0.00403 | LV
NAYY 4x120 SE | 264 | 0.225 | 0.08 | 0.242 | cs | 120 | 0.00403 | LV
NAYY 4x150 SE | 261 | 0.208 | 0.08 | 0.27 | cs | 150 | 0.00403 | LV
NA2XS2Y 1x95 RM/25 12/20 kV | 216 | 0.313 | 0.132 | 0.252 | cs | 95 | 0.00403 | MV
NA2XS2Y 1x185 RM/25 12/20 kV | 273 | 0.161 | 0.117 | 0.362 | cs | 185 | 0.00403 | MV
NA2XS2Y 1x240 RM/25 12/20 kV | 304 | 0.122 | 0.112 | 0.421 | cs | 240 | 0.00403 | MV
NA2XS2Y 1x95 RM/25 6/10 kV | 315 | 0.313 | 0.123 | 0.249 | cs | 95 | 0.00403 | MV
NA2XS2Y 1x185 RM/25 6/10 kV | 406 | 0.161 | 0.11 | 0.358 | cs | 185 | 0.00403 | MV
NA2XS2Y 1x240 RM/25 6/10 kV | 456 | 0.122 | 0.105 | 0.416 | cs | 240 | 0.00403 | MV
NA2XS2Y 1x150 RM/25 12/20 kV | 250 | 0.206 | 0.116 | 0.319 | cs | 150 | 0.00403 | MV
NA2XS2Y 1x120 RM/25 12/20 kV | 230 | 0.253 | 0.119 | 0.283 | cs | 120 | 0.00403 | MV
NA2XS2Y 1x70 RM/25 12/20 kV | 190 | 0.443 | 0.132 | 0.22 | cs | 70 | 0.00403 | MV
NA2XS2Y 1x150 RM/25 6/10 kV | 360 | 0.206 | 0.11 | 0.315 | cs | 150 | 0.00403 | MV
NA2XS2Y 1x120 RM/25 6/10 kV | 340 | 0.253 | 0.113 | 0.28 | cs | 120 | 0.00403 | MV
NA2XS2Y 1x70 RM/25 6/10 kV | 280 | 0.443 | 0.123 | 0.217 | cs | 70 | 0.00403 | MV
N2XS(FL)2Y 1x120 RM/35 64/110 kV | 112 | 0.153 | 0.166 | 0.366 | cs | 120 | 0.00393 | HV
N2XS(FL)2Y 1x185 RM/35 64/110 kV | 125 | 0.099 | 0.156 | 0.457 | cs | 185 | 0.00393 | HV
N2XS(FL)2Y 1x240 RM/35 64/110 kV | 135 | 0.075 | 0.149 | 0.526 | cs | 240 | 0.00393 | HV
N2XS(FL)2Y 1x300 RM/35 64/110 kV | 144 | 0.06 | 0.144 | 0.588 | cs | 300 | 0.00393 | HV
15-AL1/3-ST1A 0.4 | 11 | 1.8769 | 0.35 | 0.105 | ol | 16 | 0.00403 | LV
24-AL1/4-ST1A 0.4 | 11.25 | 1.2012 | 0.335 | 0.14 | ol | 24 | 0.00403 | LV
48-AL1/8-ST1A 0.4 | 12.2 | 0.5939 | 0.3 | 0.21 | ol | 48 | 0.00403 | LV
94-AL1/15-ST1A 0.4 | 13.2 | 0.306 | 0.29 | 0.35 | ol | 94 | 0.00403 | LV
34-AL1/6-ST1A 10.0 | 9.7 | 0.8342 | 0.36 | 0.17 | ol | 34 | 0.00403 | MV
48-AL1/8-ST1A 10.0 | 10.1 | 0.5939 | 0.35 | 0.21 | ol | 48 | 0.00403 | MV
70-AL1/11-ST1A 10.0 | 10.4 | 0.4132 | 0.339 | 0.29 | ol | 70 | 0.00403 | MV
94-AL1/15-ST1A 10.0 | 10.75 | 0.306 | 0.33 | 0.35 | ol | 94 | 0.00403 | MV
122-AL1/20-ST1A 10.0 | 11.1 | 0.2376 | 0.323 | 0.41 | ol | 122 | 0.00403 | MV
149-AL1/24-ST1A 10.0 | 11.25 | 0.194 | 0.315 | 0.47 | ol | 149 | 0.00403 | MV
34-AL1/6-ST1A 20.0 | 9.15 | 0.8342 | 0.382 | 0.17 | ol | 34 | 0.00403 | MV
48-AL1/8-ST1A 20.0 | 9.5 | 0.5939 | 0.372 | 0.21 | ol | 48 | 0.00403 | MV
70-AL1/11-ST1A 20.0 | 9.7 | 0.4132 | 0.36 | 0.29 | ol | 70 | 0.00403 | MV
94-AL1/15-ST1A 20.0 | 10 | 0.306 | 0.35 | 0.35 | ol | 94 | 0.00403 | MV
122-AL1/20-ST1A 20.0 | 10.3 | 0.2376 | 0.344 | 0.41 | ol | 122 | 0.00403 | MV
149-AL1/24-ST1A 20.0 | 10.5 | 0.194 | 0.337 | 0.47 | ol | 149 | 0.00403 | MV
184-AL1/30-ST1A 20.0 | 10.75 | 0.1571 | 0.33 | 0.535 | ol | 184 | 0.00403 | MV
243-AL1/39-ST1A 20.0 | 11 | 0.1188 | 0.32 | 0.645 | ol | 243 | 0.00403 | MV
48-AL1/8-ST1A 110.0 | 8 | 0.5939 | 0.46 | 0.21 | ol | 48 | 0.00403 | HV
70-AL1/11-ST1A 110.0 | 8.4 | 0.4132 | 0.45 | 0.29 | ol | 70 | 0.00403 | HV
94-AL1/15-ST1A 110.0 | 8.65 | 0.306 | 0.44 | 0.35 | ol | 94 | 0.00403 | HV
122-AL1/20-ST1A 110.0 | 8.5 | 0.2376 | 0.43 | 0.41 | ol | 122 | 0.00403 | HV
149-AL1/24-ST1A 110.0 | 8.75 | 0.194 | 0.41 | 0.47 | ol | 149 | 0.00403 | HV
184-AL1/30-ST1A 110.0 | 8.8 | 0.1571 | 0.4 | 0.535 | ol | 184 | 0.00403 | HV
243-AL1/39-ST1A 110.0 | 9 | 0.1188 | 0.39 | 0.645 | ol | 243 | 0.00403 | HV
305-AL1/39-ST1A 110.0 | 9.2 | 0.0949 | 0.38 | 0.74 | ol | 305 | 0.00403 | HV
490-AL1/64-ST1A 110.0 | 9.75 | 0.059 | 0.37 | 0.96 | ol | 490 | 0.00403 | HV
679-AL1/86-ST1A 110.0 | 9.95 | 0.042 | 0.36 | 1.15 | ol | 679 | 0.00403 | HV
490-AL1/64-ST1A 220.0 | 10 | 0.059 | 0.285 | 0.96 | ol | 490 | 0.00403 | HV
679-AL1/86-ST1A 220.0 | 11.7 | 0.042 | 0.275 | 1.15 | ol | 679 | 0.00403 | HV
490-AL1/64-ST1A 380.0 | 11 | 0.059 | 0.253 | 0.96 | ol | 490 | 0.00403 | HV
679-AL1/86-ST1A 380.0 | 14.6 | 0.042 | 0.25 | 1.15 | ol | 679 | 0.00403 | HV

## trafo_std_types
| i0_percent | pfe_kw | vkr_percent | sn_mva | vn_lv_kv | vn_hv_kv | vk_percent | shift_degree | vector_group | tap_side | tap_neutral | tap_min | tap_max | tap_step_degree | tap_step_percent | tap_phase_shifter
160 MVA 380/110 kV | 0.06 | 60 | 0.25 | 160 | 110 | 380 | 12.2 | 0 | Yy0 | hv | 0 | -9 | 9 | 0 | 1.5 | FALSE
100 MVA 220/110 kV | 0.06 | 55 | 0.26 | 100 | 110 | 220 | 12 | 0 | Yy0 | hv | 0 | -9 | 9 | 0 | 1.5 | FALSE
63 MVA 110/20 kV | 0.04 | 22 | 0.32 | 63 | 20 | 110 | 18 | 150 | YNd5 | hv | 0 | -9 | 9 | 0 | 1.5 | FALSE
40 MVA 110/20 kV | 0.05 | 18 | 0.34 | 40 | 20 | 110 | 16.2 | 150 | YNd5 | hv | 0 | -9 | 9 | 0 | 1.5 | FALSE
25 MVA 110/20 kV | 0.07 | 14 | 0.41 | 25 | 20 | 110 | 12 | 150 | YNd5 | hv | 0 | -9 | 9 | 0 | 1.5 | FALSE
63 MVA 110/10 kV | 0.04 | 22 | 0.32 | 63 | 10 | 110 | 18 | 150 | YNd5 | hv | 0 | -9 | 9 | 0 | 1.5 | FALSE
40 MVA 110/10 kV | 0.05 | 18 | 0.34 | 40 | 10 | 110 | 16.2 | 150 | YNd5 | hv | 0 | -9 | 9 | 0 | 1.5 | FALSE
25 MVA 110/10 kV | 0.07 | 14 | 0.41 | 25 | 10 | 110 | 12 | 150 | YNd5 | hv | 0 | -9 | 9 | 0 | 1.5 | FALSE
0.25 MVA 20/0.4 kV | 0.32 | 0.8 | 1.44 | 0.25 | 0.4 | 20 | 6 | 150 | Yzn5 | hv | 0 | -2 | 2 | 0 | 2.5 | FALSE
0.4 MVA 20/0.4 kV | 0.3375 | 1.35 | 1.425 | 0.4 | 0.4 | 20 | 6 | 150 | Dyn5 | hv | 0 | -2 | 2 | 0 | 2.5 | FALSE
0.63 MVA 20/0.4 kV | 0.2619 | 1.65 | 1.206 | 0.63 | 0.4 | 20 | 6 | 150 | Dyn5 | hv | 0 | -2 | 2 | 0 | 2.5 | FALSE
0.25 MVA 10/0.4 kV | 0.24 | 0.6 | 1.2 | 0.25 | 0.4 | 10 | 4 | 150 | Dyn5 | hv | 0 | -2 | 2 | 0 | 2.5 | FALSE
0.4 MVA 10/0.4 kV | 0.2375 | 0.95 | 1.325 | 0.4 | 0.4 | 10 | 4 | 150 | Dyn5 | hv | 0 | -2 | 2 | 0 | 2.5 | FALSE
0.63 MVA 10/0.4 kV | 0.1873 | 1.18 | 1.0794 | 0.63 | 0.4 | 10 | 4 | 150 | Dyn5 | hv | 0 | -2 | 2 | 0 | 2.5 | FALSE

## trafo3w_std_types
| sn_hv_mva | sn_mv_mva | sn_lv_mva | vn_hv_kv | vn_mv_kv | vn_lv_kv | vk_hv_percent | vk_mv_percent | vk_lv_percent | vkr_hv_percent | vkr_mv_percent | vkr_lv_percent | pfe_kw | i0_percent | shift_mv_degree | shift_lv_degree | vector_group | tap_side | tap_neutral | tap_min | tap_max | tap_step_percent
63/25/38 MVA 110/20/10 kV | 63 | 25 | 38 | 110 | 20 | 10 | 10.4 | 10.4 | 10.4 | 0.28 | 0.32 | 0.35 | 35 | 0.89 | 0 | 0 | YN0yn0yn0 | hv | 0 | -10 | 10 | 1.2
63/25/38 MVA 110/10/10 kV | 63 | 25 | 38 | 110 | 10 | 10 | 10.4 | 10.4 | 10.4 | 0.28 | 0.32 | 0.35 | 35 | 0.89 | 0 | 0 | YN0yn0yn0 | hv | 0 | -10 | 10 | 1.2

## fuse_std_types
| fuse_type | i_rated_a | t_avg | t_min | t_total | x_avg | x_min | x_total
HV 100A | HV 100A | 100 | 0 | [10.0, 3.64, 0.854, 0.281, 0.1, 0.0531, 0.022, 0.01] | [10.0, 4.267, 1.21, 0.403, 0.1, 0.058, 0.022, 0.01] | 0 | [300.0, 350.0, 450.0, 550.0, 700.0, 850.0, 1200.0, 1752.0] | [600.0, 700.0, 900.0, 1150.0, 1665.0, 2000.0, 3000.0, 4313.0]
HV 10A | HV 10A | 10 | 0 | [10.0, 1675.0, 0.344, 0.156, 0.1, 0.0417, 0.0171, 0.01] | [10.0, 1.3, 0.3, 0.155, 0.1, 0.0555, 0.023, 0.01] | 0 | [30.0, 32.0, 35.0, 37.0, 39.0, 50.0, 70.0, 88.0] | [60.0, 70.0, 80.0, 87.0, 94.0, 110.0, 150.0, 216.0]
HV 125A | HV 125A | 125 | 0 | [10.0, 1.82, 0.344, 0.1, 0.0467, 0.0269, 0.01] | [10.0, 2.478, 0.426, 0.1, 0.0427, 0.0211, 0.01] | 0 | [375.0, 500.0, 700.0, 925.0, 1200.0, 1500.0, 2341.0] | [750.0, 1000.0, 1500.0, 2200.0, 3000.0, 4000.0, 5765.0]
HV 160A | HV 160A | 160 | 0 | [10.0, 4.15, 1.03, 0.198, 0.1, 0.051, 0.0172, 0.01] | [10.0, 2.3, 0.734, 0.274, 0.1, 0.046, 0.0177, 0.01] | 0 | [480.0, 550.0, 700.0, 1000.0, 1260.0, 1600.0, 2500.0, 3227.0] | [960.0, 1300.0, 1700.0, 2200.0, 2996.0, 4000.0, 6000.0, 7946.0]
HV 16A | HV 16A | 16 | 0 | [10.0, 0.352, 0.164, 0.1, 0.0649, 0.0342, 0.01] | [10.0, 2.34, 0.722, 0.181, 0.1, 0.055, 0.0296, 0.01] | 0 | [48.0, 60.0, 65.0, 71.0, 80.0, 100.0, 162.0] | [96.0, 110.0, 125.0, 150.0, 168.0, 200.0, 250.0, 398.0]
HV 200A | HV 200A | 200 | 0 | [10.0, 4.267, 1.21, 0.403, 0.1, 0.058, 0.022, 0.01] | [10.0, 3.73, 1.654, 0.328, 0.1, 0.0531, 0.019, 0.01] | 0 | [600.0, 700.0, 900.0, 1150.0, 1665.0, 2000.0, 3000.0, 4313.0] | [1200.0, 1500.0, 1800.0, 2700.0, 3960.0, 5000.0, 7500.0, 10620.0]
HV 20A | HV 20A | 20 | 0 | [10.0, 1.3, 0.3, 0.155, 0.1, 0.0555, 0.023, 0.01] | [10.0, 1.3, 0.161, 0.1, 0.0611, 0.0399, 0.0141, 0.01] | 0 | [60.0, 70.0, 80.0, 87.0, 94.0, 110.0, 150.0, 216.0] | [120.0, 150.0, 200.0, 223.0, 260.0, 300.0, 450.0, 532.0]
HV 25A | HV 25A | 25 | 0 | [10.0, 2.512, 0.833, 0.299, 0.1, 0.0372, 0.0223, 0.01] | [10.0, 3.125, 0.597, 0.198, 0.1, 0.0378, 0.022, 0.01] | 0 | [75.0, 82.0, 90.0, 100.0, 124.0, 170.0, 200.0, 289.0] | [150.0, 170.0, 210.0, 250.0, 294.0, 400.0, 500.0, 711.0]
HV 31.5A | HV 31.5A | 31.5 | 0 | [10.0, 2.34, 0.722, 0.181, 0.1, 0.055, 0.0296, 0.01] | [10.0, 2.84, 0.368, 0.164, 0.1, 0.0621, 0.0378, 0.0195, 0.01] | 0 | [95.0, 110.0, 125.0, 150.0, 165.0, 200.0, 250.0, 390.0] | [189.0, 220.0, 300.0, 350.0, 393.0, 450.0, 530.0, 700.0, 960.0]
HV 40A | HV 40A | 40 | 0 | [10.0, 1.3, 0.161, 0.1, 0.0611, 0.0399, 0.0141, 0.01] | [10.0, 2.05, 0.369, 0.198, 0.1, 0.051, 0.0298, 0.01] | 0 | [120.0, 150.0, 200.0, 223.0, 260.0, 300.0, 450.0, 532.0] | [240.0, 300.0, 400.0, 450.0, 530.0, 650.0, 800.0, 1311.0]
HV 50A | HV 50A | 50 | 0 | [10.0, 3.215, 0.597, 0.198, 0.1, 0.0378, 0.022, 0.01] | [10.0, 3.64, 0.854, 0.281, 0.1, 0.0531, 0.022, 0.01] | 0 | [150.0, 170.0, 210.0, 250.0, 294.0, 400.0, 500.0, 711.0] | [300.0, 350.0, 450.0, 550.0, 700.0, 850.0, 1200.0, 1752.0]
HV 6.3A | HV 6.3A | 6.3 | 0 | [10.0, 1.39, 0.344, 0.168, 0.1, 0.056, 0.0263, 0.01] | [10.0, 1.711, 0.516, 0.198, 0.1, 0.0634, 0.0303, 0.01] | 0 | [19.0, 19.5, 20.4, 20.8, 22.0, 25.0, 32.0, 48.0] | [38.0, 40.0, 43.0, 48.0, 53.0, 60.0, 75.0, 118.0]
HV 63A | HV 63A | 63 | 0 | [10.0, 2.84, 0.368, 0.164, 0.1, 0.0621, 0.0378, 0.0195, 0.01] | [10.0, 1.82, 0.344, 0.1, 0.0467, 0.0269, 0.01] | 0 | [189.0, 220.0, 300.0, 350.0, 393.0, 450.0, 530.0, 700.0, 961.0] | [378.0, 500.0, 700.0, 934.0, 1200.0, 1500.0, 2366.0]
HV 80A | HV 80A | 80 | 0 | [10.0, 2.05, 0.369, 0.198, 0.1, 0.051, 0.0298, 0.01] | [10.0, 4.15, 1.03, 0.198, 0.1, 0.051, 0.0172, 0.01] | 0 | [240.0, 300.0, 400.0, 450.0, 530.0, 650.0, 800.0, 1311.0] | [480.0, 550.0, 700.0, 1000.0, 1260.0, 1600.0, 2500.0, 3227.0]
Siemens NH-1-100 | Siemens NH-1-100 | 100 | [5400.0, 2000.0, 400.0, 20.0, 1.0, 0.2, 0.012, 0.004] | 0 | 0 | [150.0, 190.0, 250.0, 430.0, 900.0, 1250.0, 2700.0, 3600.0] | 0 | 0
Siemens NH-1-125 | Siemens NH-1-125 | 125 | [4800.0, 120.0, 7.0, 0.1, 0.004] | 0 | 0 | [180.0, 400.0, 740.0, 2000.0, 4250.0] | 0 | 0
Siemens NH-1-16 | Siemens NH-1-16 | 16 | [4000.0, 400.0, 2.0, 0.1, 0.04, 0.01] | 0 | 0 | [26.0, 35.0, 75.0, 150.0, 200.0, 300.0] | 0 | 0
Siemens NH-1-160 | Siemens NH-1-160 | 160 | [4800.0, 120.0, 7.0, 0.1, 0.004] | 0 | 0 | [210.0, 500.0, 900.0, 2300.0, 5000.0] | 0 | 0
Siemens NH-1-25 | Siemens NH-1-25 | 25 | [4000.0, 1000.0, 10.0, 0.2, 0.02, 0.01] | 0 | 0 | [40.0, 50.0, 100.0, 210.0, 400.0, 500.0] | 0 | 0
Siemens NH-1-50 | Siemens NH-1-50 | 50 | [4000.0, 40.0, 4.0, 1.0, 0.02, 0.01] | 0 | 0 | [86.0, 200.0, 300.0, 400.0, 1000.0, 1280.0] | 0 | 0
Siemens NH-1-63 | Siemens NH-1-63 | 63 | [4000.0, 100.0, 10.0, 2.0, 0.04, 0.01] | 0 | 0 | [100.0, 200.0, 300.0, 400.0, 1000.0, 1500.0] | 0 | 0
Siemens NH-1-80 | Siemens NH-1-80 | 80 | [4800.0, 120.0, 7.0, 0.1, 0.01] | 0 | 0 | [150.58, 250.0, 450.0, 1150.0, 2470.0] | 0 | 0
Siemens NH-2-1000 | Siemens NH-2-1000 | 1000 | [4800.0, 120.0, 7.0, 0.1, 0.004] | 0 | 0 | [1900.0, 3500.0, 8400.0, 24000.0, 52000.0] | 0 | 0
Siemens NH-2-200 | Siemens NH-2-200 | 200 | [4800.0, 120.0, 7.0, 0.1, 0.004] | 0 | 0 | [280.0, 650.0, 1200.0, 3000.0, 7000.0] | 0 | 0
Siemens NH-2-224 | Siemens NH-2-224 | 224 | [4800.0, 120.0, 7.0, 0.2, 0.04, 0.004] | 0 | 0 | [400.0, 750.0, 1453.0, 3025.0, 4315.0, 7600.0] | 0 | 0
Siemens NH-2-250 | Siemens NH-2-250 | 250 | [4800.0, 120.0, 7.0, 0.1, 0.004] | 0 | 0 | [450.0, 800.0, 1650.0, 4000.0, 8500.0] | 0 | 0
Siemens NH-2-315 | Siemens NH-2-315 | 315 | [4800.0, 120.0, 7.0, 0.1, 0.004] | 0 | 0 | [550.0, 920.0, 1900.0, 5000.0, 11000.0] | 0 | 0
Siemens NH-2-355 | Siemens NH-2-355 | 355 | [4800.0, 120.0, 6.0, 0.1, 0.004] | 0 | 0 | [650.0, 1116.27, 2350.0, 5840.0, 12790.0] | 0 | 0
Siemens NH-2-400 | Siemens NH-2-400 | 400 | [4800.0, 120.0, 7.0, 0.1, 0.004] | 0 | 0 | [720.0, 1350.0, 2800.0, 6500.0, 15000.0] | 0 | 0
Siemens NH-2-425 | Siemens NH-2-425 | 425 | [4800.0, 120.0, 7.0, 0.1, 0.004] | 0 | 0 | [850.0, 1500.0, 3050.0, 7500.0, 16500.0] | 0 | 0
Siemens NH-2-630 | Siemens NH-2-630 | 630 | [4800.0, 120.0, 7.0, 0.1, 0.004] | 0 | 0 | [1200.0, 2000.0, 4800.0, 12000.0, 26000.0] | 0 | 0

## res_bus
| vm_pu | va_degree | p_mw | q_mvar
0 | 0.9754 | -0.4738 | 0.001986 | 0.00049775
1 | 0.97461 | -0.48943 | 0 | 0
2 | 0.9757 | -0.46794 | 0 | 0
3 | 0.97442 | -0.49318 | 0.0069158 | 0.0017333
4 | 0.9745 | -0.49156 | 0.0029757 | 0.00074577
5 | 0.97483 | -0.48506 | 0.021482 | 0.0053839
6 | 0.97586 | -0.46489 | 0 | 0
7 | 0.97437 | -0.49405 | 0.0022797 | 0.00057135
8 | 0.97556 | -0.47065 | 0 | 0
9 | 0.97738 | -0.435 | 0.0046442 | 0.0011639
10 | 0.97398 | -0.50177 | 0.012693 | 0.003181
11 | 0.97509 | -0.48003 | 0.012174 | 0.0030511
12 | 0.97497 | -0.48243 | 0.0042982 | 0.0010772
13 | 0.97826 | -0.41765 | 0.0045763 | 0.0011469
14 | 0.97379 | -0.50556 | 0.0029629 | 0.00074257
15 | 0.97359 | -0.50961 | 0.0083199 | 0.0020852
16 | 0.9732 | -0.51726 | 0 | 0
17 | 0.97311 | -0.51904 | 0.0042534 | 0.001066
18 | 0.97236 | -0.53379 | 0.0033753 | 0.00084592
19 | 0.97178 | -0.54518 | 0.0066166 | 0.0016583
20 | 0.97152 | -0.55042 | 0 | 0
21 | 0.99246 | -0.14464 | 0.0019171 | 0.00048048
22 | 0.99259 | -0.14224 | 0.0063972 | 0.0016033
23 | 0.97122 | -0.55637 | 0.0068797 | 0.0017242
24 | 0.97121 | -0.55653 | 0.0044853 | 0.0011241
25 | 0.97439 | -0.49386 | 0.0050038 | 0.0012541
26 | 0.97454 | -0.49083 | 0 | 0
27 | 0.97447 | -0.49227 | 0 | 0
28 | 0.97466 | -0.48844 | 0.005508 | 0.0013804
29 | 0.97413 | -0.49882 | 0.0024249 | 0.00060774
30 | 0.97407 | -0.49999 | 0.003588 | 0.00089923
31 | 0.97859 | -0.41128 | 0.0011716 | 0.00029364
32 | 0.97898 | -0.40371 | 0.0037297 | 0.00093475
33 | 0.9793 | -0.39731 | 0.0026118 | 0.00065458
34 | 0.97976 | -0.38844 | 0.0040461 | 0.001014
35 | 0.97905 | -0.40231 | 0.0043236 | 0.0010836
36 | 0.98002 | -0.38322 | 0.0051753 | 0.0012971
37 | 0.97899 | -0.40341 | 0.0033378 | 0.00083654
38 | 0.97883 | -0.40666 | 0.0055593 | 0.0013933
39 | 0.98061 | -0.37183 | 0.0015797 | 0.00039591
40 | 0.98065 | -0.37097 | 0.0052408 | 0.0013135
41 | 0.98104 | -0.36342 | 0.0049645 | 0.0012442
42 | 0.99935 | -0.012543 | 0.0058231 | 0.0014594
43 | 0.99945 | -0.010513 | 0.0038503 | 0.00096498
44 | 0.98183 | -0.34806 | 0.007418 | 0.0018591
45 | 0.98251 | -0.3348 | 0.0023833 | 0.0005973
46 | 0.98306 | -0.32418 | 0.0055621 | 0.001394
47 | 0.99972 | -0.005403 | 0.0066593 | 0.001669
48 | 0.98405 | -0.30498 | 0.0029539 | 0.00074031
49 | 0.98451 | -0.29597 | 0.0051935 | 0.0013016
50 | 1 | 0 | -0.45423 | -0.11609
51 | 0.99827 | -0.032721 | 0.0031598 | 0.00079192
52 | 0.9848 | -0.29042 | 0.0023428 | 0.00058716
53 | 0.98557 | -0.27542 | 0.0023428 | 0.00058716
54 | 0.99681 | -0.060742 | 0.0068365 | 0.0017134
55 | 0.99799 | -0.037899 | 0.0042365 | 0.0010618
56 | 0.99557 | -0.084602 | 0.0032108 | 0.00080471
57 | 0.99529 | -0.089234 | 0 | 0
58 | 0.98977 | -0.19455 | 0.0051752 | 0.001297
59 | 0.98846 | -0.21983 | 0.0039321 | 0.00098547
60 | 0.99194 | -0.15313 | 0.0043547 | 0.0010914
61 | 0.99485 | -0.09843 | 0.003393 | 0.00085035
62 | 0.99397 | -0.11439 | 0.0027102 | 0.00067923
63 | 0.9859 | -0.26911 | 0.0032139 | 0.00080549
64 | 0.98644 | -0.25872 | 0.0022327 | 0.00055958
65 | 0.98706 | -0.24675 | 0.0016624 | 0.00041663
66 | 0.98766 | -0.23524 | 0 | 0
67 | 0.98762 | -0.23596 | 0.0015221 | 0.00038148
68 | 0.98845 | -0.22002 | 0.0028403 | 0.00071184
69 | 0.97896 | -0.40441 | 0.0026997 | 0.0006766
70 | 0.97916 | -0.40049 | 0 | 0
71 | 0.97962 | -0.39144 | 0 | 0
72 | 0.97897 | -0.4043 | 0.0028019 | 0.00070222
73 | 0.98188 | -0.34726 | 0 | 0
74 | 0.97836 | -0.41623 | 0.001747 | 0.00043784
75 | 0.97883 | -0.40694 | 0.0022037 | 0.00055229
76 | 0.98228 | -0.33955 | 0.0023573 | 0.00059079
77 | 0.98166 | -0.35156 | 0.0023931 | 0.00059978
78 | 0.97779 | -0.42735 | 0.0034036 | 0.00085302
79 | 0.97757 | -0.43163 | 0.0025866 | 0.00064825
80 | 0.97643 | -0.45399 | 0.0037771 | 0.00094664
81 | 0.97615 | -0.45947 | 0.002512 | 0.00062956
82 | 0.98389 | -0.30941 | 0.0041557 | 0.0010415
83 | 0.98395 | -0.30823 | 0.0012185 | 0.00030537
84 | 0.97574 | -0.46763 | 0.010903 | 0.0027326
85 | 0.97557 | -0.471 | 0.0024832 | 0.00062234
86 | 0.98336 | -0.31857 | 0.004136 | 0.0010366
87 | 0.98159 | -0.35298 | 0.0022025 | 0.000552
88 | 0.97539 | -0.47449 | 0.0027238 | 0.00068265
89 | 0.98403 | -0.30654 | 0.0021505 | 0.00053897
90 | 0.98405 | -0.30611 | 0.0036643 | 0.00091837
91 | 0.98446 | -0.29819 | 0.0034357 | 0.00086108
92 | 0.98542 | -0.27944 | 0.0052477 | 0.0013152
93 | 0.98492 | -0.2893 | 0.0021931 | 0.00054965
94 | 0.98509 | -0.2858 | 0.0018127 | 0.0004543
95 | 0.98678 | -0.25288 | 0.0027202 | 0.00068176
96 | 0.98506 | -0.28647 | 0.003658 | 0.00091678
97 | 0.98753 | -0.23834 | 0 | 0
98 | 0.98419 | -0.30342 | 0.0019418 | 0.00048666
99 | 0.98734 | -0.24207 | 0.0019941 | 0.00049976
100 | 0.98736 | -0.24169 | 0.0018163 | 0.00045521
101 | 0.98477 | -0.29216 | 0.0053482 | 0.0013404
102 | 0.9847 | -0.29357 | 0.0035241 | 0.00088321
103 | 0.99075 | -0.17603 | 0.0029157 | 0.00073074
104 | 0.98949 | -0.20041 | 0.0031386 | 0.0007866
105 | 0.99145 | -0.16257 | 0.0034772 | 0.00087147
106 | 0.99307 | -0.13144 | 0.0036539 | 0.00091575
107 | 0.99398 | -0.11525 | 0.0043352 | 0.0010865
108 | 0.99388 | -0.11728 | 0.0027826 | 0.00069738
109 | 0.99328 | -0.12879 | 0.0031931 | 0.00080027
110 | 0.99311 | -0.13204 | 0.004958 | 0.0012426
111 | 0.99282 | -0.13762 | 0.0036828 | 0.000923
112 | 0.99261 | -0.14175 | 0.006832 | 0.0017123
113 | 0.99153 | -0.16106 | 0.0040749 | 0.0010213
114 | 0.99156 | -0.1605 | 0.0047079 | 0.0011799
115 | 0.99187 | -0.15441 | 0.0039093 | 0.00097976
116 | 0.98905 | -0.20889 | 0.0037347 | 0.00093602
117 | 0.98866 | -0.2164 | 0.0022161 | 0.00055541
118 | 0.98575 | -0.2722 | 0.0019487 | 0.00048838
119 | 0.98529 | -0.28109 | 0.0073306 | 0.0018372
120 | 0.98441 | -0.29804 | 0.0070857 | 0.0017758
121 | 0.9874 | -0.2409 | 0.0023357 | 0.00058539
122 | 0.98742 | -0.24053 | 0.0018361 | 0.00046018
123 | 0.98762 | -0.23674 | 0.0030265 | 0.0007585
124 | 0.99998 | 149.9956 | 0 | 0

## res_line
| p_from_mw | q_from_mvar | p_to_mw | q_to_mvar | pl_mw | ql_mvar | i_from_ka | i_to_ka | i_ka | vm_from_pu | va_from_degree | vm_to_pu | va_to_degree | loading_percent
0 | 0.06189 | 0.015541 | -0.061844 | -0.015516 | 4.6108e-05 | 2.5209e-05 | 0.094426 | 0.094428 | 0.094428 | 0.9754 | -0.4738 | 0.97461 | -0.48943 | 5.1883
1 | -0.063876 | -0.016039 | 0.063894 | 0.016049 | 1.7855e-05 | 9.8625e-06 | 0.097456 | 0.097455 | 0.097456 | 0.9754 | -0.4738 | 0.9757 | -0.46794 | 5.3547
2 | 0.058868 | 0.01477 | -0.058857 | -0.014765 | 1.054e-05 | 5.6622e-06 | 0.089884 | 0.089885 | 0.089885 | 0.97461 | -0.48943 | 0.97442 | -0.49318 | 4.9387
3 | 0.002976 | 0.00074548 | -0.0029757 | -0.00074577 | 3.0207e-07 | -2.9286e-07 | 0.0045435 | 0.0045437 | 0.0045437 | 0.97461 | -0.48943 | 0.9745 | -0.49156 | 1.2483
4 | 0.021499 | 0.0053945 | -0.021482 | -0.0053839 | 1.7532e-05 | 1.0678e-05 | 0.03279 | 0.032791 | 0.032791 | 0.9757 | -0.46794 | 0.97483 | -0.48506 | 9.0084
5 | -0.085393 | -0.021443 | 0.085406 | 0.021451 | 1.2437e-05 | 7.349e-06 | 0.13025 | 0.13025 | 0.13025 | 0.9757 | -0.46794 | 0.97586 | -0.46489 | 7.1564
6 | 0.051941 | 0.013031 | -0.051939 | -0.01303 | 2.162e-06 | 1.0983e-06 | 0.079324 | 0.079324 | 0.079324 | 0.97442 | -0.49318 | 0.97437 | -0.49405 | 4.3584
7 | 0.033032 | 0.0082895 | -0.033023 | -0.0082838 | 9.0719e-06 | 5.6869e-06 | 0.050373 | 0.050373 | 0.050373 | 0.97586 | -0.46489 | 0.97556 | -0.47065 | 13.8387
8 | -0.11844 | -0.02974 | 0.11861 | 0.029844 | 0.00016912 | 0.00010391 | 0.18062 | 0.18062 | 0.18062 | 0.97586 | -0.46489 | 0.97738 | -0.435 | 9.9241
9 | 0.049659 | 0.012459 | -0.049641 | -0.01245 | 1.8271e-05 | 9.0567e-06 | 0.075842 | 0.075843 | 0.075843 | 0.97437 | -0.49405 | 0.97398 | -0.50177 | 4.1672
10 | 0.01218 | 0.0030541 | -0.012174 | -0.0030511 | 5.443e-06 | 2.9587e-06 | 0.018578 | 0.018578 | 0.018578 | 0.97556 | -0.47065 | 0.97509 | -0.48003 | 5.1039
11 | 0.020844 | 0.0052298 | -0.020832 | -0.0052227 | 1.17e-05 | 7.1027e-06 | 0.031795 | 0.031795 | 0.031795 | 0.97556 | -0.47065 | 0.97497 | -0.48243 | 8.7349
12 | -0.12325 | -0.031008 | 0.12335 | 0.031071 | 0.0001023 | 6.3044e-05 | 0.18769 | 0.18769 | 0.18769 | 0.97738 | -0.435 | 0.97826 | -0.41765 | 10.3125
13 | 0.036949 | 0.009269 | -0.036942 | -0.0092664 | 6.6611e-06 | 2.5292e-06 | 0.056452 | 0.056453 | 0.056453 | 0.97398 | -0.50177 | 0.97379 | -0.50556 | 3.1018
14 | 0.016534 | 0.0041454 | -0.016529 | -0.0041426 | 4.7331e-06 | 2.7821e-06 | 0.025235 | 0.025235 | 0.025235 | 0.97497 | -0.48243 | 0.97466 | -0.48844 | 6.9327
15 | -0.12793 | -0.032218 | 0.12797 | 0.032242 | 3.8943e-05 | 2.4063e-05 | 0.19465 | 0.19465 | 0.19465 | 0.97826 | -0.41765 | 0.97859 | -0.41128 | 10.6949
16 | 0.033979 | 0.0085239 | -0.033973 | -0.0085217 | 6.5629e-06 | 2.1819e-06 | 0.051925 | 0.051926 | 0.051926 | 0.97379 | -0.50556 | 0.97359 | -0.50961 | 2.8531
17 | 0.025653 | 0.0064365 | -0.025643 | -0.0064356 | 9.3621e-06 | 9.4562e-07 | 0.03921 | 0.039212 | 0.039212 | 0.97359 | -0.50961 | 0.9732 | -0.51726 | 2.1545
18 | 0.025643 | 0.0064356 | -0.025641 | -0.0064353 | 2.1682e-06 | 2.1964e-07 | 0.039212 | 0.039212 | 0.039212 | 0.9732 | -0.51726 | 0.97311 | -0.51904 | 2.1545
19 | 0.021388 | 0.0053693 | -0.021373 | -0.0053616 | 1.5043e-05 | 7.7655e-06 | 0.032708 | 0.032709 | 0.032709 | 0.97311 | -0.51904 | 0.97236 | -0.53379 | 4.493
20 | 0.017997 | 0.0045157 | -0.017988 | -0.0045098 | 9.7671e-06 | 5.8254e-06 | 0.027544 | 0.027544 | 0.027544 | 0.97236 | -0.53379 | 0.97178 | -0.54518 | 7.567
21 | 0.011371 | 0.0028515 | -0.011368 | -0.00285 | 2.8396e-06 | 1.508e-06 | 0.017412 | 0.017412 | 0.017412 | 0.97178 | -0.54518 | 0.97152 | -0.55042 | 4.7836
22 | 0.011368 | 0.00285 | -0.011365 | -0.0028483 | 3.2249e-06 | 1.7128e-06 | 0.017412 | 0.017412 | 0.017412 | 0.97152 | -0.55042 | 0.97122 | -0.55637 | 4.7836
23 | -0.0019171 | -0.00048048 | 0.0019174 | 0.00047971 | 2.1895e-07 | -7.7326e-07 | 0.0028744 | 0.0028741 | 0.0028744 | 0.99246 | -0.14464 | 0.99259 | -0.14224 | 0.78967
24 | -0.0083146 | -0.002083 | 0.0083148 | 0.0020831 | 1.9381e-07 | 8.104e-08 | 0.012464 | 0.012464 | 0.012464 | 0.99259 | -0.14224 | 0.99261 | -0.14175 | 3.4243
25 | 0.0044853 | 0.0011241 | -0.0044853 | -0.0011241 | 3.446e-08 | -2.0258e-09 | 0.006872 | 0.006872 | 0.006872 | 0.97122 | -0.55637 | 0.97121 | -0.55653 | 1.8879
26 | -0.0050038 | -0.0012541 | 0.0050045 | 0.0012541 | 7.2247e-07 | 5.1336e-08 | 0.0076414 | 0.0076413 | 0.0076414 | 0.97439 | -0.49386 | 0.97454 | -0.49083 | 2.0993
27 | 0.0060154 | 0.0015074 | -0.006015 | -0.0015073 | 4.1335e-07 | 1.0176e-07 | 0.0091848 | 0.0091849 | 0.0091849 | 0.97454 | -0.49083 | 0.97447 | -0.49227 | 2.5233
28 | -0.01102 | -0.0027616 | 0.011021 | 0.0027622 | 1.2558e-06 | 6.5634e-07 | 0.016826 | 0.016826 | 0.016826 | 0.97454 | -0.49083 | 0.97466 | -0.48844 | 4.6225
29 | 0.006015 | 0.0015073 | -0.0060131 | -0.0015069 | 1.8743e-06 | 4.6173e-07 | 0.0091849 | 0.0091851 | 0.0091851 | 0.97447 | -0.49227 | 0.97413 | -0.49882 | 2.5234
30 | 0.0035882 | 0.00089914 | -0.003588 | -0.00089923 | 2.0113e-07 | -9.3528e-08 | 0.005481 | 0.0054811 | 0.0054811 | 0.97413 | -0.49882 | 0.97407 | -0.49999 | 1.5058
31 | -0.12914 | -0.032536 | 0.12919 | 0.032565 | 4.6763e-05 | 2.8913e-05 | 0.19643 | 0.19643 | 0.19643 | 0.97859 | -0.41128 | 0.97898 | -0.40371 | 10.7928
32 | -0.13292 | -0.033499 | 0.13296 | 0.033525 | 4.0728e-05 | 2.523e-05 | 0.2021 | 0.2021 | 0.2021 | 0.97898 | -0.40371 | 0.9793 | -0.39731 | 11.1042
33 | -0.14879 | -0.037495 | 0.14886 | 0.037534 | 6.3185e-05 | 3.9402e-05 | 0.22616 | 0.22616 | 0.22616 | 0.9793 | -0.39731 | 0.97976 | -0.38844 | 12.4264
34 | 0.013225 | 0.0033155 | -0.013222 | -0.0033138 | 3.1497e-06 | 1.7542e-06 | 0.020096 | 0.020096 | 0.020096 | 0.9793 | -0.39731 | 0.97905 | -0.40231 | 5.5208
35 | -0.1529 | -0.038548 | 0.15294 | 0.038572 | 3.8226e-05 | 2.387e-05 | 0.23231 | 0.23231 | 0.23231 | 0.97976 | -0.38844 | 0.98002 | -0.38322 | 12.7641
36 | 0.0088984 | 0.0022302 | -0.0088979 | -0.00223 | 4.6718e-07 | 2.1335e-07 | 0.013524 | 0.013524 | 0.013524 | 0.97905 | -0.40231 | 0.97899 | -0.40341 | 3.7155
37 | -0.15812 | -0.039869 | 0.1582 | 0.039923 | 8.6186e-05 | 5.3903e-05 | 0.24016 | 0.24016 | 0.24016 | 0.98002 | -0.38322 | 0.98061 | -0.37183 | 13.1958
38 | 0.0055601 | 0.0013934 | -0.0055593 | -0.0013933 | 8.5873e-07 | 1.4651e-07 | 0.0084511 | 0.0084512 | 0.0084512 | 0.97899 | -0.40341 | 0.97883 | -0.40666 | 2.3218
39 | -0.15978 | -0.040319 | 0.15979 | 0.040323 | 6.6141e-06 | 4.1385e-06 | 0.24256 | 0.24256 | 0.24256 | 0.98061 | -0.37183 | 0.98065 | -0.37097 | 13.3275
40 | -0.16503 | -0.041636 | 0.16509 | 0.041674 | 5.9717e-05 | 3.7418e-05 | 0.25051 | 0.25051 | 0.25051 | 0.98065 | -0.37097 | 0.98104 | -0.36342 | 13.7644
41 | -0.17005 | -0.042918 | 0.17018 | 0.042997 | 0.00012514 | 7.8503e-05 | 0.25804 | 0.25804 | 0.25804 | 0.98104 | -0.36342 | 0.98183 | -0.34806 | 14.1781
42 | -0.0058231 | -0.0014594 | 0.0058237 | 0.0014595 | 5.6328e-07 | 9.8682e-08 | 0.0086705 | 0.0086704 | 0.0086705 | 0.99935 | -0.012543 | 0.99945 | -0.010513 | 2.382
43 | -0.009674 | -0.0024245 | 0.0096763 | 0.0024256 | 2.3553e-06 | 1.1105e-06 | 0.014403 | 0.014403 | 0.014403 | 0.99945 | -0.010513 | 0.99972 | -0.005403 | 3.9568
44 | -0.1776 | -0.044856 | 0.17771 | 0.044927 | 0.00011296 | 7.0982e-05 | 0.26928 | 0.26928 | 0.26928 | 0.98183 | -0.34806 | 0.98251 | -0.3348 | 14.7958
45 | -0.18009 | -0.045524 | 0.18019 | 0.045582 | 9.1782e-05 | 5.7699e-05 | 0.27289 | 0.27289 | 0.27289 | 0.98251 | -0.3348 | 0.98306 | -0.32418 | 14.9941
46 | -0.18575 | -0.046976 | 0.18592 | 0.047083 | 0.00017122 | 0.00010775 | 0.28131 | 0.28131 | 0.28131 | 0.98306 | -0.32418 | 0.98405 | -0.30498 | 15.4567
47 | -0.016336 | -0.0040946 | 0.01634 | 0.004097 | 4.2061e-06 | 2.4431e-06 | 0.024315 | 0.024315 | 0.024315 | 0.99972 | -0.005403 | 1 | 0 | 6.6798
48 | -0.18887 | -0.047824 | 0.18895 | 0.047875 | 8.1771e-05 | 5.1485e-05 | 0.28578 | 0.28578 | 0.28578 | 0.98405 | -0.30498 | 0.98451 | -0.29597 | 15.7021
49 | -0.19415 | -0.049177 | 0.1942 | 0.049209 | 5.1719e-05 | 3.2591e-05 | 0.29363 | 0.29363 | 0.29363 | 0.98451 | -0.29597 | 0.9848 | -0.29042 | 16.1333
50 | 0.43624 | 0.112 | -0.43554 | -0.11155 | 0.00069166 | 0.00044123 | 0.65007 | 0.65007 | 0.65007 | 1 | 0 | 0.99827 | -0.032721 | 35.7183
51 | 0.047731 | 0.012034 | -0.047667 | -0.011994 | 6.3915e-05 | 4.0467e-05 | 0.071173 | 0.071173 | 0.071173 | 0.99827 | -0.032721 | 0.99681 | -0.060742 | 19.5529
52 | 0.38465 | 0.098728 | -0.38456 | -0.098666 | 9.6622e-05 | 6.1583e-05 | 0.57419 | 0.57419 | 0.57419 | 0.99827 | -0.032721 | 0.99799 | -0.037899 | 31.5489
53 | -0.19654 | -0.049797 | 0.19668 | 0.049886 | 0.00014178 | 8.9375e-05 | 0.29717 | 0.29717 | 0.29717 | 0.9848 | -0.29042 | 0.98557 | -0.27542 | 16.3278
54 | -0.19903 | -0.050473 | 0.19909 | 0.050511 | 6.0351e-05 | 3.8058e-05 | 0.3007 | 0.3007 | 0.3007 | 0.98557 | -0.27542 | 0.9859 | -0.26911 | 16.5222
55 | 0.04083 | 0.01028 | -0.040784 | -0.010251 | 4.6515e-05 | 2.9335e-05 | 0.060967 | 0.060967 | 0.060967 | 0.99681 | -0.060742 | 0.99557 | -0.084602 | 16.7493
56 | 0.38032 | 0.097605 | -0.37938 | -0.097003 | 0.00094485 | 0.00060216 | 0.56787 | 0.56788 | 0.56788 | 0.99799 | -0.037899 | 0.99529 | -0.089234 | 31.2019
57 | 0.037573 | 0.0094461 | -0.037548 | -0.0094305 | 2.4794e-05 | 1.5596e-05 | 0.056168 | 0.056169 | 0.056169 | 0.99557 | -0.084602 | 0.99485 | -0.09843 | 15.4309
58 | 0.37938 | 0.097003 | -0.37891 | -0.096709 | 0.00046121 | 0.00029394 | 0.56788 | 0.56788 | 0.56788 | 0.99529 | -0.089234 | 0.99397 | -0.11439 | 31.202
59 | 0.28114 | 0.071587 | -0.2808 | -0.07137 | 0.00034238 | 0.00021749 | 0.42307 | 0.42307 | 0.42307 | 0.98977 | -0.19455 | 0.98846 | -0.21983 | 23.2457
60 | -0.28632 | -0.072884 | 0.28689 | 0.073249 | 0.00057302 | 0.00036408 | 0.43085 | 0.43085 | 0.43085 | 0.98977 | -0.19455 | 0.99194 | -0.15313 | 23.6731
61 | 0.27687 | 0.070384 | -0.27687 | -0.070383 | 2.5046e-06 | 1.5906e-06 | 0.41715 | 0.41715 | 0.41715 | 0.98846 | -0.21983 | 0.98845 | -0.22002 | 22.9204
62 | -0.37185 | -0.094668 | 0.37224 | 0.094916 | 0.00038927 | 0.00024806 | 0.55834 | 0.55834 | 0.55834 | 0.99194 | -0.15313 | 0.99307 | -0.13144 | 30.6783
63 | 0.080606 | 0.020328 | -0.080601 | -0.020325 | 4.9605e-06 | 2.883e-06 | 0.12096 | 0.12096 | 0.12096 | 0.99194 | -0.15313 | 0.99187 | -0.15441 | 6.6463
64 | 0.034155 | 0.0085802 | -0.034128 | -0.008563 | 2.7398e-05 | 1.7171e-05 | 0.051094 | 0.051094 | 0.051094 | 0.99485 | -0.09843 | 0.99398 | -0.11525 | 14.0368
65 | 0.3762 | 0.096029 | -0.3759 | -0.095832 | 0.00030964 | 0.00019733 | 0.56382 | 0.56382 | 0.56382 | 0.99397 | -0.11439 | 0.99307 | -0.13144 | 30.9791
66 | -0.2023 | -0.051317 | 0.2024 | 0.051381 | 0.00010119 | 6.3839e-05 | 0.30555 | 0.30555 | 0.30555 | 0.9859 | -0.26911 | 0.98644 | -0.25872 | 16.7887
67 | -0.20464 | -0.05194 | 0.20475 | 0.052015 | 0.00011789 | 7.4396e-05 | 0.30892 | 0.30892 | 0.30892 | 0.98644 | -0.25872 | 0.98706 | -0.24675 | 16.9737
68 | -0.20642 | -0.052431 | 0.20653 | 0.052503 | 0.00011439 | 7.2202e-05 | 0.31143 | 0.31143 | 0.31143 | 0.98706 | -0.24675 | 0.98766 | -0.23524 | 17.1114
69 | 0.067295 | 0.01704 | -0.067293 | -0.017039 | 2.3176e-06 | 1.2911e-06 | 0.10145 | 0.10145 | 0.10145 | 0.98766 | -0.23524 | 0.98762 | -0.23596 | 5.5742
70 | -0.27383 | -0.069544 | 0.27403 | 0.069671 | 0.0002008 | 0.00012751 | 0.41288 | 0.41288 | 0.41288 | 0.98766 | -0.23524 | 0.98845 | -0.22002 | 22.6855
71 | 0.065771 | 0.016657 | -0.065656 | -0.016586 | 0.00011426 | 7.1546e-05 | 0.099156 | 0.099157 | 0.099157 | 0.98762 | -0.23596 | 0.98575 | -0.2722 | 13.6205
72 | -0.0026997 | -0.0006766 | 0.0027002 | 0.00067591 | 5.0419e-07 | -6.8155e-07 | 0.0041035 | 0.0041031 | 0.0041035 | 0.97896 | -0.40441 | 0.97916 | -0.40049 | 1.1273
73 | -0.0077069 | -0.0019298 | 0.0077102 | 0.0019311 | 3.3206e-06 | 1.3127e-06 | 0.011711 | 0.011711 | 0.011711 | 0.97916 | -0.40049 | 0.97962 | -0.39144 | 3.2174
74 | 0.0050067 | 0.0012539 | -0.0050058 | -0.0012539 | 9.0852e-07 | 5.5134e-08 | 0.0076083 | 0.0076085 | 0.0076085 | 0.97916 | -0.40049 | 0.97897 | -0.4043 | 2.0902
75 | -0.037939 | -0.0095396 | 0.038019 | 0.0095901 | 8.0229e-05 | 5.0534e-05 | 0.057639 | 0.057639 | 0.057639 | 0.97962 | -0.39144 | 0.98188 | -0.34726 | 15.835
76 | 0.030229 | 0.0076085 | -0.030193 | -0.0075861 | 3.5781e-05 | 2.2331e-05 | 0.045928 | 0.045928 | 0.045928 | 0.97962 | -0.39144 | 0.97836 | -0.41623 | 12.6177
77 | 0.0022039 | 0.00055164 | -0.0022037 | -0.00055229 | 2.7702e-07 | -6.5031e-07 | 0.0033497 | 0.00335 | 0.00335 | 0.97897 | -0.4043 | 0.97883 | -0.40694 | 0.92032
78 | -0.042616 | -0.010742 | 0.042632 | 0.010751 | 1.5719e-05 | 9.9333e-06 | 0.064605 | 0.064605 | 0.064605 | 0.98188 | -0.34726 | 0.98228 | -0.33955 | 17.7486
79 | 0.0045967 | 0.0011514 | -0.0045958 | -0.0011514 | 9.4219e-07 | -5.1725e-08 | 0.006966 | 0.0069662 | 0.0069662 | 0.98188 | -0.34726 | 0.98166 | -0.35156 | 1.9138
80 | 0.028446 | 0.0071483 | -0.028431 | -0.0071389 | 1.5088e-05 | 9.3868e-06 | 0.043271 | 0.043271 | 0.043271 | 0.97836 | -0.41623 | 0.97779 | -0.42735 | 11.8877
81 | -0.044989 | -0.011342 | 0.045034 | 0.011371 | 4.5229e-05 | 2.8618e-05 | 0.068176 | 0.068176 | 0.068176 | 0.98228 | -0.33955 | 0.98336 | -0.31857 | 18.7296
82 | 0.0022027 | 0.00055164 | -0.0022025 | -0.000552 | 1.4877e-07 | -3.5469e-07 | 0.0033387 | 0.0033388 | 0.0033388 | 0.98166 | -0.35156 | 0.98159 | -0.35298 | 0.91726
83 | 0.025027 | 0.0062859 | -0.025022 | -0.0062827 | 5.1088e-06 | 3.1519e-06 | 0.038092 | 0.038092 | 0.038092 | 0.97779 | -0.42735 | 0.97757 | -0.43163 | 10.4648
84 | 0.022436 | 0.0056345 | -0.022412 | -0.0056199 | 2.3913e-05 | 1.462e-05 | 0.034155 | 0.034155 | 0.034155 | 0.97757 | -0.43163 | 0.97643 | -0.45399 | 9.3832
85 | 0.018635 | 0.0046732 | -0.01863 | -0.0046703 | 4.8593e-06 | 2.9091e-06 | 0.028399 | 0.028399 | 0.028399 | 0.97643 | -0.45399 | 0.97615 | -0.45947 | 7.8019
86 | 0.016118 | 0.0040408 | -0.016111 | -0.0040371 | 6.2707e-06 | 3.6671e-06 | 0.02457 | 0.02457 | 0.02457 | 0.97615 | -0.45947 | 0.97574 | -0.46763 | 6.75
87 | -0.0041557 | -0.0010415 | 0.0041559 | 0.0010415 | 2.3325e-07 | -5.0712e-08 | 0.006285 | 0.0062849 | 0.006285 | 0.98389 | -0.30941 | 0.98395 | -0.30823 | 1.7266
88 | -0.0053744 | -0.0013468 | 0.0053748 | 0.0013469 | 4.3427e-07 | 5.5241e-08 | 0.0081276 | 0.0081275 | 0.0081276 | 0.98395 | -0.30823 | 0.98403 | -0.30654 | 2.2328
89 | 0.0052083 | 0.0013045 | -0.0052075 | -0.0013044 | 8.3459e-07 | 9.3551e-08 | 0.0079424 | 0.0079426 | 0.0079426 | 0.97574 | -0.46763 | 0.97557 | -0.471 | 2.182
90 | 0.0027243 | 0.00068207 | -0.0027238 | -0.00068265 | 4.5288e-07 | -5.8336e-07 | 0.004155 | 0.0041553 | 0.0041553 | 0.97557 | -0.471 | 0.97539 | -0.47449 | 1.1416
91 | -0.04917 | -0.012407 | 0.049218 | 0.012438 | 4.839e-05 | 3.0674e-05 | 0.074434 | 0.074434 | 0.074434 | 0.98336 | -0.31857 | 0.98441 | -0.29804 | 20.449
92 | -0.0075253 | -0.0018859 | 0.0075255 | 0.0018859 | 1.529e-07 | 5.7854e-08 | 0.011379 | 0.011379 | 0.011379 | 0.98403 | -0.30654 | 0.98405 | -0.30611 | 3.1262
93 | -0.01119 | -0.0028043 | 0.011194 | 0.0028065 | 4.2234e-06 | 2.203e-06 | 0.01692 | 0.01692 | 0.01692 | 0.98405 | -0.30611 | 0.98446 | -0.29819 | 4.6485
94 | 0.0019423 | 0.00048507 | -0.0019418 | -0.00048666 | 4.8327e-07 | -1.5917e-06 | 0.0029351 | 0.0029358 | 0.0029358 | 0.98446 | -0.29819 | 0.98419 | -0.30342 | 0.80654
95 | -0.016572 | -0.0041526 | 0.016579 | 0.0041567 | 7.0234e-06 | 4.1153e-06 | 0.025048 | 0.025048 | 0.025048 | 0.98446 | -0.29819 | 0.98492 | -0.2893 | 6.8814
96 | 0.018781 | 0.0047117 | -0.018772 | -0.0047064 | 8.822e-06 | 5.2737e-06 | 0.028362 | 0.028362 | 0.028362 | 0.98542 | -0.27944 | 0.98492 | -0.2893 | 7.7917
97 | 0.01435 | 0.0035983 | -0.014346 | -0.0035959 | 4.346e-06 | 2.4671e-06 | 0.02167 | 0.02167 | 0.02167 | 0.98542 | -0.27944 | 0.98509 | -0.2858 | 5.9533
98 | -0.038379 | -0.0096252 | 0.038428 | 0.0096558 | 4.866e-05 | 3.0649e-05 | 0.057956 | 0.057956 | 0.057956 | 0.98542 | -0.27944 | 0.98678 | -0.25288 | 15.9219
99 | 0.012533 | 0.0031416 | -0.012533 | -0.0031413 | 4.009e-07 | 2.1861e-07 | 0.018932 | 0.018932 | 0.018932 | 0.98509 | -0.2858 | 0.98506 | -0.28647 | 5.2011
100 | -0.041148 | -0.010338 | 0.041176 | 0.010356 | 2.8564e-05 | 1.8028e-05 | 0.062058 | 0.062058 | 0.062058 | 0.98678 | -0.25288 | 0.98753 | -0.23834 | 17.0488
101 | 0.0088749 | 0.0022246 | -0.0088725 | -0.0022235 | 2.4071e-06 | 1.086e-06 | 0.013406 | 0.013407 | 0.013407 | 0.98506 | -0.28647 | 0.98477 | -0.29216 | 3.6831
102 | -0.04916 | -0.012356 | 0.049164 | 0.012359 | 3.7568e-06 | 2.381e-06 | 0.074087 | 0.074087 | 0.074087 | 0.98753 | -0.23834 | 0.98762 | -0.23674 | 20.3535
103 | 0.0079834 | 0.0020007 | -0.0079825 | -0.0020004 | 8.3411e-07 | 3.3719e-07 | 0.012029 | 0.012029 | 0.012029 | 0.98753 | -0.23834 | 0.98742 | -0.24053 | 3.3048
104 | -0.0019941 | -0.00049976 | 0.0019941 | 0.00049965 | 3.6194e-08 | -1.1351e-07 | 0.0030053 | 0.0030052 | 0.0030053 | 0.98734 | -0.24207 | 0.98736 | -0.24169 | 0.82562
105 | -0.0038104 | -0.00095486 | 0.0038106 | 0.0009548 | 1.4345e-07 | -5.6562e-08 | 0.0057425 | 0.0057424 | 0.0057425 | 0.98736 | -0.24169 | 0.9874 | -0.2409 | 1.5776
106 | 0.0035243 | 0.00088308 | -0.0035241 | -0.00088321 | 2.3614e-07 | -1.3135e-07 | 0.0053253 | 0.0053254 | 0.0053254 | 0.98477 | -0.29216 | 0.9847 | -0.29357 | 1.463
107 | 0.061445 | 0.0155 | -0.061373 | -0.015455 | 7.1616e-05 | 4.5546e-05 | 0.092321 | 0.092321 | 0.092321 | 0.99075 | -0.17603 | 0.98949 | -0.20041 | 25.3628
108 | -0.064361 | -0.016231 | 0.064402 | 0.016256 | 4.1497e-05 | 2.5185e-05 | 0.0967 | 0.096699 | 0.0967 | 0.99075 | -0.17603 | 0.99145 | -0.16257 | 8.8553
109 | 0.058235 | 0.014668 | -0.058211 | -0.014653 | 2.3601e-05 | 1.4999e-05 | 0.087601 | 0.087601 | 0.087601 | 0.98949 | -0.20041 | 0.98905 | -0.20889 | 24.0662
110 | -0.067879 | -0.017128 | 0.067884 | 0.017131 | 4.9175e-06 | 2.7402e-06 | 0.10192 | 0.10192 | 0.10192 | 0.99145 | -0.16257 | 0.99153 | -0.16106 | 5.5999
111 | 0.029793 | 0.0074765 | -0.02979 | -0.0074747 | 2.8835e-06 | 1.7954e-06 | 0.044604 | 0.044604 | 0.044604 | 0.99398 | -0.11525 | 0.99388 | -0.11728 | 12.2538
112 | 0.027007 | 0.0067773 | -0.026992 | -0.0067682 | 1.4813e-05 | 9.1675e-06 | 0.040438 | 0.040438 | 0.040438 | 0.99388 | -0.11728 | 0.99328 | -0.12879 | 11.1093
113 | 0.023799 | 0.0059679 | -0.023796 | -0.0059656 | 3.6882e-06 | 2.2603e-06 | 0.035654 | 0.035654 | 0.035654 | 0.99328 | -0.12879 | 0.99311 | -0.13204 | 9.7952
114 | 0.018838 | 0.004723 | -0.018833 | -0.00472 | 5.005e-06 | 2.9865e-06 | 0.028226 | 0.028226 | 0.028226 | 0.99311 | -0.13204 | 0.99282 | -0.13762 | 7.7543
115 | 0.01515 | 0.003797 | -0.015147 | -0.0037953 | 2.9822e-06 | 1.7092e-06 | 0.022706 | 0.022706 | 0.022706 | 0.99282 | -0.13762 | 0.99261 | -0.14175 | 6.2379
116 | -0.071959 | -0.018152 | 0.071961 | 0.018153 | 1.917e-06 | 1.0857e-06 | 0.10803 | 0.10803 | 0.10803 | 0.99153 | -0.16106 | 0.99156 | -0.1605 | 5.9359
117 | -0.076669 | -0.019333 | 0.076691 | 0.019346 | 2.2351e-05 | 1.2854e-05 | 0.1151 | 0.1151 | 0.1151 | 0.99156 | -0.1605 | 0.99187 | -0.15441 | 6.3241
118 | 0.054476 | 0.013717 | -0.054457 | -0.013705 | 1.9563e-05 | 1.2421e-05 | 0.081982 | 0.081982 | 0.081982 | 0.98905 | -0.20889 | 0.98866 | -0.2164 | 22.5226
119 | 0.052241 | 0.013149 | -0.05219 | -0.013117 | 5.0737e-05 | 3.2191e-05 | 0.078647 | 0.078647 | 0.078647 | 0.98866 | -0.2164 | 0.98762 | -0.23674 | 21.6063
120 | 0.063708 | 0.016097 | -0.06368 | -0.01608 | 2.7117e-05 | 1.7255e-05 | 0.096215 | 0.096215 | 0.096215 | 0.98575 | -0.2722 | 0.98529 | -0.28109 | 26.4328
121 | 0.05635 | 0.014243 | -0.056304 | -0.014214 | 4.5765e-05 | 2.9075e-05 | 0.085145 | 0.085145 | 0.085145 | 0.98529 | -0.28109 | 0.98441 | -0.29804 | 23.3914
122 | -0.0061463 | -0.0015402 | 0.0061464 | 0.0015402 | 1.0725e-07 | 2.5999e-08 | 0.0092624 | 0.0092624 | 0.0092624 | 0.9874 | -0.2409 | 0.98742 | -0.24053 | 2.5446

## res_trafo
| p_hv_mw | q_hv_mvar | p_lv_mw | q_lv_mvar | pl_mw | ql_mvar | i_hv_ka | i_lv_ka | vm_hv_pu | va_hv_degree | vm_lv_pu | va_lv_degree | loading_percent
0 | -1.2729e-15 | -1.3162e-15 | 0.00165 | 1.2699e-07 | 0.00165 | 1.2699e-07 | 5.2857e-17 | 0.0023815 | 0.99998 | 149.9956 | 1 | 0 | 0.2619

## res_ext_grid
| p_mw | q_mvar
0 | 0.45538 | 0.11638

## res_load
| p_mw | q_mvar
0 | 0.001986 | 0.00049775
1 | 0.0069158 | 0.0017333
2 | 0.0029757 | 0.00074577
3 | 0.021482 | 0.0053839
4 | 0.0022797 | 0.00057135
5 | 0.0046442 | 0.0011639
6 | 0.012693 | 0.003181
7 | 0.012174 | 0.0030511
8 | 0.0042982 | 0.0010772
9 | 0.0045763 | 0.0011469
10 | 0.0029629 | 0.00074257
11 | 0.0083199 | 0.0020852
12 | 0.0042534 | 0.001066
13 | 0.0033753 | 0.00084592
14 | 0.0066166 | 0.0016583
15 | 0.0019171 | 0.00048048
16 | 0.0063972 | 0.0016033
17 | 0.0068797 | 0.0017242
18 | 0.0044853 | 0.0011241
19 | 0.0050038 | 0.0012541
20 | 0.005508 | 0.0013804
21 | 0.0024249 | 0.00060774
22 | 0.003588 | 0.00089923
23 | 0.0011716 | 0.00029364
24 | 0.0037297 | 0.00093475
25 | 0.0026118 | 0.00065458
26 | 0.0040461 | 0.001014
27 | 0.0043236 | 0.0010836
28 | 0.0051753 | 0.0012971
29 | 0.0033378 | 0.00083654
30 | 0.0055593 | 0.0013933
31 | 0.0015797 | 0.00039591
32 | 0.0052408 | 0.0013135
33 | 0.0049645 | 0.0012442
34 | 0.0058231 | 0.0014594
35 | 0.0038503 | 0.00096498
36 | 0.007418 | 0.0018591
37 | 0.0023833 | 0.0005973
38 | 0.0055621 | 0.001394
39 | 0.0066593 | 0.001669
40 | 0.0029539 | 0.00074031
41 | 0.0051935 | 0.0013016
42 | 0.0011572 | 0.00029002
43 | 0.0031598 | 0.00079192
44 | 0.0023428 | 0.00058716
45 | 0.0023428 | 0.00058716
46 | 0.0068365 | 0.0017134
47 | 0.0042365 | 0.0010618
48 | 0.0032108 | 0.00080471
49 | 0.0051752 | 0.001297
50 | 0.0039321 | 0.00098547
51 | 0.0043547 | 0.0010914
52 | 0.003393 | 0.00085035
53 | 0.0027102 | 0.00067923
54 | 0.0032139 | 0.00080549
55 | 0.0022327 | 0.00055958
56 | 0.0016624 | 0.00041663
57 | 0.0015221 | 0.00038148
58 | 0.0028403 | 0.00071184
59 | 0.0026997 | 0.0006766
60 | 0.0028019 | 0.00070222
61 | 0.001747 | 0.00043784
62 | 0.0022037 | 0.00055229
63 | 0.0023573 | 0.00059079
64 | 0.0023931 | 0.00059978
65 | 0.0034036 | 0.00085302
66 | 0.0025866 | 0.00064825
67 | 0.0037771 | 0.00094664
68 | 0.002512 | 0.00062956
69 | 0.0041557 | 0.0010415
70 | 0.0012185 | 0.00030537
71 | 0.010903 | 0.0027326
72 | 0.0024832 | 0.00062234
73 | 0.004136 | 0.0010366
74 | 0.0022025 | 0.000552
75 | 0.0027238 | 0.00068265
76 | 0.0021505 | 0.00053897
77 | 0.0036643 | 0.00091837
78 | 0.0034357 | 0.00086108
79 | 0.0052477 | 0.0013152
80 | 0.0021931 | 0.00054965
81 | 0.0018127 | 0.0004543
82 | 0.0027202 | 0.00068176
83 | 0.003658 | 0.00091678
84 | 0.0019418 | 0.00048666
85 | 0.0019941 | 0.00049976
86 | 0.0018163 | 0.00045521
87 | 0.0053482 | 0.0013404
88 | 0.0035241 | 0.00088321
89 | 0.0029157 | 0.00073074
90 | 0.0031386 | 0.0007866
91 | 0.0034772 | 0.00087147
92 | 0.0036539 | 0.00091575
93 | 0.0043352 | 0.0010865
94 | 0.0027826 | 0.00069738
95 | 0.0031931 | 0.00080027
96 | 0.004958 | 0.0012426
97 | 0.0036828 | 0.000923
98 | 0.006832 | 0.0017123
99 | 0.0040749 | 0.0010213
100 | 0.0047079 | 0.0011799
101 | 0.0039093 | 0.00097976
102 | 0.0037347 | 0.00093602
103 | 0.0022161 | 0.00055541
104 | 0.0019487 | 0.00048838
105 | 0.0073306 | 0.0018372
106 | 0.0070857 | 0.0017758
107 | 0.0023357 | 0.00058539
108 | 0.0018361 | 0.00046018
109 | 0.0030265 | 0.0007585

## dtypes
| element | column | dtype
0 | bus | name | object
1 | bus | vn_kv | float64
2 | bus | type | object
3 | bus | zone | object
4 | bus | in_service | bool
5 | load | name | object
6 | load | bus | uint32
7 | load | p_mw | float64
8 | load | q_mvar | float64
9 | load | const_z_percent | float64
10 | load | const_i_percent | float64
11 | load | sn_mva | float64
12 | load | scaling | float64
13 | load | in_service | bool
14 | load | type | object
15 | ext_grid | name | object
16 | ext_grid | bus | uint32
17 | ext_grid | vm_pu | float64
18 | ext_grid | va_degree | float64
19 | ext_grid | slack_weight | float64
20 | ext_grid | in_service | bool
21 | line | name | object
22 | line | std_type | object
23 | line | from_bus | uint32
24 | line | to_bus | uint32
25 | line | length_km | float64
26 | line | r_ohm_per_km | float64
27 | line | x_ohm_per_km | float64
28 | line | c_nf_per_km | float64
29 | line | g_us_per_km | float64
30 | line | max_i_ka | float64
31 | line | df | float64
32 | line | parallel | uint32
33 | line | type | object
34 | line | in_service | bool
35 | trafo | name | object
36 | trafo | std_type | object
37 | trafo | hv_bus | uint32
38 | trafo | lv_bus | uint32
39 | trafo | sn_mva | float64
40 | trafo | vn_hv_kv | float64
41 | trafo | vn_lv_kv | float64
42 | trafo | vk_percent | float64
43 | trafo | vkr_percent | float64
44 | trafo | pfe_kw | float64
45 | trafo | i0_percent | float64
46 | trafo | shift_degree | float64
47 | trafo | tap_side | object
48 | trafo | tap_neutral | int32
49 | trafo | tap_min | int32
50 | trafo | tap_max | int32
51 | trafo | tap_step_percent | float64
52 | trafo | tap_step_degree | float64
53 | trafo | tap_pos | int32
54 | trafo | tap_phase_shifter | bool
55 | trafo | parallel | uint32
56 | trafo | df | float64
57 | trafo | in_service | bool
58 | line_geodata | coords | object
59 | bus_geodata | x | float64
60 | bus_geodata | y | float64
61 | bus_geodata | coords | object
62 | res_bus | vm_pu | float64
63 | res_bus | va_degree | float64
64 | res_bus | p_mw | float64
65 | res_bus | q_mvar | float64
66 | res_line | p_from_mw | float64
67 | res_line | q_from_mvar | float64
68 | res_line | p_to_mw | float64
69 | res_line | q_to_mvar | float64
70 | res_line | pl_mw | float64
71 | res_line | ql_mvar | float64
72 | res_line | i_from_ka | float64
73 | res_line | i_to_ka | float64
74 | res_line | i_ka | float64
75 | res_line | vm_from_pu | float64
76 | res_line | va_from_degree | float64
77 | res_line | vm_to_pu | float64
78 | res_line | va_to_degree | float64
79 | res_line | loading_percent | float64
80 | res_trafo | p_hv_mw | float64
81 | res_trafo | q_hv_mvar | float64
82 | res_trafo | p_lv_mw | float64
83 | res_trafo | q_lv_mvar | float64
84 | res_trafo | pl_mw | float64
85 | res_trafo | ql_mvar | float64
86 | res_trafo | i_hv_ka | float64
87 | res_trafo | i_lv_ka | float64
88 | res_trafo | vm_hv_pu | float64
89 | res_trafo | va_hv_degree | float64
90 | res_trafo | vm_lv_pu | float64
91 | res_trafo | va_lv_degree | float64
92 | res_trafo | loading_percent | float64
93 | res_ext_grid | p_mw | float64
94 | res_ext_grid | q_mvar | float64
95 | res_load | p_mw | float64
96 | res_load | q_mvar | float64

## parameters
| version | format_version | converged | OPF_converged | name | f_hz | sn_mva
0 | 2.14.6 | 2.14.0 | TRUE | FALSE |  | 50 | 1