## bus
| name | vn_kv | type | zone | in_service
0 | bus_LV_5237-1_0_8_node_0 | 0.4 | n |  | TRUE
1 | bus_LV_5237-1_0_8_node_1 | 0.4 | n |  | TRUE
2 | bus_LV_5237-1_0_8_node_2 | 0.4 | n |  | TRUE
3 | bus_LV_5237-1_0_8_node_3 | 0.4 | n |  | TRUE
4 | bus_LV_5237-1_0_8_node_5 | 0.4 | n |  | TRUE
5 | bus_LV_5237-1_0_8_node_212 | 0.4 | n |  | TRUE
6 | bus_LV_5237-1_0_8_node_213 | 0.4 | n |  | TRUE
7 | bus_LV_5237-1_0_8_node_104 | 0.4 | n |  | TRUE
8 | bus_LV_5237-1_0_8_node_111 | 0.4 | n |  | TRUE
9 | bus_LV_5237-1_0_8_node_105 | 0.4 | n |  | TRUE
10 | bus_LV_5237-1_0_8_node_102 | 0.4 | n |  | TRUE
11 | bus_LV_5237-1_0_8_node_6 | 0.4 | n |  | TRUE
12 | bus_LV_5237-1_0_8_node_7 | 0.4 | n |  | TRUE
13 | bus_LV_5237-1_0_8_node_9 | 0.4 | n |  | TRUE
14 | bus_LV_5237-1_0_8_node_173 | 0.4 | n |  | TRUE
15 | bus_LV_5237-1_0_8_node_131 | 0.4 | n |  | TRUE
16 | bus_LV_5237-1_0_8_node_54 | 0.4 | n |  | TRUE
17 | bus_LV_5237-1_0_8_node_172 | 0.4 | n |  | TRUE
18 | bus_LV_5237-1_0_8_node_51 | 0.4 | n |  | TRUE
19 | bus_LV_5237-1_0_8_node_53 | 0.4 | n |  | TRUE
20 | bus_LV_5237-1_0_8_node_49 | 0.4 | n |  | TRUE
21 | bus_LV_5237-1_0_8_node_136 | 0.4 | n |  | TRUE
22 | bus_LV_5237-1_0_8_node_99 | 0.4 | n |  | TRUE
23 | bus_LV_5237-1_0_8_node_129 | 0.4 | n |  | TRUE
24 | bus_LV_5237-1_0_8_node_98 | 0.4 | n |  | TRUE
25 | bus_LV_5237-1_0_8_node_11 | 0.4 | n |  | TRUE
26 | bus_LV_5237-1_0_8_node_12 | 0.4 | n |  | TRUE
27 | bus_LV_5237-1_0_8_node_13 | 0.4 | n |  | TRUE
28 | bus_LV_5237-1_0_8_node_14 | 0.4 | n |  | TRUE
29 | bus_LV_5237-1_0_8_node_15 | 0.4 | n |  | TRUE
30 | bus_LV_5237-1_0_8_node_171 | 0.4 | n |  | TRUE
31 | bus_LV_5237-1_0_8_node_217 | 0.4 | n |  | TRUE
32 | bus_LV_5237-1_0_8_node_95 | 0.4 | n |  | TRUE
33 | bus_LV_5237-1_0_8_node_108 | 0.4 | n |  | TRUE
34 | bus_LV_5237-1_0_8_node_85 | 0.4 | n |  | TRUE
35 | bus_LV_5237-1_0_8_node_86 | 0.4 | n |  | TRUE
36 | bus_LV_5237-1_0_8_node_107 | 0.4 | n |  | TRUE
37 | bus_LV_5237-1_0_8_node_135 | 0.4 | n |  | TRUE
38 | bus_LV_5237-1_0_8_node_132 | 0.4 | n |  | TRUE
39 | bus_LV_5237-1_0_8_node_204 | 0.4 | n |  | TRUE
40 | bus_LV_5237-1_0_8_node_73 | 0.4 | n |  | TRUE
41 | bus_LV_5237-1_0_8_node_93 | 0.4 | n |  | TRUE
42 | bus_LV_5237-1_0_8_node_16 | 0.4 | n |  | TRUE
43 | bus_LV_5237-1_0_8_node_17 | 0.4 | n |  | TRUE
44 | bus_LV_5237-1_0_8_node_222 | 0.4 | n |  | TRUE
45 | bus_LV_5237-1_0_8_node_18 | 0.4 | n |  | TRUE
46 | bus_LV_5237-1_0_8_node_62 | 0.4 | n |  | TRUE
47 | bus_LV_5237-1_0_8_node_63 | 0.4 | n |  | TRUE
48 | bus_LV_5237-1_0_8_node_61 | 0.4 | n |  | TRUE
49 | bus_LV_5237-1_0_8_node_19 | 0.4 | n |  | TRUE
50 | bus_LV_5237-1_0_8_node_20 | 0.4 | n |  | TRUE
51 | bus_LV_5237-1_0_8_node_21 | 0.4 | n |  | TRUE
52 | bus_LV_5237-1_0_8_node_125 | 0.4 | n |  | TRUE
53 | bus_LV_5237-1_0_8_node_79 | 0.4 | n |  | TRUE
54 | bus_LV_5237-1_0_8_node_22 | 0.4 | n |  | TRUE
55 | bus_LV_5237-1_0_8_node_23 | 0.4 | n |  | TRUE
56 | bus_LV_5237-1_0_8_node_97 | 0.4 | n |  | TRUE
57 | bus_LV_5237-1_0_8_node_174 | 0.4 | n |  | TRUE
58 | bus_LV_5237-1_0_8_node_24 | 0.4 | n |  | TRUE
59 | bus_LV_5237-1_0_8_node_25 | 0.4 | n |  | TRUE
60 | bus_LV_5237-1_0_8_node_26 | 0.4 | n |  | TRUE
61 | bus_LV_5237-1_0_8_node_186 | 0.4 | n |  | TRUE
62 | bus_LV_5237-1_0_8_node_27 | 0.4 | n |  | TRUE
63 | bus_LV_5237-1_0_8_node_28 | 0.4 | n |  | TRUE
64 | bus_LV_5237-1_0_8_node_187 | 0.4 | n |  | TRUE
65 | bus_LV_5237-1_0_8_node_58 | 0.4 | n |  | TRUE
66 | bus_LV_5237-1_0_8_node_128 | 0.4 | n |  | TRUE
67 | bus_LV_5237-1_0_8_node_56 | 0.4 | n |  | TRUE
68 | bus_LV_5237-1_0_8_node_88 | 0.4 | n |  | TRUE
69 | bus_LV_5237-1_0_8_node_100 | 0.4 | n |  | TRUE
70 | bus_LV_5237-1_0_8_node_158 | 0.4 | n |  | TRUE
71 | bus_LV_5237-1_0_8_node_89 | 0.4 | n |  | TRUE
72 | bus_LV_5237-1_0_8_node_159 | 0.4 | n |  | TRUE
73 | bus_LV_5237-1_0_8_node_29 | 0.4 | n |  | TRUE
74 | bus_LV_5237-1_0_8_node_30 | 0.4 | n |  | TRUE
75 | bus_LV_5237-1_0_8_node_31 | 0.4 | n |  | TRUE
76 | bus_LV_5237-1_0_8_node_32 | 0.4 | n |  | TRUE
77 | bus_LV_5237-1_0_8_node_33 | 0.4 | n |  | TRUE
78 | bus_LV_5237-1_0_8_node_34 | 0.4 | n |  | TRUE
79 | bus_LV_5237-1_0_8_node_60 | 0.4 | n |  | TRUE
80 | bus_LV_5237-1_0_8_node_176 | 0.4 | n |  | TRUE
81 | bus_LV_5237-1_0_8_node_168 | 0.4 | n |  | TRUE
82 | bus_LV_5237-1_0_8_node_189 | 0.4 | n |  | TRUE
83 | bus_LV_5237-1_0_8_node_196 | 0.4 | n |  | TRUE
84 | bus_LV_5237-1_0_8_node_157 | 0.4 | n |  | TRUE
85 | bus_LV_5237-1_0_8_node_167 | 0.4 | n |  | TRUE
86 | bus_LV_5237-1_0_8_node_77 | 0.4 | n |  | TRUE
87 | bus_LV_5237-1_0_8_node_35 | 0.4 | n |  | TRUE
88 | bus_LV_5237-1_0_8_node_36 | 0.4 | n |  | TRUE
89 | bus_LV_5237-1_0_8_node_37 | 0.4 | n |  | TRUE
90 | bus_LV_5237-1_0_8_node_38 | 0.4 | n |  | TRUE
91 | bus_LV_5237-1_0_8_node_39 | 0.4 | n |  | TRUE
92 | bus_LV_5237-1_0_8_node_219 | 0.4 | n |  | TRUE
93 | bus_LV_5237-1_0_8_node_223 | 0.4 | n |  | TRUE
94 | bus_LV_5237-1_0_8_node_218 | 0.4 | n |  | TRUE
95 | bus_LV_5237-1_0_8_node_45 | 0.4 | n |  | TRUE
96 | bus_LV_5237-1_0_8_node_87 | 0.4 | n |  | TRUE
97 | bus_LV_5237-1_0_8_node_46 | 0.4 | n |  | TRUE
98 | bus_LV_5237-1_0_8_node_40 | 0.4 | n |  | TRUE
99 | bus_LV_5237-1_0_8_node_41 | 0.4 | n |  | TRUE
100 | bus_LV_5237-1_0_8_node_42 | 0.4 | n |  | TRUE
101 | bus_LV_5237-1_0_8_node_43 | 0.4 | n |  | TRUE
102 | bus_LV_5237-1_0_8_node_44 | 0.4 | n |  | TRUE
103 | bus_LV_5237-1_0_8_node_90 | 0.4 | n |  | TRUE
104 | bus_LV_5237-1_0_8_node_193 | 0.4 | n |  | TRUE
105 | bus_LV_5237-1_0_8_node_112 | 0.4 | n |  | TRUE
106 | bus_LV_5237-1_0_8_node_194 | 0.4 | n |  | TRUE
107 | bus_LV_5237-1_0_8_node_47 | 0.4 | n |  | TRUE
108 | bus_LV_5237-1_0_8_node_48 | 0.4 | n |  | TRUE
109 | bus_LV_5237-1_0_8_node_137 | 0.4 | n |  | TRUE
110 | bus_LV_5237-1_0_8_node_122 | 0.4 | n |  | TRUE
111 | bus_LV_5237-1_0_8_node_138 | 0.4 | n |  | TRUE
112 | bus_LV_5237-1_0_8_node_124 | 0.4 | n |  | TRUE
113 | bus_LV_5237-1_0_8_node_120 | 0.4 | n |  | TRUE
114 | bus_LV_5237-1_0_8_node_50 | 0.4 | n |  | TRUE
115 | bus_LV_5237-1_0_8_node_52 | 0.4 | n |  | TRUE
116 | bus_LV_5237-1_0_8_node_130 | 0.4 | n |  | TRUE
117 | bus_LV_5237-1_0_8_node_55 | 0.4 | n |  | TRUE
118 | bus_LV_5237-1_0_8_node_57 | 0.4 | n |  | TRUE
119 | bus_LV_5237-1_0_8_node_59 | 0.4 | n |  | TRUE
120 | bus_LV_5237-1_0_8_node_191 | 0.4 | n |  | TRUE
121 | bus_LV_5237-1_0_8_node_116 | 0.4 | n |  | TRUE
122 | bus_LV_5237-1_0_8_node_118 | 0.4 | n |  | TRUE
123 | bus_LV_5237-1_0_8_node_119 | 0.4 | n |  | TRUE
124 | bus_LV_5237-1_0_8_node_114 | 0.4 | n |  | TRUE
125 | bus_LV_5237-1_0_8_node_182 | 0.4 | n |  | TRUE
126 | bus_LV_5237-1_0_8_node_71 | 0.4 | n |  | TRUE
127 | bus_LV_5237-1_0_8_node_170 | 0.4 | n |  | TRUE
128 | bus_LV_5237-1_0_8_node_69 | 0.4 | n |  | TRUE
129 | bus_LV_5237-1_0_8_node_139 | 0.4 | n |  | TRUE
130 | bus_LV_5237-1_0_8_node_146 | 0.4 | n |  | TRUE
131 | bus_LV_5237-1_0_8_node_147 | 0.4 | n |  | TRUE
132 | bus_LV_5237-1_0_8_node_148 | 0.4 | n |  | TRUE
133 | bus_LV_5237-1_0_8_node_149 | 0.4 | n |  | TRUE
134 | bus_LV_5237-1_0_8_node_150 | 0.4 | n |  | TRUE
135 | bus_LV_5237-1_0_8_node_123 | 0.4 | n |  | TRUE
136 | bus_LV_5237-1_0_8_node_188 | 0.4 | n |  | TRUE
137 | bus_LV_5237-1_0_8_node_156 | 0.4 | n |  | TRUE
138 | bus_LV_5237-1_0_8_node_195 | 0.4 | n |  | TRUE
139 | bus_LV_5237-1_0_8_node_64 | 0.4 | n |  | TRUE
140 | bus_LV_5237-1_0_8_node_66 | 0.4 | n |  | TRUE
141 | bus_LV_5237-1_0_8_node_67 | 0.4 | n |  | TRUE
142 | bus_LV_5237-1_0_8_node_211 | 0.4 | n |  | TRUE
143 | bus_LV_5237-1_0_8_node_220 | 0.4 | n |  | TRUE
144 | bus_LV_5237-1_0_8_node_221 | 0.4 | n |  | TRUE
145 | bus_LV_5237-1_0_8_node_209 | 0.4 | n |  | TRUE
146 | bus_LV_5237-1_0_8_node_192 | 0.4 | n |  | TRUE
147 | bus_LV_5237-1_0_8_node_208 | 0.4 | n |  | TRUE
148 | bus_LV_5237-1_0_8_node_210 | 0.4 | n |  | TRUE
149 | bus_LV_5237-1_0_8_node_155 | 0.4 | n |  | TRUE
150 | bus_LV_5237-1_0_8_node_68 | 0.4 | n |  | TRUE
151 | bus_LV_5237-1_0_8_node_70 | 0.4 | n |  | TRUE
152 | bus_LV_5237-1_0_8_node_72 | 0.4 | n |  | TRUE
153 | bus_LV_5237-1_0_8_node_91 | 0.4 | n |  | TRUE
154 | bus_LV_5237-1_0_8_node_145 | 0.4 | n |  | TRUE
155 | bus_LV_5237-1_0_8_node_142 | 0.4 | n |  | TRUE
156 | bus_LV_5237-1_0_8_node_74 | 0.4 | n |  | TRUE
157 | bus_LV_5237-1_0_8_node_75 | 0.4 | n |  | TRUE
158 | bus_LV_5237-1_0_8_node_76 | 0.4 | n |  | TRUE
159 | bus_LV_5237-1_0_8_node_78 | 0.4 | n |  | TRUE
160 | bus_LV_5237-1_0_8_node_180 | 0.4 | n |  | TRUE
161 | bus_LV_5237-1_0_8_node_181 | 0.4 | n |  | TRUE
162 | bus_LV_5237-1_0_8_node_179 | 0.4 | n |  | TRUE
163 | bus_LV_5237-1_0_8_node_80 | 0.4 | n |  | TRUE
164 | bus_LV_5237-1_0_8_node_81 | 0.4 | n |  | TRUE
165 | bus_LV_5237-1_0_8_node_82 | 0.4 | n |  | TRUE
166 | bus_LV_5237-1_0_8_node_83 | 0.4 | n |  | TRUE
167 | bus_LV_5237-1_0_8_node_84 | 0.4 | n |  | TRUE
168 | bus_LV_5237-1_0_8_node_96 | 0.4 | n |  | TRUE
169 | bus_LV_5237-1_0_8_node_198 | 0.4 | n |  | TRUE
170 | bus_LV_5237-1_0_8_node_214 | 0.4 | n |  | TRUE
171 | bus_LV_5237-1_0_8_node_201 | 0.4 | n |  | TRUE
172 | bus_LV_5237-1_0_8_node_197 | 0.4 | n |  | TRUE
173 | bus_LV_5237-1_0_8_node_133 | 0.4 | n |  | TRUE
174 | bus_LV_5237-1_0_8_node_205 | 0.4 | n |  | TRUE
175 | bus_LV_5237-1_0_8_node_200 | 0.4 | n |  | TRUE
176 | bus_LV_5237-1_0_8_node_178 | 0.4 | n |  | TRUE
177 | bus_LV_5237-1_0_8_node_92 | 0.4 | n |  | TRUE
178 | bus_LV_5237-1_0_8_node_117 | 0.4 | n |  | TRUE
179 | bus_LV_5237-1_0_8_node_134 | 0.4 | n |  | TRUE
180 | bus_LV_5237-1_0_8_node_215 | 0.4 | n |  | TRUE
181 | bus_LV_5237-1_0_8_node_177 | 0.4 | n |  | TRUE
182 | bus_LV_5237-1_0_8_node_203 | 0.4 | n |  | TRUE
183 | bus_LV_5237-1_0_8_node_206 | 0.4 | n |  | TRUE
184 | bus_LV_5237-1_0_8_node_94 | 0.4 | n |  | TRUE
185 | bus_LV_5237-1_0_8_node_113 | 0.4 | n |  | TRUE
186 | bus_LV_5237-1_0_8_node_115 | 0.4 | n |  | TRUE
187 | bus_LV_5237-1_0_8_node_126 | 0.4 | n |  | TRUE
188 | bus_LV_5237-1_0_8_node_121 | 0.4 | n |  | TRUE
189 | bus_LV_5237-1_0_8_node_175 | 0.4 | n |  | TRUE
190 | bus_LV_5237-1_0_8_node_202 | 0.4 | n |  | TRUE
191 | bus_LV_5237-1_0_8_node_160 | 0.4 | n |  | TRUE
192 | bus_LV_5237-1_0_8_node_101 | 0.4 | n |  | TRUE
193 | bus_LV_5237-1_0_8_node_103 | 0.4 | n |  | TRUE
194 | bus_LV_5237-1_0_8_node_106 | 0.4 | n |  | TRUE
195 | bus_LV_5237-1_0_8_node_184 | 0.4 | n |  | TRUE
196 | bus_LV_5237-1_0_8_node_185 | 0.4 | n |  | TRUE
197 | bus_LV_5237-1_0_8_node_109 | 0.4 | n |  | TRUE
198 | bus_LV_5237-1_0_8_node_110 | 0.4 | n |  | TRUE
199 | bus_LV_5237-1_0_8_node_127 | 0.4 | n |  | TRUE
200 | bus_LV_5237-1_0_8_node_183 | 0.4 | n |  | TRUE
201 | bus_LV_5237-1_0_8_node_144 | 0.4 | n |  | TRUE
202 | bus_LV_5237-1_0_8_node_169 | 0.4 | n |  | TRUE
203 | bus_LV_5237-1_0_8_node_140 | 0.4 | n |  | TRUE
204 | bus_LV_5237-1_0_8_node_141 | 0.4 | n |  | TRUE
205 | bus_LV_5237-1_0_8_node_143 | 0.4 | n |  | TRUE
206 | bus_LV_5237-1_0_8_node_163 | 0.4 | n |  | TRUE
207 | bus_LV_5237-1_0_8_node_161 | 0.4 | n |  | TRUE
208 | bus_LV_5237-1_0_8_node_151 | 0.4 | n |  | TRUE
209 | bus_LV_5237-1_0_8_node_152 | 0.4 | n |  | TRUE
210 | bus_LV_5237-1_0_8_node_153 | 0.4 | n |  | TRUE
211 | bus_LV_5237-1_0_8_node_166 | 0.4 | n |  | TRUE
212 | bus_LV_5237-1_0_8_node_162 | 0.4 | n |  | TRUE
213 | bus_LV_5237-1_0_8_node_164 | 0.4 | n |  | TRUE
214 | bus_LV_5237-1_0_8_node_207 | 0.4 | n |  | TRUE
215 | bus_LV_5237-1_0_8_node_199 | 0.4 | n |  | TRUE
216 | bus_MV_73_0_node_19 | 20 | n |  | TRUE

## load
| name | bus | p_mw | q_mvar | const_z_percent | const_i_percent | sn_mva | scaling | in_service | type
0 | LV_5237-1_0_8_load_0 | 0 | 0.004535 | 0.0011366 | 0 | 0 |  | 1 | TRUE | wye
1 | LV_5237-1_0_8_load_1 | 1 | 0.0052799 | 0.0013233 | 0 | 0 |  | 1 | TRUE | wye
2 | LV_5237-1_0_8_load_5 | 4 | 0.0036569 | 0.00091652 | 0 | 0 |  | 1 | TRUE | wye
3 | LV_5237-1_0_8_load_212 | 5 | 0.0021237 | 0.00053226 | 0 | 0 |  | 1 | TRUE | wye
4 | LV_5237-1_0_8_load_213 | 6 | 0.0044541 | 0.0011163 | 0 | 0 |  | 1 | TRUE | wye
5 | LV_5237-1_0_8_load_104 | 7 | 0.0019252 | 0.00048249 | 0 | 0 |  | 1 | TRUE | wye
6 | LV_5237-1_0_8_load_111 | 8 | 0.0059983 | 0.0015033 | 0 | 0 |  | 1 | TRUE | wye
7 | LV_5237-1_0_8_load_105 | 9 | 0.0043579 | 0.0010922 | 0 | 0 |  | 1 | TRUE | wye
8 | LV_5237-1_0_8_load_102 | 10 | 0.0038695 | 0.00096978 | 0 | 0 |  | 1 | TRUE | wye
9 | LV_5237-1_0_8_load_6 | 11 | 0.0031439 | 0.00078794 | 0 | 0 |  | 1 | TRUE | wye
10 | LV_5237-1_0_8_load_7 | 12 | 0.0013803 | 0.00034594 | 0 | 0 |  | 1 | TRUE | wye
11 | LV_5237-1_0_8_load_9 | 13 | 0.003672 | 0.00092029 | 0 | 0 |  | 1 | TRUE | wye
12 | LV_5237-1_0_8_load_173 | 14 | 0.0082501 | 0.0020677 | 0 | 0 |  | 1 | TRUE | wye
13 | LV_5237-1_0_8_load_131 | 15 | 0.0042856 | 0.0010741 | 0 | 0 |  | 1 | TRUE | wye
14 | LV_5237-1_0_8_load_172 | 17 | 0.0030317 | 0.00075982 | 0 | 0 |  | 1 | TRUE | wye
15 | LV_5237-1_0_8_load_49 | 20 | 0.0016254 | 0.00040737 | 0 | 0 |  | 1 | TRUE | wye
16 | LV_5237-1_0_8_load_136 | 21 | 0.0041838 | 0.0010486 | 0 | 0 |  | 1 | TRUE | wye
17 | LV_5237-1_0_8_load_99 | 22 | 0.001952 | 0.00048921 | 0 | 0 |  | 1 | TRUE | wye
18 | LV_5237-1_0_8_load_129 | 23 | 0.0046014 | 0.0011532 | 0 | 0 |  | 1 | TRUE | wye
19 | LV_5237-1_0_8_load_98 | 24 | 0.003779 | 0.00094711 | 0 | 0 |  | 1 | TRUE | wye
20 | LV_5237-1_0_8_load_11 | 25 | 0.0055569 | 0.0013927 | 0 | 0 |  | 1 | TRUE | wye
21 | LV_5237-1_0_8_load_12 | 26 | 0.0025877 | 0.00064855 | 0 | 0 |  | 1 | TRUE | wye
22 | LV_5237-1_0_8_load_13 | 27 | 0.0029411 | 0.00073711 | 0 | 0 |  | 1 | TRUE | wye
23 | LV_5237-1_0_8_load_14 | 28 | 0.0027715 | 0.00069462 | 0 | 0 |  | 1 | TRUE | wye
24 | LV_5237-1_0_8_load_171 | 30 | 0.0031443 | 0.00078804 | 0 | 0 |  | 1 | TRUE | wye
25 | LV_5237-1_0_8_load_217 | 31 | 0.0025671 | 0.00064338 | 0 | 0 |  | 1 | TRUE | wye
26 | LV_5237-1_0_8_load_95 | 32 | 0.0032038 | 0.00080296 | 0 | 0 |  | 1 | TRUE | wye
27 | LV_5237-1_0_8_load_108 | 33 | 0.002083 | 0.00052204 | 0 | 0 |  | 1 | TRUE | wye
28 | LV_5237-1_0_8_load_107 | 36 | 0.0026702 | 0.0006692 | 0 | 0 |  | 1 | TRUE | wye
29 | LV_5237-1_0_8_load_135 | 37 | 0.0029276 | 0.00073372 | 0 | 0 |  | 1 | TRUE | wye
30 | LV_5237-1_0_8_load_132 | 38 | 0.0029628 | 0.00074256 | 0 | 0 |  | 1 | TRUE | wye
31 | LV_5237-1_0_8_load_204 | 39 | 0.001813 | 0.00045437 | 0 | 0 |  | 1 | TRUE | wye
32 | LV_5237-1_0_8_load_73 | 40 | 0.0044447 | 0.0011139 | 0 | 0 |  | 1 | TRUE | wye
33 | LV_5237-1_0_8_load_93 | 41 | 0.0029154 | 0.00073068 | 0 | 0 |  | 1 | TRUE | wye
34 | LV_5237-1_0_8_load_16 | 42 | 0.0030902 | 0.00077447 | 0 | 0 |  | 1 | TRUE | wye
35 | LV_5237-1_0_8_load_17 | 43 | 0.0014451 | 0.00036217 | 0 | 0 |  | 1 | TRUE | wye
36 | LV_5237-1_0_8_load_222 | 44 | 0.0030534 | 0.00076526 | 0 | 0 |  | 1 | TRUE | wye
37 | LV_5237-1_0_8_load_18 | 45 | 0.0022857 | 0.00057286 | 0 | 0 |  | 1 | TRUE | wye
38 | LV_5237-1_0_8_load_63 | 47 | 0.002752 | 0.00068972 | 0 | 0 |  | 1 | TRUE | wye
39 | LV_5237-1_0_8_load_61 | 48 | 0.0040813 | 0.0010229 | 0 | 0 |  | 1 | TRUE | wye
40 | LV_5237-1_0_8_load_19 | 49 | 0.0060645 | 0.0015199 | 0 | 0 |  | 1 | TRUE | wye
41 | LV_5237-1_0_8_load_20 | 50 | 0.0026431 | 0.00066243 | 0 | 0 |  | 1 | TRUE | wye
42 | LV_5237-1_0_8_load_21 | 51 | 0.004638 | 0.0011624 | 0 | 0 |  | 1 | TRUE | wye
43 | LV_5237-1_0_8_load_79 | 53 | 0.0022457 | 0.00056283 | 0 | 0 |  | 1 | TRUE | wye
44 | LV_5237-1_0_8_load_22 | 54 | 0.0031277 | 0.00078387 | 0 | 0 |  | 1 | TRUE | wye
45 | LV_5237-1_0_8_load_23 | 55 | 0.0036116 | 0.00090515 | 0 | 0 |  | 1 | TRUE | wye
46 | LV_5237-1_0_8_load_97 | 56 | 0.0067251 | 0.0016855 | 0 | 0 |  | 1 | TRUE | wye
47 | LV_5237-1_0_8_load_174 | 57 | 0.0044088 | 0.001105 | 0 | 0 |  | 1 | TRUE | wye
48 | LV_5237-1_0_8_load_24 | 58 | 0.0042561 | 0.0010667 | 0 | 0 |  | 1 | TRUE | wye
49 | LV_5237-1_0_8_load_25 | 59 | 0.006577 | 0.0016483 | 0 | 0 |  | 1 | TRUE | wye
50 | LV_5237-1_0_8_load_26 | 60 | 0.0019156 | 0.00048009 | 0 | 0 |  | 1 | TRUE | wye
51 | LV_5237-1_0_8_load_186 | 61 | 0.0015654 | 0.00039233 | 0 | 0 |  | 1 | TRUE | wye
52 | LV_5237-1_0_8_load_27 | 62 | 0.004173 | 0.0010459 | 0 | 0 |  | 1 | TRUE | wye
53 | LV_5237-1_0_8_load_28 | 63 | 0.0027799 | 0.0006967 | 0 | 0 |  | 1 | TRUE | wye
54 | LV_5237-1_0_8_load_58 | 65 | 0.0059209 | 0.0014839 | 0 | 0 |  | 1 | TRUE | wye
55 | LV_5237-1_0_8_load_128 | 66 | 0.0039714 | 0.00099533 | 0 | 0 |  | 1 | TRUE | wye
56 | LV_5237-1_0_8_load_56 | 67 | 0.00089132 | 0.00022339 | 0 | 0 |  | 1 | TRUE | wye
57 | LV_5237-1_0_8_load_88 | 68 | 0.0035578 | 0.00089168 | 0 | 0 |  | 1 | TRUE | wye
58 | LV_5237-1_0_8_load_100 | 69 | 0.0047712 | 0.0011958 | 0 | 0 |  | 1 | TRUE | wye
59 | LV_5237-1_0_8_load_158 | 70 | 0.0038219 | 0.00095786 | 0 | 0 |  | 1 | TRUE | wye
60 | LV_5237-1_0_8_load_159 | 72 | 0.0032604 | 0.00081714 | 0 | 0 |  | 1 | TRUE | wye
61 | LV_5237-1_0_8_load_29 | 73 | 0.0055032 | 0.0013792 | 0 | 0 |  | 1 | TRUE | wye
62 | LV_5237-1_0_8_load_30 | 74 | 0.0017436 | 0.00043698 | 0 | 0 |  | 1 | TRUE | wye
63 | LV_5237-1_0_8_load_32 | 76 | 0.0030916 | 0.00077483 | 0 | 0 |  | 1 | TRUE | wye
64 | LV_5237-1_0_8_load_34 | 78 | 0.0024041 | 0.00060253 | 0 | 0 |  | 1 | TRUE | wye
65 | LV_5237-1_0_8_load_60 | 79 | 0.003535 | 0.00088595 | 0 | 0 |  | 1 | TRUE | wye
66 | LV_5237-1_0_8_load_168 | 81 | 0.0035447 | 0.00088839 | 0 | 0 |  | 1 | TRUE | wye
67 | LV_5237-1_0_8_load_189 | 82 | 0.0019943 | 0.00049982 | 0 | 0 |  | 1 | TRUE | wye
68 | LV_5237-1_0_8_load_196 | 83 | 0.0019357 | 0.00048513 | 0 | 0 |  | 1 | TRUE | wye
69 | LV_5237-1_0_8_load_157 | 84 | 0.0017469 | 0.00043781 | 0 | 0 |  | 1 | TRUE | wye
70 | LV_5237-1_0_8_load_167 | 85 | 0.0030264 | 0.00075849 | 0 | 0 |  | 1 | TRUE | wye
71 | LV_5237-1_0_8_load_77 | 86 | 0.0048023 | 0.0012036 | 0 | 0 |  | 1 | TRUE | wye
72 | LV_5237-1_0_8_load_35 | 87 | 0.0019026 | 0.00047683 | 0 | 0 |  | 1 | TRUE | wye
73 | LV_5237-1_0_8_load_36 | 88 | 0.001524 | 0.00038194 | 0 | 0 |  | 1 | TRUE | wye
74 | LV_5237-1_0_8_load_37 | 89 | 0.0015117 | 0.00037886 | 0 | 0 |  | 1 | TRUE | wye
75 | LV_5237-1_0_8_load_39 | 91 | 0.0020107 | 0.00050392 | 0 | 0 |  | 1 | TRUE | wye
76 | LV_5237-1_0_8_load_223 | 93 | 0.0023796 | 0.00059639 | 0 | 0 |  | 1 | TRUE | wye
77 | LV_5237-1_0_8_load_45 | 95 | 0.0028047 | 0.00070292 | 0 | 0 |  | 1 | TRUE | wye
78 | LV_5237-1_0_8_load_87 | 96 | 0.010738 | 0.0026911 | 0 | 0 |  | 1 | TRUE | wye
79 | LV_5237-1_0_8_load_40 | 98 | 0.002576 | 0.0006456 | 0 | 0 |  | 1 | TRUE | wye
80 | LV_5237-1_0_8_load_41 | 99 | 0.002224 | 0.00055738 | 0 | 0 |  | 1 | TRUE | wye
81 | LV_5237-1_0_8_load_42 | 100 | 0.0021685 | 0.00054347 | 0 | 0 |  | 1 | TRUE | wye
82 | LV_5237-1_0_8_load_43 | 101 | 0.0020205 | 0.00050638 | 0 | 0 |  | 1 | TRUE | wye
83 | LV_5237-1_0_8_load_44 | 102 | 0.0039481 | 0.00098948 | 0 | 0 |  | 1 | TRUE | wye
84 | LV_5237-1_0_8_load_90 | 103 | 0.0021915 | 0.00054924 | 0 | 0 |  | 1 | TRUE | wye
85 | LV_5237-1_0_8_load_193 | 104 | 0.0029292 | 0.00073413 | 0 | 0 |  | 1 | TRUE | wye
86 | LV_5237-1_0_8_load_112 | 105 | 0.0034209 | 0.00085735 | 0 | 0 |  | 1 | TRUE | wye
87 | LV_5237-1_0_8_load_194 | 106 | 0.0021924 | 0.00054947 | 0 | 0 |  | 1 | TRUE | wye
88 | LV_5237-1_0_8_load_47 | 107 | 0.0025413 | 0.00063692 | 0 | 0 |  | 1 | TRUE | wye
89 | LV_5237-1_0_8_load_48 | 108 | 0.0028025 | 0.00070238 | 0 | 0 |  | 1 | TRUE | wye
90 | LV_5237-1_0_8_load_137 | 109 | 0.0030027 | 0.00075255 | 0 | 0 |  | 1 | TRUE | wye
91 | LV_5237-1_0_8_load_138 | 111 | 0.0029028 | 0.00072752 | 0 | 0 |  | 1 | TRUE | wye
92 | LV_5237-1_0_8_load_124 | 112 | 0.0028148 | 0.00070546 | 0 | 0 |  | 1 | TRUE | wye
93 | LV_5237-1_0_8_load_120 | 113 | 0.0018427 | 0.00046184 | 0 | 0 |  | 1 | TRUE | wye
94 | LV_5237-1_0_8_load_50 | 114 | 0.0032845 | 0.00082317 | 0 | 0 |  | 1 | TRUE | wye
95 | LV_5237-1_0_8_load_52 | 115 | 0.0024649 | 0.00061776 | 0 | 0 |  | 1 | TRUE | wye
96 | LV_5237-1_0_8_load_130 | 116 | 0.0032767 | 0.00082122 | 0 | 0 |  | 1 | TRUE | wye
97 | LV_5237-1_0_8_load_55 | 117 | 0.006424 | 0.00161 | 0 | 0 |  | 1 | TRUE | wye
98 | LV_5237-1_0_8_load_57 | 118 | 0.0059287 | 0.0014859 | 0 | 0 |  | 1 | TRUE | wye
99 | LV_5237-1_0_8_load_59 | 119 | 0.0089698 | 0.002248 | 0 | 0 |  | 1 | TRUE | wye
100 | LV_5237-1_0_8_load_191 | 120 | 0.0021491 | 0.00053861 | 0 | 0 |  | 1 | TRUE | wye
101 | LV_5237-1_0_8_load_118 | 122 | 0.0023264 | 0.00058304 | 0 | 0 |  | 1 | TRUE | wye
102 | LV_5237-1_0_8_load_119 | 123 | 0.0038389 | 0.00096211 | 0 | 0 |  | 1 | TRUE | wye
103 | LV_5237-1_0_8_load_114 | 124 | 0.0028134 | 0.00070511 | 0 | 0 |  | 1 | TRUE | wye
104 | LV_5237-1_0_8_load_182 | 125 | 0.0015294 | 0.00038332 | 0 | 0 |  | 1 | TRUE | wye
105 | LV_5237-1_0_8_load_71 | 126 | 0.0030105 | 0.00075451 | 0 | 0 |  | 1 | TRUE | wye
106 | LV_5237-1_0_8_load_170 | 127 | 0.0043261 | 0.0010842 | 0 | 0 |  | 1 | TRUE | wye
107 | LV_5237-1_0_8_load_69 | 128 | 0.0026632 | 0.00066746 | 0 | 0 |  | 1 | TRUE | wye
108 | LV_5237-1_0_8_load_139 | 129 | 0.0032537 | 0.00081545 | 0 | 0 |  | 1 | TRUE | wye
109 | LV_5237-1_0_8_load_146 | 130 | 0.0023234 | 0.0005823 | 0 | 0 |  | 1 | TRUE | wye
110 | LV_5237-1_0_8_load_147 | 131 | 0.0021482 | 0.0005384 | 0 | 0 |  | 1 | TRUE | wye
111 | LV_5237-1_0_8_load_148 | 132 | 0.0025739 | 0.00064507 | 0 | 0 |  | 1 | TRUE | wye
112 | LV_5237-1_0_8_load_149 | 133 | 0.0028176 | 0.00070616 | 0 | 0 |  | 1 | TRUE | wye
113 | LV_5237-1_0_8_load_150 | 134 | 0.0030552 | 0.00076571 | 0 | 0 |  | 1 | TRUE | wye
114 | LV_5237-1_0_8_load_123 | 135 | 0.0021117 | 0.00052925 | 0 | 0 |  | 1 | TRUE | wye
115 | LV_5237-1_0_8_load_188 | 136 | 0.0036394 | 0.00091211 | 0 | 0 |  | 1 | TRUE | wye
116 | LV_5237-1_0_8_load_156 | 137 | 0.001377 | 0.00034512 | 0 | 0 |  | 1 | TRUE | wye
117 | LV_5237-1_0_8_load_195 | 138 | 0.0027699 | 0.00069419 | 0 | 0 |  | 1 | TRUE | wye
118 | LV_5237-1_0_8_load_64 | 139 | 0.0015285 | 0.00038308 | 0 | 0 |  | 1 | TRUE | wye
119 | LV_5237-1_0_8_load_67 | 141 | 0.0023238 | 0.00058239 | 0 | 0 |  | 1 | TRUE | wye
120 | LV_5237-1_0_8_load_211 | 142 | 0.0019697 | 0.00049365 | 0 | 0 |  | 1 | TRUE | wye
121 | LV_5237-1_0_8_load_220 | 143 | 0.0013685 | 0.00034298 | 0 | 0 |  | 1 | TRUE | wye
122 | LV_5237-1_0_8_load_221 | 144 | 0.003317 | 0.00083132 | 0 | 0 |  | 1 | TRUE | wye
123 | LV_5237-1_0_8_load_192 | 146 | 0.00089008 | 0.00022307 | 0 | 0 |  | 1 | TRUE | wye
124 | LV_5237-1_0_8_load_208 | 147 | 0.015875 | 0.0039787 | 0 | 0 |  | 1 | TRUE | wye
125 | LV_5237-1_0_8_load_210 | 148 | 0.001777 | 0.00044537 | 0 | 0 |  | 1 | TRUE | wye
126 | LV_5237-1_0_8_load_68 | 150 | 0.0033912 | 0.00084992 | 0 | 0 |  | 1 | TRUE | wye
127 | LV_5237-1_0_8_load_72 | 152 | 0.0030682 | 0.00076896 | 0 | 0 |  | 1 | TRUE | wye
128 | LV_5237-1_0_8_load_91 | 153 | 0.0014396 | 0.0003608 | 0 | 0 |  | 1 | TRUE | wye
129 | LV_5237-1_0_8_load_145 | 154 | 0.0038996 | 0.00097734 | 0 | 0 |  | 1 | TRUE | wye
130 | LV_5237-1_0_8_load_74 | 156 | 0.0023552 | 0.00059027 | 0 | 0 |  | 1 | TRUE | wye
131 | LV_5237-1_0_8_load_75 | 157 | 0.0023788 | 0.00059618 | 0 | 0 |  | 1 | TRUE | wye
132 | LV_5237-1_0_8_load_78 | 159 | 0.0022885 | 0.00057354 | 0 | 0 |  | 1 | TRUE | wye
133 | LV_5237-1_0_8_load_181 | 161 | 0.0021995 | 0.00055125 | 0 | 0 |  | 1 | TRUE | wye
134 | LV_5237-1_0_8_load_179 | 162 | 0.0024854 | 0.00062289 | 0 | 0 |  | 1 | TRUE | wye
135 | LV_5237-1_0_8_load_80 | 163 | 0.0019206 | 0.00048135 | 0 | 0 |  | 1 | TRUE | wye
136 | LV_5237-1_0_8_load_81 | 164 | 0.0032648 | 0.00081824 | 0 | 0 |  | 1 | TRUE | wye
137 | LV_5237-1_0_8_load_82 | 165 | 0.0019058 | 0.00047763 | 0 | 0 |  | 1 | TRUE | wye
138 | LV_5237-1_0_8_load_83 | 166 | 0.0022513 | 0.00056422 | 0 | 0 |  | 1 | TRUE | wye
139 | LV_5237-1_0_8_load_84 | 167 | 0.0018967 | 0.00047536 | 0 | 0 |  | 1 | TRUE | wye
140 | LV_5237-1_0_8_load_96 | 168 | 0.0023759 | 0.00059545 | 0 | 0 |  | 1 | TRUE | wye
141 | LV_5237-1_0_8_load_201 | 171 | 0.0023072 | 0.00057824 | 0 | 0 |  | 1 | TRUE | wye
142 | LV_5237-1_0_8_load_133 | 173 | 0.0020041 | 0.00050228 | 0 | 0 |  | 1 | TRUE | wye
143 | LV_5237-1_0_8_load_205 | 174 | 0.00197 | 0.00049372 | 0 | 0 |  | 1 | TRUE | wye
144 | LV_5237-1_0_8_load_200 | 175 | 0.0031965 | 0.00080112 | 0 | 0 |  | 1 | TRUE | wye
145 | LV_5237-1_0_8_load_92 | 177 | 0.0018934 | 0.00047453 | 0 | 0 |  | 1 | TRUE | wye
146 | LV_5237-1_0_8_load_117 | 178 | 0.0016068 | 0.00040271 | 0 | 0 |  | 1 | TRUE | wye
147 | LV_5237-1_0_8_load_134 | 179 | 0.0020101 | 0.00050378 | 0 | 0 |  | 1 | TRUE | wye
148 | LV_5237-1_0_8_load_215 | 180 | 0.0016847 | 0.00042222 | 0 | 0 |  | 1 | TRUE | wye
149 | LV_5237-1_0_8_load_203 | 182 | 0.005068 | 0.0012701 | 0 | 0 |  | 1 | TRUE | wye
150 | LV_5237-1_0_8_load_206 | 183 | 0.0022134 | 0.00055474 | 0 | 0 |  | 1 | TRUE | wye
151 | LV_5237-1_0_8_load_94 | 184 | 0.010796 | 0.0027057 | 0 | 0 |  | 1 | TRUE | wye
152 | LV_5237-1_0_8_load_113 | 185 | 0.0038313 | 0.00096023 | 0 | 0 |  | 1 | TRUE | wye
153 | LV_5237-1_0_8_load_115 | 186 | 0.0010306 | 0.00025828 | 0 | 0 |  | 1 | TRUE | wye
154 | LV_5237-1_0_8_load_126 | 187 | 0.002869 | 0.00071903 | 0 | 0 |  | 1 | TRUE | wye
155 | LV_5237-1_0_8_load_121 | 188 | 0.0032786 | 0.00082169 | 0 | 0 |  | 1 | TRUE | wye
156 | LV_5237-1_0_8_load_175 | 189 | 0.0032879 | 0.00082404 | 0 | 0 |  | 1 | TRUE | wye
157 | LV_5237-1_0_8_load_202 | 190 | 0.0034092 | 0.00085443 | 0 | 0 |  | 1 | TRUE | wye
158 | LV_5237-1_0_8_load_160 | 191 | 0.0081987 | 0.0020548 | 0 | 0 |  | 1 | TRUE | wye
159 | LV_5237-1_0_8_load_101 | 192 | 0.0019621 | 0.00049175 | 0 | 0 |  | 1 | TRUE | wye
160 | LV_5237-1_0_8_load_106 | 194 | 0.0025705 | 0.00064422 | 0 | 0 |  | 1 | TRUE | wye
161 | LV_5237-1_0_8_load_184 | 195 | 0.0054728 | 0.0013716 | 0 | 0 |  | 1 | TRUE | wye
162 | LV_5237-1_0_8_load_185 | 196 | 0.0030928 | 0.00077514 | 0 | 0 |  | 1 | TRUE | wye
163 | LV_5237-1_0_8_load_109 | 197 | 0.0021662 | 0.00054291 | 0 | 0 |  | 1 | TRUE | wye
164 | LV_5237-1_0_8_load_110 | 198 | 0.0059132 | 0.001482 | 0 | 0 |  | 1 | TRUE | wye
165 | LV_5237-1_0_8_load_127 | 199 | 0.0018986 | 0.00047584 | 0 | 0 |  | 1 | TRUE | wye
166 | LV_5237-1_0_8_load_183 | 200 | 0.0012573 | 0.00031511 | 0 | 0 |  | 1 | TRUE | wye
167 | LV_5237-1_0_8_load_144 | 201 | 0.0028003 | 0.00070181 | 0 | 0 |  | 1 | TRUE | wye
168 | LV_5237-1_0_8_load_169 | 202 | 0.0035407 | 0.00088739 | 0 | 0 |  | 1 | TRUE | wye
169 | LV_5237-1_0_8_load_140 | 203 | 0.0023025 | 0.00057706 | 0 | 0 |  | 1 | TRUE | wye
170 | LV_5237-1_0_8_load_141 | 204 | 0.0020929 | 0.00052454 | 0 | 0 |  | 1 | TRUE | wye
171 | LV_5237-1_0_8_load_143 | 205 | 0.002464 | 0.00061753 | 0 | 0 |  | 1 | TRUE | wye
172 | LV_5237-1_0_8_load_163 | 206 | 0.00296 | 0.00074185 | 0 | 0 |  | 1 | TRUE | wye
173 | LV_5237-1_0_8_load_161 | 207 | 0.0077387 | 0.0019395 | 0 | 0 |  | 1 | TRUE | wye
174 | LV_5237-1_0_8_load_151 | 208 | 0.001477 | 0.00037016 | 0 | 0 |  | 1 | TRUE | wye
175 | LV_5237-1_0_8_load_152 | 209 | 0.0011031 | 0.00027646 | 0 | 0 |  | 1 | TRUE | wye
176 | LV_5237-1_0_8_load_166 | 211 | 0.0028575 | 0.00071617 | 0 | 0 |  | 1 | TRUE | wye
177 | LV_5237-1_0_8_load_162 | 212 | 0.0025635 | 0.00064248 | 0 | 0 |  | 1 | TRUE | wye
178 | LV_5237-1_0_8_load_164 | 213 | 0.0026032 | 0.00065241 | 0 | 0 |  | 1 | TRUE | wye
179 | LV_5237-1_0_8_load_207 | 214 | 0.0025469 | 0.00063832 | 0 | 0 |  | 1 | TRUE | wye
180 | LV_5237-1_0_8_load_199 | 215 | 0.0035169 | 0.00088143 | 0 | 0 |  | 1 | TRUE | wye

## ext_grid
| name | bus | vm_pu | va_degree | slack_weight | in_service
0 |  | 122 | 1 | 0 | 1 | TRUE

## line
| name | std_type | from_bus | to_bus | length_km | r_ohm_per_km | x_ohm_per_km | c_nf_per_km | g_us_per_km | max_i_ka | df | parallel | type | in_service
0 | LV_5237-1_0_8_line_0 |  | 0 | 1 | 0.023915 | 0.125 | 0.08 | 261 | 0 | 0.364 | 1 | 1 | cs | TRUE
1 | LV_5237-1_0_8_line_1 |  | 0 | 2 | 0.057523 | 0.125 | 0.08 | 261 | 0 | 0.364 | 1 | 1 | cs | TRUE
2 | LV_5237-1_0_8_line_2 |  | 1 | 3 | 0.010516 | 0.125 | 0.08 | 261 | 0 | 0.364 | 1 | 1 | cs | TRUE
3 | LV_5237-1_0_8_line_3 |  | 2 | 4 | 0.035661 | 0.125 | 0.08 | 261 | 0 | 0.364 | 1 | 1 | cs | TRUE
4 | LV_5237-1_0_8_line_4 |  | 3 | 5 | 0.024247 | 0.125 | 0.08 | 261 | 0 | 0.364 | 1 | 1 | cs | TRUE
5 | LV_5237-1_0_8_line_5 |  | 3 | 6 | 0.027286 | 0.125 | 0.08 | 261 | 0 | 0.364 | 1 | 1 | cs | TRUE
6 | LV_5237-1_0_8_line_6 |  | 4 | 7 | 0.027241 | 0.125 | 0.08 | 261 | 0 | 0.364 | 1 | 1 | cs | TRUE
7 | LV_5237-1_0_8_line_7 |  | 7 | 10 | 0.0095026 | 0.125 | 0.08 | 261 | 0 | 0.364 | 1 | 1 | cs | TRUE
8 | LV_5237-1_0_8_line_8 |  | 8 | 9 | 0.024968 | 0.125 | 0.08 | 261 | 0 | 0.364 | 1 | 1 | cs | TRUE
9 | LV_5237-1_0_8_line_9 |  | 9 | 193 | 0.0081482 | 0.125 | 0.08 | 261 | 0 | 0.364 | 1 | 1 | cs | TRUE
10 | LV_5237-1_0_8_line_10 |  | 10 | 192 | 0.024298 | 0.125 | 0.08 | 261 | 0 | 0.364 | 1 | 1 | cs | TRUE
11 | LV_5237-1_0_8_line_11 |  | 11 | 12 | 0.01871 | 0.125 | 0.08 | 261 | 0 | 0.364 | 1 | 1 | cs | TRUE
12 | LV_5237-1_0_8_line_12 |  | 12 | 13 | 0.025516 | 0.125 | 0.08 | 261 | 0 | 0.364 | 1 | 1 | cs | TRUE
13 | LV_5237-1_0_8_line_13 |  | 13 | 14 | 0.00015496 | 0.125 | 0.08 | 261 | 0 | 0.364 | 1 | 1 | cs | TRUE
14 | LV_5237-1_0_8_line_14 |  | 14 | 17 | 0.037651 | 0.125 | 0.08 | 261 | 0 | 0.364 | 1 | 1 | cs | TRUE
15 | LV_5237-1_0_8_line_15 |  | 15 | 16 | 0.026831 | 0.125 | 0.08 | 261 | 0 | 0.364 | 1 | 1 | cs | TRUE
16 | LV_5237-1_0_8_line_16 |  | 16 | 23 | 0.016218 | 0.125 | 0.08 | 261 | 0 | 0.364 | 1 | 1 | cs | TRUE
17 | LV_5237-1_0_8_line_17 |  | 16 | 18 | 0.02163 | 0.125 | 0.08 | 261 | 0 | 0.364 | 1 | 1 | cs | TRUE
18 | LV_5237-1_0_8_line_18 |  | 17 | 57 | 0.035468 | 0.125 | 0.08 | 261 | 0 | 0.364 | 1 | 2 | cs | TRUE
19 | LV_5237-1_0_8_line_19 |  | 17 | 54 | 0.058693 | 0.125 | 0.08 | 261 | 0 | 0.364 | 1 | 1 | cs | TRUE
20 | LV_5237-1_0_8_line_20 |  | 18 | 19 | 0.015077 | 0.125 | 0.08 | 261 | 0 | 0.364 | 1 | 1 | cs | TRUE
21 | LV_5237-1_0_8_line_21 |  | 18 | 20 | 0.047901 | 0.125 | 0.08 | 261 | 0 | 0.364 | 1 | 1 | cs | TRUE
22 | LV_5237-1_0_8_line_22 |  | 19 | 21 | 0.036793 | 0.125 | 0.08 | 261 | 0 | 0.364 | 1 | 1 | cs | TRUE
23 | LV_5237-1_0_8_line_23 |  | 19 | 22 | 0.050512 | 0.125 | 0.08 | 261 | 0 | 0.364 | 1 | 1 | cs | TRUE
24 | LV_5237-1_0_8_line_24 |  | 20 | 114 | 0.011218 | 0.125 | 0.08 | 261 | 0 | 0.364 | 1 | 1 | cs | TRUE
25 | LV_5237-1_0_8_line_25 |  | 22 | 24 | 0.007633 | 0.125 | 0.08 | 261 | 0 | 0.364 | 1 | 1 | cs | TRUE
26 | LV_5237-1_0_8_line_26 |  | 23 | 116 | 0.046176 | 0.125 | 0.08 | 261 | 0 | 0.364 | 1 | 1 | cs | TRUE
27 | LV_5237-1_0_8_line_27 |  | 24 | 56 | 0.04307 | 0.125 | 0.08 | 261 | 0 | 0.364 | 1 | 1 | cs | TRUE
28 | LV_5237-1_0_8_line_28 |  | 25 | 26 | 0.017078 | 0.125 | 0.08 | 261 | 0 | 0.364 | 1 | 1 | cs | TRUE
29 | LV_5237-1_0_8_line_29 |  | 25 | 27 | 0.0088927 | 0.125 | 0.08 | 261 | 0 | 0.364 | 1 | 1 | cs | TRUE
30 | LV_5237-1_0_8_line_30 |  | 26 | 28 | 0.00079706 | 0.125 | 0.08 | 261 | 0 | 0.364 | 1 | 1 | cs | TRUE
31 | LV_5237-1_0_8_line_31 |  | 27 | 29 | 0.036967 | 0.125 | 0.08 | 261 | 0 | 0.364 | 1 | 1 | cs | TRUE
32 | LV_5237-1_0_8_line_32 |  | 28 | 33 | 0.023094 | 0.125 | 0.08 | 261 | 0 | 0.364 | 1 | 1 | cs | TRUE
33 | LV_5237-1_0_8_line_33 |  | 29 | 34 | 0.012732 | 0.125 | 0.08 | 261 | 0 | 0.364 | 1 | 1 | cs | TRUE
34 | LV_5237-1_0_8_line_34 |  | 29 | 35 | 0.009882 | 0.125 | 0.08 | 261 | 0 | 0.364 | 1 | 1 | cs | TRUE
35 | LV_5237-1_0_8_line_35 |  | 30 | 31 | 0.060917 | 0.125 | 0.08 | 261 | 0 | 0.364 | 1 | 1 | cs | TRUE
36 | LV_5237-1_0_8_line_36 |  | 30 | 32 | 0.033754 | 0.125 | 0.08 | 261 | 0 | 0.364 | 1 | 1 | cs | TRUE
37 | LV_5237-1_0_8_line_37 |  | 31 | 94 | 0.017576 | 0.125 | 0.08 | 261 | 0 | 0.364 | 1 | 1 | cs | TRUE
38 | LV_5237-1_0_8_line_38 |  | 32 | 41 | 0.024695 | 0.125 | 0.08 | 261 | 0 | 0.364 | 1 | 1 | cs | TRUE
39 | LV_5237-1_0_8_line_39 |  | 33 | 36 | 0.0051599 | 0.125 | 0.08 | 261 | 0 | 0.364 | 1 | 1 | cs | TRUE
40 | LV_5237-1_0_8_line_40 |  | 34 | 37 | 0.016258 | 0.125 | 0.08 | 261 | 0 | 0.364 | 1 | 1 | cs | TRUE
41 | LV_5237-1_0_8_line_41 |  | 34 | 38 | 0.015767 | 0.125 | 0.08 | 261 | 0 | 0.364 | 1 | 1 | cs | TRUE
42 | LV_5237-1_0_8_line_42 |  | 35 | 39 | 0.017271 | 0.125 | 0.08 | 261 | 0 | 0.364 | 1 | 1 | cs | TRUE
43 | LV_5237-1_0_8_line_43 |  | 35 | 40 | 0.013579 | 0.125 | 0.08 | 261 | 0 | 0.364 | 1 | 1 | cs | TRUE
44 | LV_5237-1_0_8_line_44 |  | 36 | 197 | 0.027626 | 0.125 | 0.08 | 261 | 0 | 0.364 | 1 | 1 | cs | TRUE
45 | LV_5237-1_0_8_line_45 |  | 38 | 173 | 0.024976 | 0.125 | 0.08 | 261 | 0 | 0.364 | 1 | 1 | cs | TRUE
46 | LV_5237-1_0_8_line_46 |  | 39 | 174 | 0.019467 | 0.125 | 0.08 | 261 | 0 | 0.364 | 1 | 1 | cs | TRUE
47 | LV_5237-1_0_8_line_47 |  | 40 | 151 | 0.010059 | 0.125 | 0.08 | 261 | 0 | 0.364 | 1 | 1 | cs | TRUE
48 | LV_5237-1_0_8_line_48 |  | 41 | 153 | 0.01082 | 0.125 | 0.08 | 261 | 0 | 0.364 | 1 | 1 | cs | TRUE
49 | LV_5237-1_0_8_line_49 |  | 42 | 43 | 0.014031 | 0.125 | 0.08 | 261 | 0 | 0.364 | 1 | 1 | cs | TRUE
50 | LV_5237-1_0_8_line_50 |  | 42 | 44 | 0.084409 | 0.125 | 0.08 | 261 | 0 | 0.364 | 1 | 1 | cs | TRUE
51 | LV_5237-1_0_8_line_51 |  | 43 | 45 | 0.031349 | 0.125 | 0.08 | 261 | 0 | 0.364 | 1 | 1 | cs | TRUE
52 | LV_5237-1_0_8_line_52 |  | 45 | 46 | 0.019259 | 0.125 | 0.08 | 261 | 0 | 0.364 | 1 | 1 | cs | TRUE
53 | LV_5237-1_0_8_line_53 |  | 46 | 47 | 0.010046 | 0.125 | 0.08 | 261 | 0 | 0.364 | 1 | 1 | cs | TRUE
54 | LV_5237-1_0_8_line_54 |  | 46 | 48 | 0.074512 | 0.125 | 0.08 | 261 | 0 | 0.364 | 1 | 1 | cs | TRUE
55 | LV_5237-1_0_8_line_55 |  | 47 | 69 | 0.0611 | 0.125 | 0.08 | 261 | 0 | 0.364 | 1 | 1 | cs | TRUE
56 | LV_5237-1_0_8_line_56 |  | 49 | 50 | 0.02188 | 0.125 | 0.08 | 261 | 0 | 0.364 | 1 | 1 | cs | TRUE
57 | LV_5237-1_0_8_line_57 |  | 50 | 51 | 0.013275 | 0.125 | 0.08 | 261 | 0 | 0.364 | 1 | 1 | cs | TRUE
58 | LV_5237-1_0_8_line_58 |  | 51 | 52 | 0.025245 | 0.125 | 0.08 | 261 | 0 | 0.364 | 1 | 1 | cs | TRUE
59 | LV_5237-1_0_8_line_59 |  | 52 | 53 | 0.002451 | 0.125 | 0.08 | 261 | 0 | 0.364 | 1 | 1 | cs | TRUE
60 | LV_5237-1_0_8_line_60 |  | 53 | 158 | 0.0060933 | 0.125 | 0.08 | 261 | 0 | 0.364 | 1 | 1 | cs | TRUE
61 | LV_5237-1_0_8_line_61 |  | 54 | 55 | 0.014725 | 0.125 | 0.08 | 261 | 0 | 0.364 | 1 | 1 | cs | TRUE
62 | LV_5237-1_0_8_line_62 |  | 55 | 56 | 0.024281 | 0.125 | 0.08 | 261 | 0 | 0.364 | 1 | 1 | cs | TRUE
63 | LV_5237-1_0_8_line_63 |  | 57 | 189 | 0.036482 | 0.125 | 0.08 | 261 | 0 | 0.364 | 1 | 4 | cs | TRUE
64 | LV_5237-1_0_8_line_64 |  | 58 | 59 | 0.027737 | 0.125 | 0.08 | 261 | 0 | 0.364 | 1 | 4 | cs | TRUE
65 | LV_5237-1_0_8_line_65 |  | 58 | 60 | 0.0091687 | 0.125 | 0.08 | 261 | 0 | 0.364 | 1 | 1 | cs | TRUE
66 | LV_5237-1_0_8_line_66 |  | 58 | 61 | 0.06498 | 0.125 | 0.08 | 261 | 0 | 0.364 | 1 | 4 | cs | TRUE
67 | LV_5237-1_0_8_line_67 |  | 59 | 62 | 0.017869 | 0.125 | 0.08 | 261 | 0 | 0.364 | 1 | 4 | cs | TRUE
68 | LV_5237-1_0_8_line_68 |  | 60 | 63 | 0.024944 | 0.125 | 0.08 | 261 | 0 | 0.364 | 1 | 1 | cs | TRUE
69 | LV_5237-1_0_8_line_69 |  | 61 | 64 | 0.046708 | 0.125 | 0.08 | 261 | 0 | 0.364 | 1 | 4 | cs | TRUE
70 | LV_5237-1_0_8_line_70 |  | 62 | 68 | 0.025406 | 0.125 | 0.08 | 261 | 0 | 0.364 | 1 | 4 | cs | TRUE
71 | LV_5237-1_0_8_line_71 |  | 63 | 69 | 0.023597 | 0.125 | 0.08 | 261 | 0 | 0.364 | 1 | 1 | cs | TRUE
72 | LV_5237-1_0_8_line_72 |  | 64 | 136 | 0.020904 | 0.125 | 0.08 | 261 | 0 | 0.364 | 1 | 4 | cs | TRUE
73 | LV_5237-1_0_8_line_73 |  | 65 | 66 | 0.024771 | 0.125 | 0.08 | 261 | 0 | 0.364 | 1 | 1 | cs | TRUE
74 | LV_5237-1_0_8_line_74 |  | 65 | 67 | 0.024441 | 0.125 | 0.08 | 261 | 0 | 0.364 | 1 | 1 | cs | TRUE
75 | LV_5237-1_0_8_line_75 |  | 66 | 70 | 0.021635 | 0.125 | 0.08 | 261 | 0 | 0.364 | 1 | 1 | cs | TRUE
76 | LV_5237-1_0_8_line_76 |  | 67 | 117 | 0.0072467 | 0.125 | 0.08 | 261 | 0 | 0.364 | 1 | 1 | cs | TRUE
77 | LV_5237-1_0_8_line_77 |  | 68 | 71 | 0.012856 | 0.125 | 0.08 | 261 | 0 | 0.364 | 1 | 4 | cs | TRUE
78 | LV_5237-1_0_8_line_78 |  | 70 | 72 | 0.0033156 | 0.125 | 0.08 | 261 | 0 | 0.364 | 1 | 1 | cs | TRUE
79 | LV_5237-1_0_8_line_79 |  | 71 | 123 | 0.027577 | 0.125 | 0.08 | 261 | 0 | 0.364 | 1 | 4 | cs | TRUE
80 | LV_5237-1_0_8_line_80 |  | 72 | 191 | 0.0036368 | 0.125 | 0.08 | 261 | 0 | 0.364 | 1 | 1 | cs | TRUE
81 | LV_5237-1_0_8_line_81 |  | 73 | 74 | 0.0091565 | 0.125 | 0.08 | 261 | 0 | 0.364 | 1 | 4 | cs | TRUE
82 | LV_5237-1_0_8_line_82 |  | 73 | 75 | 0.019157 | 0.125 | 0.08 | 261 | 0 | 0.364 | 1 | 4 | cs | TRUE
83 | LV_5237-1_0_8_line_83 |  | 74 | 76 | 0.009687 | 0.125 | 0.08 | 261 | 0 | 0.364 | 1 | 4 | cs | TRUE
84 | LV_5237-1_0_8_line_84 |  | 75 | 77 | 0.006644 | 0.125 | 0.08 | 261 | 0 | 0.364 | 1 | 4 | cs | TRUE
85 | LV_5237-1_0_8_line_85 |  | 75 | 78 | 0.0071341 | 0.125 | 0.08 | 261 | 0 | 0.364 | 1 | 1 | cs | TRUE
86 | LV_5237-1_0_8_line_86 |  | 76 | 79 | 0.0023649 | 0.125 | 0.08 | 261 | 0 | 0.364 | 1 | 4 | cs | TRUE
87 | LV_5237-1_0_8_line_87 |  | 77 | 80 | 0.011687 | 0.125 | 0.08 | 261 | 0 | 0.364 | 1 | 4 | cs | TRUE
88 | LV_5237-1_0_8_line_88 |  | 77 | 81 | 0.031751 | 0.125 | 0.08 | 261 | 0 | 0.364 | 1 | 1 | cs | TRUE
89 | LV_5237-1_0_8_line_89 |  | 78 | 82 | 0.0077268 | 0.125 | 0.08 | 261 | 0 | 0.364 | 1 | 1 | cs | TRUE
90 | LV_5237-1_0_8_line_90 |  | 79 | 83 | 0.01045 | 0.125 | 0.08 | 261 | 0 | 0.364 | 1 | 4 | cs | TRUE
91 | LV_5237-1_0_8_line_91 |  | 80 | 84 | 0.021562 | 0.125 | 0.08 | 261 | 0 | 0.364 | 1 | 4 | cs | TRUE
92 | LV_5237-1_0_8_line_92 |  | 81 | 85 | 0.0047905 | 0.125 | 0.08 | 261 | 0 | 0.364 | 1 | 1 | cs | TRUE
93 | LV_5237-1_0_8_line_93 |  | 82 | 86 | 0.011616 | 0.125 | 0.08 | 261 | 0 | 0.364 | 1 | 1 | cs | TRUE
94 | LV_5237-1_0_8_line_94 |  | 83 | 138 | 0.0011875 | 0.125 | 0.08 | 261 | 0 | 0.364 | 1 | 4 | cs | TRUE
95 | LV_5237-1_0_8_line_95 |  | 84 | 210 | 0.029611 | 0.125 | 0.08 | 261 | 0 | 0.364 | 1 | 4 | cs | TRUE
96 | LV_5237-1_0_8_line_96 |  | 85 | 202 | 0.015035 | 0.125 | 0.08 | 261 | 0 | 0.364 | 1 | 1 | cs | TRUE
97 | LV_5237-1_0_8_line_97 |  | 86 | 157 | 0.012287 | 0.125 | 0.08 | 261 | 0 | 0.364 | 1 | 1 | cs | TRUE
98 | LV_5237-1_0_8_line_98 |  | 87 | 88 | 0.018372 | 0.125 | 0.08 | 261 | 0 | 0.364 | 1 | 1 | cs | TRUE
99 | LV_5237-1_0_8_line_99 |  | 87 | 89 | 0.023328 | 0.125 | 0.08 | 261 | 0 | 0.364 | 1 | 1 | cs | TRUE
100 | LV_5237-1_0_8_line_100 |  | 88 | 90 | 0.026644 | 0.125 | 0.08 | 261 | 0 | 0.364 | 1 | 1 | cs | TRUE
101 | LV_5237-1_0_8_line_101 |  | 89 | 91 | 0.021916 | 0.125 | 0.08 | 261 | 0 | 0.364 | 1 | 1 | cs | TRUE
102 | LV_5237-1_0_8_line_102 |  | 90 | 95 | 0.020038 | 0.125 | 0.08 | 261 | 0 | 0.364 | 1 | 1 | cs | TRUE
103 | LV_5237-1_0_8_line_103 |  | 91 | 96 | 0.020968 | 0.125 | 0.08 | 261 | 0 | 0.364 | 1 | 1 | cs | TRUE
104 | LV_5237-1_0_8_line_104 |  | 92 | 93 | 0.06566 | 0.125 | 0.08 | 261 | 0 | 0.364 | 1 | 1 | cs | TRUE
105 | LV_5237-1_0_8_line_105 |  | 92 | 94 | 0.033292 | 0.125 | 0.08 | 261 | 0 | 0.364 | 1 | 1 | cs | TRUE
106 | LV_5237-1_0_8_line_106 |  | 95 | 97 | 0.039204 | 0.125 | 0.08 | 261 | 0 | 0.364 | 1 | 1 | cs | TRUE
107 | LV_5237-1_0_8_line_107 |  | 97 | 107 | 0.016211 | 0.125 | 0.08 | 261 | 0 | 0.364 | 1 | 1 | cs | TRUE
108 | LV_5237-1_0_8_line_108 |  | 97 | 108 | 0.0034069 | 0.125 | 0.08 | 261 | 0 | 0.364 | 1 | 1 | cs | TRUE
109 | LV_5237-1_0_8_line_109 |  | 98 | 99 | 0.022927 | 0.125 | 0.08 | 261 | 0 | 0.364 | 1 | 1 | cs | TRUE
110 | LV_5237-1_0_8_line_110 |  | 98 | 100 | 0.012898 | 0.125 | 0.08 | 261 | 0 | 0.364 | 1 | 1 | cs | TRUE
111 | LV_5237-1_0_8_line_111 |  | 99 | 101 | 0.017688 | 0.125 | 0.08 | 261 | 0 | 0.364 | 1 | 1 | cs | TRUE
112 | LV_5237-1_0_8_line_112 |  | 100 | 102 | 0.012747 | 0.125 | 0.08 | 261 | 0 | 0.364 | 1 | 1 | cs | TRUE
113 | LV_5237-1_0_8_line_113 |  | 101 | 103 | 0.0078835 | 0.125 | 0.08 | 261 | 0 | 0.364 | 1 | 1 | cs | TRUE
114 | LV_5237-1_0_8_line_114 |  | 102 | 104 | 0.024508 | 0.125 | 0.08 | 261 | 0 | 0.364 | 1 | 1 | cs | TRUE
115 | LV_5237-1_0_8_line_115 |  | 103 | 105 | 0.023285 | 0.125 | 0.08 | 261 | 0 | 0.364 | 1 | 1 | cs | TRUE
116 | LV_5237-1_0_8_line_116 |  | 104 | 106 | 0.025776 | 0.125 | 0.08 | 261 | 0 | 0.364 | 1 | 1 | cs | TRUE
117 | LV_5237-1_0_8_line_117 |  | 105 | 175 | 0.023149 | 0.125 | 0.08 | 261 | 0 | 0.364 | 1 | 1 | cs | TRUE
118 | LV_5237-1_0_8_line_118 |  | 106 | 182 | 0.030281 | 0.125 | 0.08 | 261 | 0 | 0.364 | 1 | 1 | cs | TRUE
119 | LV_5237-1_0_8_line_119 |  | 107 | 109 | 0.020149 | 0.125 | 0.08 | 261 | 0 | 0.364 | 1 | 1 | cs | TRUE
120 | LV_5237-1_0_8_line_120 |  | 108 | 110 | 0.022589 | 0.125 | 0.08 | 261 | 0 | 0.364 | 1 | 1 | cs | TRUE
121 | LV_5237-1_0_8_line_121 |  | 109 | 111 | 0.021693 | 0.125 | 0.08 | 261 | 0 | 0.364 | 1 | 1 | cs | TRUE
122 | LV_5237-1_0_8_line_122 |  | 110 | 112 | 0.013563 | 0.125 | 0.08 | 261 | 0 | 0.364 | 1 | 4 | cs | TRUE
123 | LV_5237-1_0_8_line_123 |  | 110 | 113 | 0.018637 | 0.125 | 0.08 | 261 | 0 | 0.364 | 1 | 4 | cs | TRUE
124 | LV_5237-1_0_8_line_124 |  | 111 | 129 | 0.014809 | 0.125 | 0.08 | 261 | 0 | 0.364 | 1 | 1 | cs | TRUE
125 | LV_5237-1_0_8_line_125 |  | 112 | 200 | 0.018807 | 0.125 | 0.08 | 261 | 0 | 0.364 | 1 | 4 | cs | TRUE
126 | LV_5237-1_0_8_line_126 |  | 113 | 188 | 0.011209 | 0.125 | 0.08 | 261 | 0 | 0.364 | 1 | 4 | cs | TRUE
127 | LV_5237-1_0_8_line_127 |  | 114 | 115 | 0.0068124 | 0.125 | 0.08 | 261 | 0 | 0.364 | 1 | 1 | cs | TRUE
128 | LV_5237-1_0_8_line_128 |  | 117 | 118 | 0.021085 | 0.125 | 0.08 | 261 | 0 | 0.364 | 1 | 1 | cs | TRUE
129 | LV_5237-1_0_8_line_129 |  | 118 | 119 | 0.050973 | 0.125 | 0.08 | 261 | 0 | 0.364 | 1 | 4 | cs | TRUE
130 | LV_5237-1_0_8_line_130 |  | 118 | 120 | 0.057955 | 0.125 | 0.08 | 261 | 0 | 0.364 | 1 | 4 | cs | TRUE
131 | LV_5237-1_0_8_line_131 |  | 119 | 125 | 0.032874 | 0.125 | 0.08 | 261 | 0 | 0.364 | 1 | 4 | cs | TRUE
132 | LV_5237-1_0_8_line_132 |  | 120 | 122 | 0.036923 | 0.125 | 0.08 | 261 | 0 | 0.364 | 1 | 4 | cs | TRUE
133 | LV_5237-1_0_8_line_133 |  | 121 | 122 | 0.018488 | 0.125 | 0.08 | 261 | 0 | 0.364 | 1 | 4 | cs | TRUE
134 | LV_5237-1_0_8_line_134 |  | 121 | 123 | 0.046666 | 0.125 | 0.08 | 261 | 0 | 0.364 | 1 | 4 | cs | TRUE
135 | LV_5237-1_0_8_line_135 |  | 121 | 124 | 0.029231 | 0.125 | 0.08 | 261 | 0 | 0.364 | 1 | 1 | cs | TRUE
136 | LV_5237-1_0_8_line_136 |  | 124 | 186 | 0.010176 | 0.125 | 0.08 | 261 | 0 | 0.364 | 1 | 1 | cs | TRUE
137 | LV_5237-1_0_8_line_137 |  | 125 | 137 | 0.0083308 | 0.125 | 0.08 | 261 | 0 | 0.364 | 1 | 4 | cs | TRUE
138 | LV_5237-1_0_8_line_138 |  | 126 | 127 | 0.027226 | 0.125 | 0.08 | 261 | 0 | 0.364 | 1 | 1 | cs | TRUE
139 | LV_5237-1_0_8_line_139 |  | 126 | 128 | 0.028535 | 0.125 | 0.08 | 261 | 0 | 0.364 | 1 | 1 | cs | TRUE
140 | LV_5237-1_0_8_line_140 |  | 128 | 150 | 0.023479 | 0.125 | 0.08 | 261 | 0 | 0.364 | 1 | 1 | cs | TRUE
141 | LV_5237-1_0_8_line_141 |  | 130 | 131 | 0.02115 | 0.125 | 0.08 | 261 | 0 | 0.364 | 1 | 4 | cs | TRUE
142 | LV_5237-1_0_8_line_142 |  | 130 | 132 | 0.00185 | 0.125 | 0.08 | 261 | 0 | 0.364 | 1 | 4 | cs | TRUE
143 | LV_5237-1_0_8_line_143 |  | 131 | 133 | 0.0067446 | 0.125 | 0.08 | 261 | 0 | 0.364 | 1 | 4 | cs | TRUE
144 | LV_5237-1_0_8_line_144 |  | 132 | 134 | 0.0036471 | 0.125 | 0.08 | 261 | 0 | 0.364 | 1 | 4 | cs | TRUE
145 | LV_5237-1_0_8_line_145 |  | 133 | 135 | 0.01803 | 0.125 | 0.08 | 261 | 0 | 0.364 | 1 | 4 | cs | TRUE
146 | LV_5237-1_0_8_line_146 |  | 134 | 136 | 0.058424 | 0.125 | 0.08 | 261 | 0 | 0.364 | 1 | 4 | cs | TRUE
147 | LV_5237-1_0_8_line_147 |  | 135 | 188 | 0.012914 | 0.125 | 0.08 | 261 | 0 | 0.364 | 1 | 4 | cs | TRUE
148 | LV_5237-1_0_8_line_148 |  | 137 | 210 | 0.013197 | 0.125 | 0.08 | 261 | 0 | 0.364 | 1 | 4 | cs | TRUE
149 | LV_5237-1_0_8_line_149 |  | 138 | 172 | 0.0087777 | 0.125 | 0.08 | 261 | 0 | 0.364 | 1 | 4 | cs | TRUE
150 | LV_5237-1_0_8_line_150 |  | 139 | 140 | 0.062723 | 0.125 | 0.08 | 261 | 0 | 0.364 | 1 | 1 | cs | TRUE
151 | LV_5237-1_0_8_line_151 |  | 140 | 141 | 0.016774 | 0.125 | 0.08 | 261 | 0 | 0.364 | 1 | 1 | cs | TRUE
152 | LV_5237-1_0_8_line_152 |  | 140 | 142 | 0.16879 | 0.125 | 0.08 | 261 | 0 | 0.364 | 1 | 1 | cs | TRUE
153 | LV_5237-1_0_8_line_153 |  | 141 | 146 | 0.057296 | 0.125 | 0.08 | 261 | 0 | 0.364 | 1 | 1 | cs | TRUE
154 | LV_5237-1_0_8_line_154 |  | 142 | 148 | 0.0034897 | 0.125 | 0.08 | 261 | 0 | 0.364 | 1 | 1 | cs | TRUE
155 | LV_5237-1_0_8_line_155 |  | 143 | 144 | 0.010219 | 0.125 | 0.08 | 261 | 0 | 0.364 | 1 | 1 | cs | TRUE
156 | LV_5237-1_0_8_line_156 |  | 144 | 145 | 0.1457 | 0.125 | 0.08 | 261 | 0 | 0.364 | 1 | 1 | cs | TRUE
157 | LV_5237-1_0_8_line_157 |  | 145 | 147 | 0.041572 | 0.125 | 0.08 | 261 | 0 | 0.364 | 1 | 1 | cs | TRUE
158 | LV_5237-1_0_8_line_158 |  | 146 | 149 | 0.031858 | 0.125 | 0.08 | 261 | 0 | 0.364 | 1 | 1 | cs | TRUE
159 | LV_5237-1_0_8_line_159 |  | 147 | 148 | 0.085999 | 0.125 | 0.08 | 261 | 0 | 0.364 | 1 | 1 | cs | TRUE
160 | LV_5237-1_0_8_line_160 |  | 149 | 210 | 0.024362 | 0.125 | 0.08 | 261 | 0 | 0.364 | 1 | 1 | cs | TRUE
161 | LV_5237-1_0_8_line_161 |  | 150 | 151 | 0.013891 | 0.125 | 0.08 | 261 | 0 | 0.364 | 1 | 1 | cs | TRUE
162 | LV_5237-1_0_8_line_162 |  | 151 | 152 | 0.035272 | 0.125 | 0.08 | 261 | 0 | 0.364 | 1 | 1 | cs | TRUE
163 | LV_5237-1_0_8_line_163 |  | 152 | 154 | 0.027737 | 0.125 | 0.08 | 261 | 0 | 0.364 | 1 | 1 | cs | TRUE
164 | LV_5237-1_0_8_line_164 |  | 153 | 176 | 0.068973 | 0.125 | 0.08 | 261 | 0 | 0.364 | 1 | 1 | cs | TRUE
165 | LV_5237-1_0_8_line_165 |  | 154 | 155 | 0.032684 | 0.125 | 0.08 | 261 | 0 | 0.364 | 1 | 3 | cs | TRUE
166 | LV_5237-1_0_8_line_166 |  | 155 | 201 | 0.0048721 | 0.125 | 0.08 | 261 | 0 | 0.364 | 1 | 4 | cs | TRUE
167 | LV_5237-1_0_8_line_167 |  | 155 | 203 | 0.01867 | 0.125 | 0.08 | 261 | 0 | 0.364 | 1 | 1 | cs | TRUE
168 | LV_5237-1_0_8_line_168 |  | 156 | 157 | 0.003974 | 0.125 | 0.08 | 261 | 0 | 0.364 | 1 | 1 | cs | TRUE
169 | LV_5237-1_0_8_line_169 |  | 156 | 158 | 0.010734 | 0.125 | 0.08 | 261 | 0 | 0.364 | 1 | 1 | cs | TRUE
170 | LV_5237-1_0_8_line_170 |  | 158 | 159 | 0.015691 | 0.125 | 0.08 | 261 | 0 | 0.364 | 1 | 1 | cs | TRUE
171 | LV_5237-1_0_8_line_171 |  | 159 | 160 | 0.0092938 | 0.125 | 0.08 | 261 | 0 | 0.364 | 1 | 1 | cs | TRUE
172 | LV_5237-1_0_8_line_172 |  | 160 | 161 | 0.029063 | 0.125 | 0.08 | 261 | 0 | 0.364 | 1 | 1 | cs | TRUE
173 | LV_5237-1_0_8_line_173 |  | 160 | 162 | 0.020568 | 0.125 | 0.08 | 261 | 0 | 0.364 | 1 | 1 | cs | TRUE
174 | LV_5237-1_0_8_line_174 |  | 161 | 211 | 0.0037978 | 0.125 | 0.08 | 261 | 0 | 0.364 | 1 | 1 | cs | TRUE
175 | LV_5237-1_0_8_line_175 |  | 163 | 164 | 0.0093371 | 0.125 | 0.08 | 261 | 0 | 0.364 | 1 | 4 | cs | TRUE
176 | LV_5237-1_0_8_line_176 |  | 163 | 165 | 0.00078833 | 0.125 | 0.08 | 261 | 0 | 0.364 | 1 | 4 | cs | TRUE
177 | LV_5237-1_0_8_line_177 |  | 164 | 166 | 0.002231 | 0.125 | 0.08 | 261 | 0 | 0.364 | 1 | 4 | cs | TRUE
178 | LV_5237-1_0_8_line_178 |  | 165 | 167 | 0.011971 | 0.125 | 0.08 | 261 | 0 | 0.364 | 1 | 4 | cs | TRUE
179 | LV_5237-1_0_8_line_179 |  | 166 | 168 | 0.0093822 | 0.125 | 0.08 | 261 | 0 | 0.364 | 1 | 4 | cs | TRUE
180 | LV_5237-1_0_8_line_180 |  | 167 | 169 | 0.0049969 | 0.125 | 0.08 | 261 | 0 | 0.364 | 1 | 4 | cs | TRUE
181 | LV_5237-1_0_8_line_181 |  | 168 | 170 | 0.011602 | 0.125 | 0.08 | 261 | 0 | 0.364 | 1 | 4 | cs | TRUE
182 | LV_5237-1_0_8_line_182 |  | 169 | 171 | 0.0065696 | 0.125 | 0.08 | 261 | 0 | 0.364 | 1 | 1 | cs | TRUE
183 | LV_5237-1_0_8_line_183 |  | 169 | 172 | 0.012186 | 0.125 | 0.08 | 261 | 0 | 0.364 | 1 | 4 | cs | TRUE
184 | LV_5237-1_0_8_line_184 |  | 170 | 189 | 0.01056 | 0.125 | 0.08 | 261 | 0 | 0.364 | 1 | 4 | cs | TRUE
185 | LV_5237-1_0_8_line_185 |  | 170 | 190 | 0.0095779 | 0.125 | 0.08 | 261 | 0 | 0.364 | 1 | 1 | cs | TRUE
186 | LV_5237-1_0_8_line_186 |  | 172 | 215 | 0.0025106 | 0.125 | 0.08 | 261 | 0 | 0.364 | 1 | 1 | cs | TRUE
187 | LV_5237-1_0_8_line_187 |  | 173 | 179 | 0.00022032 | 0.125 | 0.08 | 261 | 0 | 0.364 | 1 | 1 | cs | TRUE
188 | LV_5237-1_0_8_line_188 |  | 174 | 183 | 0.013613 | 0.125 | 0.08 | 261 | 0 | 0.364 | 1 | 1 | cs | TRUE
189 | LV_5237-1_0_8_line_189 |  | 176 | 182 | 0.075375 | 0.125 | 0.08 | 261 | 0 | 0.364 | 1 | 1 | cs | TRUE
190 | LV_5237-1_0_8_line_190 |  | 176 | 181 | 0.021809 | 0.125 | 0.08 | 261 | 0 | 0.364 | 1 | 1 | cs | TRUE
191 | LV_5237-1_0_8_line_191 |  | 177 | 178 | 0.072187 | 0.125 | 0.08 | 261 | 0 | 0.364 | 1 | 1 | cs | TRUE
192 | LV_5237-1_0_8_line_192 |  | 178 | 181 | 0.05712 | 0.125 | 0.08 | 261 | 0 | 0.364 | 1 | 1 | cs | TRUE
193 | LV_5237-1_0_8_line_193 |  | 178 | 186 | 0.023183 | 0.125 | 0.08 | 261 | 0 | 0.364 | 1 | 1 | cs | TRUE
194 | LV_5237-1_0_8_line_194 |  | 179 | 180 | 0.019196 | 0.125 | 0.08 | 261 | 0 | 0.364 | 1 | 1 | cs | TRUE
195 | LV_5237-1_0_8_line_195 |  | 184 | 185 | 0.031962 | 0.125 | 0.08 | 261 | 0 | 0.364 | 1 | 1 | cs | TRUE
196 | LV_5237-1_0_8_line_196 |  | 185 | 187 | 0.0035325 | 0.125 | 0.08 | 261 | 0 | 0.364 | 1 | 1 | cs | TRUE
197 | LV_5237-1_0_8_line_197 |  | 187 | 199 | 0.019998 | 0.125 | 0.08 | 261 | 0 | 0.364 | 1 | 1 | cs | TRUE
198 | LV_5237-1_0_8_line_198 |  | 192 | 193 | 0.013589 | 0.125 | 0.08 | 261 | 0 | 0.364 | 1 | 1 | cs | TRUE
199 | LV_5237-1_0_8_line_199 |  | 193 | 194 | 0.0073287 | 0.125 | 0.08 | 261 | 0 | 0.364 | 1 | 1 | cs | TRUE
200 | LV_5237-1_0_8_line_200 |  | 194 | 195 | 0.0053143 | 0.125 | 0.08 | 261 | 0 | 0.364 | 1 | 1 | cs | TRUE
201 | LV_5237-1_0_8_line_201 |  | 195 | 196 | 0.0017271 | 0.125 | 0.08 | 261 | 0 | 0.364 | 1 | 1 | cs | TRUE
202 | LV_5237-1_0_8_line_202 |  | 196 | 214 | 0.010729 | 0.125 | 0.08 | 261 | 0 | 0.364 | 1 | 1 | cs | TRUE
203 | LV_5237-1_0_8_line_203 |  | 197 | 198 | 0.010357 | 0.125 | 0.08 | 261 | 0 | 0.364 | 1 | 1 | cs | TRUE
204 | LV_5237-1_0_8_line_204 |  | 199 | 202 | 0.003085 | 0.125 | 0.08 | 261 | 0 | 0.364 | 1 | 1 | cs | TRUE
205 | LV_5237-1_0_8_line_205 |  | 200 | 201 | 0.014493 | 0.125 | 0.08 | 261 | 0 | 0.364 | 1 | 4 | cs | TRUE
206 | LV_5237-1_0_8_line_206 |  | 203 | 204 | 0.0069968 | 0.125 | 0.08 | 261 | 0 | 0.364 | 1 | 1 | cs | TRUE
207 | LV_5237-1_0_8_line_207 |  | 204 | 205 | 0.010332 | 0.125 | 0.08 | 261 | 0 | 0.364 | 1 | 1 | cs | TRUE
208 | LV_5237-1_0_8_line_208 |  | 205 | 206 | 0.020668 | 0.125 | 0.08 | 261 | 0 | 0.364 | 1 | 1 | cs | TRUE
209 | LV_5237-1_0_8_line_209 |  | 206 | 207 | 0.020268 | 0.125 | 0.08 | 261 | 0 | 0.364 | 1 | 1 | cs | TRUE
210 | LV_5237-1_0_8_line_210 |  | 207 | 212 | 0.019606 | 0.125 | 0.08 | 261 | 0 | 0.364 | 1 | 1 | cs | TRUE
211 | LV_5237-1_0_8_line_211 |  | 208 | 209 | 0.013195 | 0.125 | 0.08 | 261 | 0 | 0.364 | 1 | 1 | cs | TRUE
212 | LV_5237-1_0_8_line_212 |  | 208 | 210 | 0.0091766 | 0.125 | 0.08 | 261 | 0 | 0.364 | 1 | 1 | cs | TRUE
213 | LV_5237-1_0_8_line_213 |  | 212 | 213 | 0.0012475 | 0.125 | 0.08 | 261 | 0 | 0.364 | 1 | 1 | cs | TRUE
214 | LV_5237-1_0_8_line_214 |  | 214 | 215 | 0.0020024 | 0.125 | 0.08 | 261 | 0 | 0.364 | 1 | 1 | cs | TRUE

## trafo
| name | std_type | hv_bus | lv_bus | sn_mva | vn_hv_kv | vn_lv_kv | vk_percent | vkr_percent | pfe_kw | i0_percent | shift_degree | tap_side | tap_neutral | tap_min | tap_max | tap_step_percent | tap_step_degree | tap_pos | tap_phase_shifter | parallel | df | in_service
0 | LV_5237-1_0_8_trafo_118 | 0.63 MVA 20/0.4 kV | 216 | 122 | 0.63 | 20 | 0.4 | 6 | 1.206 | 1.65 | 0.2619 | 150 | hv | 0 | -2 | 2 | 2.5 | 0 | 0 | FALSE | 1 | 1 | TRUE

## line_geodata
| x0 | y0 | x1 | y1 | x2 | y2 | x3 | y3 | x4 | y4 | x5 | y5 | x6 | y6 | x7 | y7 | x8 | y8 | x9 | y9 | x10 | y10 | x11 | y11 | x12 | y12 | x13 | y13 | x14 | y14 | x15 | y15
0 | 2713139.9115 | 1100606.9558 | 2713137.2399 | 1100605.8977 | 2713132.4971 | 1100604.4862 | 2713124.5972 | 1100602.5711 | 2713122.8514 | 1100602.3607 | 2713121.264 | 1100602.3756 | 2713119.789 | 1100602.5927 | 2713118.4173 | 1100603.0786 | 2713117.0748 | 1100604.0765
1 | 2713190.8966 | 1100633.071 | 2713185.446 | 1100631.4239 | 2713181.46 | 1100630.1154 | 2713176.2216 | 1100627.883 | 2713171.1232 | 1100625.1973 | 2713161.7379 | 1100619.4853 | 2713144.3962 | 1100609.0775 | 2713141.1286 | 1100607.4378 | 2713139.9115 | 1100606.9558
2 | 2713114.7637 | 1100614.2626 | 2713116.3624 | 1100605.3308 | 2713117.0748 | 1100604.0765
3 | 2713190.8966 | 1100633.071 | 2713191.6241 | 1100629.7601 | 2713191.7278 | 1100627.9386 | 2713191.4286 | 1100626.1318 | 2713190.6142 | 1100624.5489 | 2713189.3889 | 1100623.4142 | 2713187.971 | 1100622.6428 | 2713186.295 | 1100622.0111 | 2713174.8641 | 1100618.885 | 2713172.6999 | 1100618.2776 | 2713171.0547 | 1100617.6576 | 2713169.9647 | 1100616.7367 | 2713169.6044 | 1100615.7182 | 2713169.777 | 1100614.7652 | 2713170.4369 | 1100613.8324 | 2713171.6007 | 1100613.2871
4 | 2713114.7637 | 1100614.2626 | 2713112.1998 | 1100613.9146 | 2713095.9751 | 1100611.6999 | 2713090.67 | 1100610.9674
5 | 2713114.7637 | 1100614.2626 | 2713110.1909 | 1100639.8836 | 2713110.0682 | 1100641.1376
6 | 2713171.6007 | 1100613.2871 | 2713172.9234 | 1100612.9337 | 2713174.6689 | 1100612.7439 | 2713186.3343 | 1100612.4276 | 2713189.8323 | 1100612.504 | 2713192.4365 | 1100612.7638 | 2713195.5524 | 1100613.4 | 2713198.5736 | 1100614.2909
7 | 2713207.5894 | 1100614.7765 | 2713207.2092 | 1100615.2073 | 2713206.0095 | 1100615.6075 | 2713204.2253 | 1100615.7966 | 2713202.8192 | 1100615.6369 | 2713198.7324 | 1100614.3377 | 2713198.5736 | 1100614.2909
8 | 2713229.4751 | 1100607.6595 | 2713229.3869 | 1100607.4932 | 2713217.0324 | 1100594.1095 | 2713214.8555 | 1100591.2782 | 2713213.312 | 1100588.713
9 | 2713209.1109 | 1100581.7314 | 2713213.312 | 1100588.713
10 | 2713207.5894 | 1100614.7765 | 2713208.3481 | 1100613.9166 | 2713208.8323 | 1100612.4468 | 2713208.8127 | 1100610.5897 | 2713208.3035 | 1100608.4232 | 2713207.7256 | 1100606.6112 | 2713202.0306 | 1100594.8193 | 2713201.4836 | 1100593.4304 | 2713201.3958 | 1100592.4027
11 | 2713068.2433 | 1100638.5776 | 2713070.4129 | 1100645.6803 | 2713073.7742 | 1100656.451
12 | 2713060.7892 | 1100614.1744 | 2713068.2433 | 1100638.5776
13 | 2713060.7892 | 1100614.1744 | 2713060.7439 | 1100614.0262
14 | 2713065.775 | 1100582.5771 | 2713061.273 | 1100583.9687 | 2713059.0343 | 1100585.2835 | 2713057.5487 | 1100586.9014 | 2713056.4163 | 1100588.6704 | 2713055.8919 | 1100590.6397 | 2713055.7854 | 1100592.6169 | 2713055.9476 | 1100595.1327 | 2713056.7356 | 1100599.3835 | 2713059.8175 | 1100610.9931 | 2713060.7439 | 1100614.0262
15 | 2712899.4718 | 1100663.4799 | 2712925.6796 | 1100669.228
16 | 2712899.4718 | 1100663.4799 | 2712883.4535 | 1100666.0198
17 | 2712899.4718 | 1100663.4799 | 2712920.7052 | 1100659.0493
18 | 2713098.3677 | 1100568.8533 | 2713089.7078 | 1100573.2574 | 2713082.5036 | 1100576.8035 | 2713078.1471 | 1100578.757 | 2713074.3005 | 1100579.9418 | 2713065.775 | 1100582.5771
19 | 2713065.775 | 1100582.5771 | 2713013.2917 | 1100556.3018
20 | 2712935.5462 | 1100656.1566 | 2712920.7052 | 1100659.0493
21 | 2712920.7052 | 1100659.0493 | 2712915.1559 | 1100648.1389 | 2712898.8538 | 1100616.4224
22 | 2712935.5462 | 1100656.1566 | 2712936.3577 | 1100649.1559 | 2712937.4816 | 1100639.5147 | 2712938.5046 | 1100630.7167 | 2712949.6114 | 1100629.2111
23 | 2712935.5462 | 1100656.1566 | 2712959.0759 | 1100652.3137 | 2712965.2176 | 1100650.938 | 2712971.5687 | 1100648.2988 | 2712975.434 | 1100645.6912 | 2712979.1339 | 1100642.4022 | 2712981.6047 | 1100639.4033
24 | 2712889.4358 | 1100610.5936 | 2712898.4343 | 1100615.6062 | 2712898.8538 | 1100616.4224
25 | 2712985.6198 | 1100632.9387 | 2712985.6198 | 1100632.9387 | 2712982.833 | 1100637.9124 | 2712981.6047 | 1100639.4033
26 | 2712883.4535 | 1100666.0198 | 2712882.7774 | 1100666.127 | 2712874.936 | 1100666.893 | 2712868.057 | 1100666.6984 | 2712861.5522 | 1100665.5323 | 2712854.8255 | 1100663.3948 | 2712847.7562 | 1100660.5282 | 2712839.0557 | 1100656.8749
27 | 2712985.6198 | 1100632.9387 | 2712987.2845 | 1100628.7668 | 2712998.4243 | 1100591.8316
28 | 2713566.9029 | 1100643.9101 | 2713577.9458 | 1100651.5625 | 2713580.9165 | 1100653.6716
29 | 2713559.5937 | 1100638.8449 | 2713566.9029 | 1100643.9101
30 | 2713581.5664 | 1100654.1331 | 2713580.9165 | 1100653.6716
31 | 2713529.0394 | 1100618.0369 | 2713549.6822 | 1100631.9766 | 2713559.5937 | 1100638.8449
32 | 2713581.5664 | 1100654.1331 | 2713588.6578 | 1100659.1679 | 2713591.8925 | 1100661.7301 | 2713594.9894 | 1100664.6233 | 2713599.0789 | 1100669.0579
33 | 2713529.0394 | 1100618.0369 | 2713521.8788 | 1100622.5506 | 2713518.4096 | 1100625.0764
34 | 2713529.0394 | 1100618.0369 | 2713537.437 | 1100612.7903
35 | 2713446.4483 | 1100756.2519 | 2713457.7453 | 1100816.112
36 | 2713446.4483 | 1100756.2519 | 2713446.1493 | 1100755.3811 | 2713444.9853 | 1100752.6241 | 2713443.817 | 1100750.1006 | 2713442.1925 | 1100747.5464 | 2713439.7484 | 1100744.5209 | 2713436.9295 | 1100741.6663 | 2713424.8751 | 1100730.9467
37 | 2713474.3617 | 1100821.597 | 2713468.7305 | 1100819.268 | 2713464.7886 | 1100817.6822 | 2713461.0772 | 1100816.6011 | 2713457.7453 | 1100816.112
38 | 2713406.4216 | 1100714.5366 | 2713424.8751 | 1100730.9467
39 | 2713599.0789 | 1100669.0579 | 2713599.8305 | 1100669.8729 | 2713602.5369 | 1100672.8875
40 | 2713518.4096 | 1100625.0764 | 2713515.6329 | 1100627.415 | 2713513.4446 | 1100629.7534 | 2713511.8391 | 1100631.9805 | 2713508.2192 | 1100637.5947
41 | 2713518.4096 | 1100625.0764 | 2713512.0994 | 1100610.6273
42 | 2713537.437 | 1100612.7903 | 2713530.4775 | 1100596.9841
43 | 2713537.437 | 1100612.7903 | 2713548.8014 | 1100605.3575
44 | 2713620.4311 | 1100693.8796 | 2713619.8473 | 1100692.8405 | 2713617.1068 | 1100689.109 | 2713613.1403 | 1100684.6985 | 2713602.5369 | 1100672.8875
45 | 2713502.1035 | 1100587.7384 | 2713512.0994 | 1100610.6273
46 | 2713522.6328 | 1100579.1675 | 2713530.4775 | 1100596.9841
47 | 2713557.2199 | 1100599.8513 | 2713548.8014 | 1100605.3575
48 | 2713406.4216 | 1100714.5366 | 2713398.3359 | 1100707.3462
49 | 2713479.1857 | 1100246.0019 | 2713476.1256 | 1100259.6948
50 | 2713479.1857 | 1100246.0019 | 2713408.8373 | 1100199.3542
51 | 2713465.5561 | 1100289.1108 | 2713468.9078 | 1100281.609 | 2713471.4795 | 1100275.742 | 2713472.6779 | 1100272.5178 | 2713474.0186 | 1100268.3066 | 2713475.1257 | 1100264.169 | 2713476.1256 | 1100259.6948
52 | 2713457.7002 | 1100306.6944 | 2713465.5561 | 1100289.1108
53 | 2713457.7002 | 1100306.6944 | 2713453.6201 | 1100315.8742
54 | 2713457.7002 | 1100306.6944 | 2713529.0889 | 1100328.0424
55 | 2713453.6201 | 1100315.8742 | 2713439.3213 | 1100348.0458 | 2713437.8136 | 1100352.0759 | 2713436.566 | 1100356.2777 | 2713435.7236 | 1100360.3424 | 2713435.1952 | 1100365.0024 | 2713434.9339 | 1100371.1127 | 2713434.9974 | 1100373.3634
56 | 2713116.5911 | 1100546.345 | 2713094.7203 | 1100545.7044
57 | 2713129.7307 | 1100545.0196 | 2713126.7701 | 1100545.7845 | 2713121.6099 | 1100546.4111 | 2713117.1437 | 1100546.3612 | 2713116.5911 | 1100546.345
58 | 2713152.5026 | 1100534.2782 | 2713145.6585 | 1100538.0199 | 2713141.0835 | 1100540.4808 | 2713136.8814 | 1100542.4594 | 2713131.5468 | 1100544.5504 | 2713129.7307 | 1100545.0196
59 | 2713152.5026 | 1100534.2782 | 2713154.5293 | 1100532.8998
60 | 2713159.5678 | 1100529.4732 | 2713154.5293 | 1100532.8998
61 | 2713013.2917 | 1100556.3018 | 2713013.2917 | 1100556.3018 | 2713010.392 | 1100559.4389 | 2713008.4875 | 1100561.9274 | 2713006.6196 | 1100565.7841 | 2713005.5608 | 1100568.6271
62 | 2712998.4243 | 1100591.8316 | 2713004.8349 | 1100570.5763 | 2713005.5608 | 1100568.6271
63 | 2713131.7587 | 1100554.8529 | 2713130.7101 | 1100554.964 | 2713126.828 | 1100555.5588 | 2713124.0522 | 1100556.1964 | 2713121.0897 | 1100557.2976 | 2713098.3677 | 1100568.8533
64 | 2713437.6719 | 1100430.807 | 2713436.2808 | 1100458.5087
65 | 2713438.0808 | 1100421.6477 | 2713437.9593 | 1100425.0834 | 2713437.6719 | 1100430.807
66 | 2713437.6719 | 1100430.807 | 2713502.5901 | 1100433.6343
67 | 2713435.3845 | 1100476.3553 | 2713436.2808 | 1100458.5087
68 | 2713438.0808 | 1100421.6477 | 2713438.419 | 1100412.0832 | 2713438.5507 | 1100405.0365 | 2713438.4636 | 1100401.4102 | 2713438.1876 | 1100397.5357 | 2713438.0831 | 1100396.7288
69 | 2713549.2236 | 1100436.2694 | 2713502.5901 | 1100433.6343
70 | 2713434.1102 | 1100501.7297 | 2713435.3845 | 1100476.3553
71 | 2713434.9974 | 1100373.3634 | 2713435.083 | 1100376.3969 | 2713435.6062 | 1100381.5434 | 2713436.3162 | 1100386.2265 | 2713437.6869 | 1100393.6682 | 2713438.0831 | 1100396.7288
72 | 2713549.2236 | 1100436.2694 | 2713553.8793 | 1100443.5835 | 2713556.6625 | 1100447.9385 | 2713559.1321 | 1100450.8422 | 2713561.5377 | 1100453.0331
73 | 2713365.7647 | 1100455.0322 | 2713365.8928 | 1100454.1801 | 2713365.8491 | 1100451.5441 | 2713365.3306 | 1100448.6325 | 2713361.0747 | 1100430.8183
74 | 2713352.6846 | 1100472.8351 | 2713355.3372 | 1100472.5844 | 2713357.7896 | 1100471.8519 | 2713359.7637 | 1100470.6212 | 2713361.2356 | 1100468.9142 | 2713362.4107 | 1100466.1009 | 2713364.8345 | 1100459.0302 | 2713365.5127 | 1100456.708 | 2713365.7647 | 1100455.0322
75 | 2713355.9934 | 1100409.7891 | 2713356.8138 | 1100412.9829 | 2713361.0747 | 1100430.8183
76 | 2713345.512 | 1100471.8363 | 2713349.6551 | 1100472.545 | 2713352.6846 | 1100472.8351 | 2713352.6846 | 1100472.8351
77 | 2713435.7958 | 1100514.3587 | 2713434.6922 | 1100510.858 | 2713434.1661 | 1100507.935 | 2713433.9646 | 1100504.6291 | 2713434.1102 | 1100501.7297
78 | 2713355.1684 | 1100406.5778 | 2713355.9934 | 1100409.7891
79 | 2713435.7958 | 1100514.3587 | 2713412.6722 | 1100529.3842
80 | 2713355.1684 | 1100406.5778 | 2713354.2635 | 1100403.0554
81 | 2713202.3975 | 1100534.2418 | 2713202.9544 | 1100533.2284 | 2713204.5034 | 1100529.8773 | 2713205.5735 | 1100526.0502 | 2713205.6176 | 1100525.7186
82 | 2713207.8236 | 1100506.6902 | 2713206.1137 | 1100521.9908 | 2713205.6176 | 1100525.7186
83 | 2713197.7276 | 1100542.7288 | 2713198.122 | 1100542.0221 | 2713202.3975 | 1100534.2418
84 | 2713207.8236 | 1100506.6902 | 2713214.0166 | 1100504.2373
85 | 2713207.8236 | 1100506.6902 | 2713201.2826 | 1100509.5381
86 | 2713197.7276 | 1100542.7288 | 2713196.5753 | 1100544.794
87 | 2713225.4721 | 1100501.9047 | 2713221.3989 | 1100502.3625 | 2713217.395 | 1100503.2551 | 2713214.0166 | 1100504.2373
88 | 2713214.0166 | 1100504.2373 | 2713235.275 | 1100527.8217
89 | 2713201.2826 | 1100509.5381 | 2713194.1981 | 1100512.6226
90 | 2713196.5753 | 1100544.794 | 2713191.4835 | 1100553.9196
91 | 2713225.4721 | 1100501.9047 | 2713224.7559 | 1100498.3779 | 2713224.1768 | 1100495.3873 | 2713223.7569 | 1100492.5776 | 2713223.6302 | 1100489.4064 | 2713223.7571 | 1100486.3401 | 2713223.735 | 1100480.5064
92 | 2713238.4823 | 1100531.38 | 2713235.275 | 1100527.8217
93 | 2713183.5479 | 1100517.2596 | 2713194.1981 | 1100512.6226
94 | 2713191.4835 | 1100553.9196 | 2713190.9049 | 1100554.9566
95 | 2713220.7505 | 1100451.1937 | 2713221.7291 | 1100454.3474 | 2713222.6232 | 1100458.3001 | 2713223.3396 | 1100464.3063 | 2713223.5333 | 1100469.28 | 2713223.71 | 1100473.9197 | 2713223.735 | 1100480.5064
96 | 2713248.5485 | 1100542.5475 | 2713238.4823 | 1100531.38
97 | 2713183.5479 | 1100517.2596 | 2713172.2827 | 1100522.1643
98 | 2713688.2965 | 1100611.9225 | 2713698.0826 | 1100627.471
99 | 2713707.9308 | 1100648.5626 | 2713700.7949 | 1100631.7804 | 2713698.0826 | 1100627.471
100 | 2713674.0498 | 1100589.4069 | 2713680.2021 | 1100599.0619 | 2713688.2965 | 1100611.9225
101 | 2713713.3762 | 1100669.5941 | 2713711.7178 | 1100657.4688 | 2713707.9308 | 1100648.5626
102 | 2713674.0498 | 1100589.4069 | 2713669.4508 | 1100585.6961 | 2713665.7494 | 1100582.4247 | 2713659.2114 | 1100575.9681
103 | 2713713.3762 | 1100669.5941 | 2713716.2177 | 1100690.3688
104 | 2713506.0536 | 1100828.7939 | 2713525.8943 | 1100891.3846
105 | 2713474.3617 | 1100821.597 | 2713500.0363 | 1100830.1379 | 2713501.2403 | 1100830.3384 | 2713502.4888 | 1100830.2283 | 2713503.9686 | 1100829.7556 | 2713506.0536 | 1100828.7939
106 | 2713626.9585 | 1100571.4139 | 2713632.7103 | 1100566.8962 | 2713635.7415 | 1100565.0294 | 2713637.8028 | 1100564.1006 | 2713639.8191 | 1100563.5046 | 2713641.6496 | 1100563.3276 | 2713643.6585 | 1100563.5431 | 2713645.8325 | 1100564.4511 | 2713648.0848 | 1100565.7274 | 2713650.4398 | 1100567.3059 | 2713659.2114 | 1100575.9681
107 | 2713626.9585 | 1100571.4139 | 2713621.1891 | 1100556.2645
108 | 2713626.9585 | 1100571.4139 | 2713624.442 | 1100573.7103
109 | 2713617.3054 | 1100738.0782 | 2713615.874 | 1100737.1961 | 2713598.1011 | 1100725.5559
110 | 2713587.4588 | 1100718.2698 | 2713595.8816 | 1100724.1023 | 2713598.1011 | 1100725.5559
111 | 2713617.3054 | 1100738.0782 | 2713631.319 | 1100746.7136 | 2713632.2929 | 1100747.4613
112 | 2713587.4588 | 1100718.2698 | 2713576.9793 | 1100711.0132
113 | 2713638.1844 | 1100752.6743 | 2713637.9328 | 1100752.3856 | 2713635.1046 | 1100749.6197 | 2713632.2929 | 1100747.4613
114 | 2713576.9793 | 1100711.0132 | 2713561.6719 | 1100700.4135 | 2713558.0332 | 1100698.344 | 2713556.5048 | 1100697.592
115 | 2713638.1844 | 1100752.6743 | 2713640.7598 | 1100755.6295 | 2713644.1136 | 1100760.0953 | 2713647.3312 | 1100764.8031 | 2713650.2418 | 1100769.7831 | 2713651.3727 | 1100771.7965
116 | 2713531.8881 | 1100690.635 | 2713534.3363 | 1100690.8294 | 2713539.21 | 1100691.4431 | 2713543.7729 | 1100692.5291 | 2713549.258 | 1100694.3996 | 2713554.2513 | 1100696.4832 | 2713556.5048 | 1100697.592
117 | 2713661.6762 | 1100792.5198 | 2713653.2462 | 1100775.1318 | 2713651.3727 | 1100771.7965
118 | 2713531.8881 | 1100690.635 | 2713529.0255 | 1100690.4077 | 2713504.5489 | 1100689.3941 | 2713501.6407 | 1100689.2534
119 | 2713621.1891 | 1100556.2645 | 2713614.0182 | 1100537.4352
120 | 2713614.1755 | 1100592.5557 | 2713614.0502 | 1100590.1518 | 2713614.0485 | 1100587.7612 | 2713614.5764 | 1100585.6141 | 2713615.8373 | 1100583.1916 | 2713617.4441 | 1100580.8979 | 2713619.0292 | 1100578.9373 | 2713621.6812 | 1100576.2295 | 2713624.442 | 1100573.7103
121 | 2713614.0182 | 1100537.4352 | 2713609.8823 | 1100526.5754 | 2713606.0566 | 1100517.2583
122 | 2713614.1755 | 1100592.5557 | 2713614.7653 | 1100595.7911 | 2713615.8662 | 1100599.8478 | 2713617.7131 | 1100605.6312
123 | 2713614.1755 | 1100592.5557 | 2713610.4499 | 1100590.1622 | 2713608.1045 | 1100588.4839 | 2713602.3736 | 1100582.784 | 2713600.2569 | 1100580.3287
124 | 2713600.4315 | 1100503.5589 | 2713606.0566 | 1100517.2583
125 | 2713617.7131 | 1100605.6312 | 2713622.4922 | 1100620.5968 | 2713623.2903 | 1100623.5885
126 | 2713600.2569 | 1100580.3287 | 2713599.9867 | 1100580.0153 | 2713598.0308 | 1100577.3769 | 2713596.3768 | 1100574.3328 | 2713594.9146 | 1100570.5601
127 | 2712883.4844 | 1100607.2784 | 2712889.4358 | 1100610.5936
128 | 2713345.512 | 1100471.8363 | 2713324.7288 | 1100468.2812
129 | 2713274.4675 | 1100459.7971 | 2713284.866 | 1100461.4625 | 2713324.7288 | 1100468.2812
130 | 2713324.7288 | 1100468.2812 | 2713315.8823 | 1100525.5566
131 | 2713274.4675 | 1100459.7971 | 2713242.0072 | 1100454.5982
132 | 2713315.8823 | 1100525.5566 | 2713344.231 | 1100533.7517 | 2713351.3526 | 1100535.8096
133 | 2713369.1946 | 1100540.6444 | 2713360.6025 | 1100538.4826 | 2713351.3526 | 1100535.8096
134 | 2713369.1946 | 1100540.6444 | 2713374.9441 | 1100541.6301 | 2713380.2306 | 1100542.118 | 2713385.6009 | 1100541.8513 | 2713391.0068 | 1100540.9183 | 2713396.2271 | 1100539.1478 | 2713403.0124 | 1100535.661 | 2713412.6722 | 1100529.3842
135 | 2713369.1946 | 1100540.6444 | 2713370.1993 | 1100546.5449 | 2713370.8591 | 1100549.7704 | 2713371.7224 | 1100552.8775 | 2713372.6508 | 1100555.3966 | 2713378.7287 | 1100568.0573
136 | 2713383.1494 | 1100577.2228 | 2713382.4207 | 1100575.7481 | 2713378.7287 | 1100568.0573
137 | 2713233.7813 | 1100453.2807 | 2713242.0072 | 1100454.5982
138 | 2713526.7853 | 1100512.9351 | 2713525.8282 | 1100517.3313 | 2713525.6511 | 1100519.7629 | 2713525.8129 | 1100521.8785 | 2713526.3574 | 1100523.8122 | 2713532.4341 | 1100538.784
139 | 2713532.4341 | 1100538.784 | 2713543.1655 | 1100565.2241
140 | 2713551.9957 | 1100586.9798 | 2713543.1655 | 1100565.2241
141 | 2713581.2943 | 1100535.4184 | 2713573.651 | 1100515.6978
142 | 2713572.9824 | 1100513.9729 | 2713573.651 | 1100515.6978
143 | 2713581.2943 | 1100535.4184 | 2713583.7317 | 1100541.7072
144 | 2713571.6644 | 1100510.5723 | 2713572.9824 | 1100513.9729
145 | 2713590.2475 | 1100558.5186 | 2713583.7317 | 1100541.7072
146 | 2713571.6644 | 1100510.5723 | 2713561.5377 | 1100453.0331
147 | 2713590.2475 | 1100558.5186 | 2713594.9146 | 1100570.5601
148 | 2713220.7505 | 1100451.1937 | 2713233.7813 | 1100453.2807
149 | 2713186.628 | 1100562.6218 | 2713190.9049 | 1100554.9566
150 | 2713172.343 | 1100340.4506 | 2713178.8706 | 1100327.1188 | 2713180.56 | 1100324.126 | 2713182.2071 | 1100321.744 | 2713184.3086 | 1100319.4927 | 2713186.6431 | 1100317.6127 | 2713190.2485 | 1100314.8447 | 2713196.852 | 1100310.7316 | 2713199.4018 | 1100309.7674 | 2713202.3561 | 1100309.1109 | 2713205.5367 | 1100308.781 | 2713209.0018 | 1100308.9679 | 2713212.1267 | 1100309.5488 | 2713215.8055 | 1100310.7292 | 2713219.2784 | 1100311.9528
151 | 2713172.343 | 1100340.4506 | 2713171.5188 | 1100343.5484 | 2713168.6103 | 1100356.8013
152 | 2713172.343 | 1100340.4506 | 2713025.1576 | 1100257.8329
153 | 2713168.6103 | 1100356.8013 | 2713167.6013 | 1100361.3986 | 2713166.6697 | 1100367.3519 | 2713166.5617 | 1100371.486 | 2713167.1145 | 1100375.0543 | 2713168.3035 | 1100379.8018 | 2713169.9311 | 1100383.8682 | 2713171.9757 | 1100387.9869 | 2713175.1627 | 1100392.705 | 2713179.5516 | 1100397.7457 | 2713188.5743 | 1100406.4944
154 | 2713025.1576 | 1100257.8329 | 2713021.7548 | 1100257.0591
155 | 2713204.3923 | 1100123.0791 | 2713214.6082 | 1100122.8174
156 | 2713061.7393 | 1100152.7206 | 2713204.3923 | 1100123.0791
157 | 2713061.7393 | 1100152.7206 | 2713051.8529 | 1100159.7413 | 2713047.2677 | 1100162.7358 | 2713042.7839 | 1100165.2763 | 2713036.7882 | 1100167.5107 | 2713024.9054 | 1100171.1178
158 | 2713211.4462 | 1100428.6718 | 2713188.5743 | 1100406.4944
159 | 2713024.9054 | 1100171.1178 | 2713021.7548 | 1100257.0591
160 | 2713220.7505 | 1100451.1937 | 2713211.4462 | 1100428.6718
161 | 2713557.2199 | 1100599.8513 | 2713551.9957 | 1100586.9798
162 | 2713557.2199 | 1100599.8513 | 2713565.6061 | 1100594.3933 | 2713567.6525 | 1100593.4309 | 2713569.8841 | 1100592.9167 | 2713572.1841 | 1100592.8819 | 2713574.6229 | 1100593.2945 | 2713576.9806 | 1100594.317 | 2713578.9007 | 1100595.5537 | 2713580.4837 | 1100597.0176 | 2713583.5647 | 1100600.3442 | 2713586.4385 | 1100603.6719
163 | 2713586.4385 | 1100603.6719 | 2713586.7853 | 1100604.0735 | 2713602.6082 | 1100626.2056
164 | 2713398.3359 | 1100707.3462 | 2713442.8519 | 1100654.6628
165 | 2713626.4762 | 1100642.2748 | 2713625.0252 | 1100643.6931 | 2713622.643 | 1100644.3935 | 2713620.1589 | 1100644.3359 | 2713617.6908 | 1100643.4224 | 2713615.1431 | 1100641.7959 | 2713612.6199 | 1100639.2804 | 2713604.3492 | 1100628.6407 | 2713602.6082 | 1100626.2056
166 | 2713626.4762 | 1100642.2748 | 2713627.1354 | 1100640.9752 | 2713627.3137 | 1100639.3107 | 2713626.9801 | 1100637.6021
167 | 2713626.4762 | 1100642.2748 | 2713631.1242 | 1100648.7439 | 2713634.8679 | 1100654.718 | 2713636.7437 | 1100657.8542
168 | 2713168.6596 | 1100523.7957 | 2713169.8419 | 1100523.227 | 2713172.2827 | 1100522.1643
169 | 2713159.5678 | 1100529.4732 | 2713164.61 | 1100526.0426 | 2713167.1936 | 1100524.5008 | 2713168.6596 | 1100523.7957
170 | 2713159.5678 | 1100529.4732 | 2713156.9403 | 1100519.6621 | 2713155.4762 | 1100514.3252
171 | 2713153.6946 | 1100505.2141 | 2713154.3419 | 1100509.5291 | 2713154.9321 | 1100512.342 | 2713155.4762 | 1100514.3252
172 | 2713153.6946 | 1100505.2141 | 2713151.2948 | 1100488.1691 | 2713150.7472 | 1100485.1457 | 2713150.5636 | 1100482.952 | 2713150.6646 | 1100476.3773
173 | 2713153.6946 | 1100505.2141 | 2713139.2229 | 1100505.3002 | 2713136.8337 | 1100505.1334 | 2713134.2863 | 1100504.7302 | 2713133.1998 | 1100504.4524
174 | 2713150.6426 | 1100472.5822 | 2713150.7089 | 1100473.4927 | 2713150.6646 | 1100476.3773
175 | 2713165.1729 | 1100568.1147 | 2713165.0018 | 1100568.156 | 2713162.6994 | 1100567.9018 | 2713162.1601 | 1100567.7584 | 2713158.9535 | 1100566.5867 | 2713157.8835 | 1100566.2555 | 2713156.7491 | 1100566.0564 | 2713156.1524 | 1100565.9861
176 | 2713165.1729 | 1100568.1147 | 2713165.1729 | 1100568.1147 | 2713165.3143 | 1100568.0062 | 2713165.3789 | 1100567.8628 | 2713165.4205 | 1100567.7079 | 2713165.4933 | 1100567.4247
177 | 2713153.9368 | 1100565.7249 | 2713156.1524 | 1100565.9861
178 | 2713165.4933 | 1100567.4247 | 2713165.9297 | 1100565.7272 | 2713166.1339 | 1100565.1528 | 2713166.4302 | 1100564.6247 | 2713166.7801 | 1100564.1309 | 2713167.2536 | 1100563.6505 | 2713168.8799 | 1100562.3799 | 2713173.2195 | 1100559.67 | 2713173.6318 | 1100559.3161
179 | 2713144.9551 | 1100563.2607 | 2713145.5943 | 1100563.4803 | 2713149.3982 | 1100565.0077 | 2713149.9521 | 1100565.1959 | 2713150.4841 | 1100565.317 | 2713150.9244 | 1100565.3697 | 2713153.9368 | 1100565.7249
180 | 2713176.7592 | 1100555.4331 | 2713174.5755 | 1100558.3611 | 2713173.904 | 1100559.0824 | 2713173.6318 | 1100559.3161
181 | 2713142.2671 | 1100553.8229 | 2713141.9325 | 1100562.2223 | 2713144.9551 | 1100563.2607
182 | 2713176.7592 | 1100555.4331 | 2713175.1933 | 1100554.2921 | 2713171.3601 | 1100551.6914
183 | 2713186.628 | 1100562.6218 | 2713176.7592 | 1100555.4331
184 | 2713142.2671 | 1100553.8229 | 2713140.2595 | 1100553.9523 | 2713131.7587 | 1100554.8529
185 | 2713142.2671 | 1100553.8229 | 2713144.3059 | 1100553.683 | 2713148.3469 | 1100553.7027 | 2713151.8335 | 1100553.9193
186 | 2713186.628 | 1100562.6218 | 2713188.6241 | 1100564.1446
187 | 2713502.0153 | 1100587.5365 | 2713502.1035 | 1100587.7384
188 | 2713522.6328 | 1100579.1675 | 2713517.1471 | 1100566.7084
189 | 2713442.8519 | 1100654.6628 | 2713457.1783 | 1100678.4908 | 2713458.8867 | 1100680.702 | 2713460.9939 | 1100682.6982 | 2713463.4692 | 1100684.4679 | 2713466.1506 | 1100685.9856 | 2713469.4917 | 1100686.9931 | 2713473.0793 | 1100687.6606 | 2713477.0121 | 1100688.0788 | 2713482.8291 | 1100688.3432 | 2713501.6407 | 1100689.2534
190 | 2713435.1156 | 1100634.4714 | 2713435.6422 | 1100638.6062 | 2713436.2727 | 1100640.9084 | 2713437.1204 | 1100643.1925 | 2713442.8519 | 1100654.6628
191 | 2713341.5092 | 1100647.6697 | 2713393.7298 | 1100597.8296
192 | 2713435.1156 | 1100634.4714 | 2713426.8436 | 1100621.397 | 2713423.4486 | 1100617.0529 | 2713419.6768 | 1100612.5684 | 2713417.6369 | 1100610.6957 | 2713415.3237 | 1100608.9513 | 2713412.3095 | 1100607.4274 | 2713408.8024 | 1100606.1833 | 2713404.5169 | 1100604.7468 | 2713400.6229 | 1100603.073 | 2713397.7487 | 1100601.5183 | 2713395.5647 | 1100599.8986 | 2713393.7298 | 1100597.8296
193 | 2713383.1494 | 1100577.2228 | 2713392.0816 | 1100595.2972 | 2713393.7298 | 1100597.8296
194 | 2713494.3328 | 1100569.9449 | 2713502.0153 | 1100587.5365
195 | 2713287.465 | 1100586.3291 | 2713266.2547 | 1100562.4189
196 | 2713266.2547 | 1100562.4189 | 2713263.9105 | 1100559.7763
197 | 2713250.6056 | 1100544.8465 | 2713262.6423 | 1100558.3467 | 2713263.9105 | 1100559.7763
198 | 2713209.1109 | 1100581.7314 | 2713202.7021 | 1100588.283 | 2713201.6854 | 1100590.0764 | 2713201.3437 | 1100591.7934 | 2713201.3958 | 1100592.4027
199 | 2713209.1109 | 1100581.7314 | 2713208.1685 | 1100580.3684 | 2713206.9172 | 1100578.9664 | 2713205.3069 | 1100577.3019 | 2713204.1611 | 1100576.3705
200 | 2713200.0375 | 1100573.0183 | 2713204.1611 | 1100576.3705
201 | 2713198.6973 | 1100571.9288 | 2713200.0375 | 1100573.0183
202 | 2713190.2161 | 1100565.3592 | 2713196.7119 | 1100570.3149 | 2713198.6973 | 1100571.9288
203 | 2713625.504 | 1100702.9087 | 2713620.4311 | 1100693.8796
204 | 2713250.6056 | 1100544.8465 | 2713249.2347 | 1100543.3088 | 2713248.5485 | 1100542.5475
205 | 2713626.9801 | 1100637.6021 | 2713626.8474 | 1100636.9226 | 2713623.2903 | 1100623.5885
206 | 2713640.1879 | 1100663.9428 | 2713638.2912 | 1100660.4414 | 2713636.7437 | 1100657.8542
207 | 2713640.1879 | 1100663.9428 | 2713645.109 | 1100673.0274
208 | 2713654.9534 | 1100691.2006 | 2713645.109 | 1100673.0274
209 | 2713654.9534 | 1100691.2006 | 2713664.607 | 1100709.0218
210 | 2713673.9457 | 1100726.2614 | 2713664.607 | 1100709.0218
211 | 2713211.7012 | 1100449.6702 | 2713198.6893 | 1100447.4795
212 | 2713220.7505 | 1100451.1937 | 2713211.7012 | 1100449.6702
213 | 2713673.9457 | 1100726.2614 | 2713674.5399 | 1100727.3583
214 | 2713190.2161 | 1100565.3592 | 2713188.6241 | 1100564.1446

## bus_geodata
| x | y | coords
0 | 2713139.9115 | 1100606.9558
1 | 2713117.0748 | 1100604.0765
2 | 2713190.8966 | 1100633.071
3 | 2713114.7637 | 1100614.2626
4 | 2713171.6007 | 1100613.2871
5 | 2713090.67 | 1100610.9674
6 | 2713110.0682 | 1100641.1376
7 | 2713198.5736 | 1100614.2909
8 | 2713229.4751 | 1100607.6595
9 | 2713213.312 | 1100588.713
10 | 2713207.5894 | 1100614.7765
11 | 2713073.7742 | 1100656.451
12 | 2713068.2433 | 1100638.5776
13 | 2713060.7892 | 1100614.1744
14 | 2713060.7439 | 1100614.0262
15 | 2712925.6796 | 1100669.228
16 | 2712899.4718 | 1100663.4799
17 | 2713065.775 | 1100582.5771
18 | 2712920.7052 | 1100659.0493
19 | 2712935.5462 | 1100656.1566
20 | 2712898.8538 | 1100616.4224
21 | 2712949.6114 | 1100629.2111
22 | 2712981.6047 | 1100639.4033
23 | 2712883.4535 | 1100666.0198
24 | 2712985.6198 | 1100632.9387
25 | 2713566.9029 | 1100643.9101
26 | 2713580.9165 | 1100653.6716
27 | 2713559.5937 | 1100638.8449
28 | 2713581.5664 | 1100654.1331
29 | 2713529.0394 | 1100618.0369
30 | 2713446.4483 | 1100756.2519
31 | 2713457.7453 | 1100816.112
32 | 2713424.8751 | 1100730.9467
33 | 2713599.0789 | 1100669.0579
34 | 2713518.4096 | 1100625.0764
35 | 2713537.437 | 1100612.7903
36 | 2713602.5369 | 1100672.8875
37 | 2713508.2192 | 1100637.5947
38 | 2713512.0994 | 1100610.6273
39 | 2713530.4775 | 1100596.9841
40 | 2713548.8014 | 1100605.3575
41 | 2713406.4216 | 1100714.5366
42 | 2713479.1857 | 1100246.0019
43 | 2713476.1256 | 1100259.6948
44 | 2713408.8373 | 1100199.3542
45 | 2713465.5561 | 1100289.1108
46 | 2713457.7002 | 1100306.6944
47 | 2713453.6201 | 1100315.8742
48 | 2713529.0889 | 1100328.0424
49 | 2713094.7203 | 1100545.7044
50 | 2713116.5911 | 1100546.345
51 | 2713129.7307 | 1100545.0196
52 | 2713152.5026 | 1100534.2782
53 | 2713154.5293 | 1100532.8998
54 | 2713013.2917 | 1100556.3018
55 | 2713005.5608 | 1100568.6271
56 | 2712998.4243 | 1100591.8316
57 | 2713098.3677 | 1100568.8533
58 | 2713437.6719 | 1100430.807
59 | 2713436.2808 | 1100458.5087
60 | 2713438.0808 | 1100421.6477
61 | 2713502.5901 | 1100433.6343
62 | 2713435.3845 | 1100476.3553
63 | 2713438.0831 | 1100396.7288
64 | 2713549.2236 | 1100436.2694
65 | 2713365.7647 | 1100455.0322
66 | 2713361.0747 | 1100430.8183
67 | 2713352.6846 | 1100472.8351
68 | 2713434.1102 | 1100501.7297
69 | 2713434.9974 | 1100373.3634
70 | 2713355.9934 | 1100409.7891
71 | 2713435.7958 | 1100514.3587
72 | 2713355.1684 | 1100406.5778
73 | 2713205.6176 | 1100525.7186
74 | 2713202.3975 | 1100534.2418
75 | 2713207.8236 | 1100506.6902
76 | 2713197.7276 | 1100542.7288
77 | 2713214.0166 | 1100504.2373
78 | 2713201.2826 | 1100509.5381
79 | 2713196.5753 | 1100544.794
80 | 2713225.4721 | 1100501.9047
81 | 2713235.275 | 1100527.8217
82 | 2713194.1981 | 1100512.6226
83 | 2713191.4835 | 1100553.9196
84 | 2713223.735 | 1100480.5064
85 | 2713238.4823 | 1100531.38
86 | 2713183.5479 | 1100517.2596
87 | 2713698.0826 | 1100627.471
88 | 2713688.2965 | 1100611.9225
89 | 2713707.9308 | 1100648.5626
90 | 2713674.0498 | 1100589.4069
91 | 2713713.3762 | 1100669.5941
92 | 2713506.0536 | 1100828.7939
93 | 2713525.8943 | 1100891.3846
94 | 2713474.3617 | 1100821.597
95 | 2713659.2114 | 1100575.9681
96 | 2713716.2177 | 1100690.3688
97 | 2713626.9585 | 1100571.4139
98 | 2713598.1011 | 1100725.5559
99 | 2713617.3054 | 1100738.0782
100 | 2713587.4588 | 1100718.2698
101 | 2713632.2929 | 1100747.4613
102 | 2713576.9793 | 1100711.0132
103 | 2713638.1844 | 1100752.6743
104 | 2713556.5048 | 1100697.592
105 | 2713651.3727 | 1100771.7965
106 | 2713531.8881 | 1100690.635
107 | 2713621.1891 | 1100556.2645
108 | 2713624.442 | 1100573.7103
109 | 2713614.0182 | 1100537.4352
110 | 2713614.1755 | 1100592.5557
111 | 2713606.0566 | 1100517.2583
112 | 2713617.7131 | 1100605.6312
113 | 2713600.2569 | 1100580.3287
114 | 2712889.4358 | 1100610.5936
115 | 2712883.4844 | 1100607.2784
116 | 2712839.0557 | 1100656.8749
117 | 2713345.512 | 1100471.8363
118 | 2713324.7288 | 1100468.2812
119 | 2713274.4675 | 1100459.7971
120 | 2713315.8823 | 1100525.5566
121 | 2713369.1946 | 1100540.6444
122 | 2713351.3526 | 1100535.8096
123 | 2713412.6722 | 1100529.3842
124 | 2713378.7287 | 1100568.0573
125 | 2713242.0072 | 1100454.5982
126 | 2713532.4341 | 1100538.784
127 | 2713526.7853 | 1100512.9351
128 | 2713543.1655 | 1100565.2241
129 | 2713600.4315 | 1100503.5589
130 | 2713573.651 | 1100515.6978
131 | 2713581.2943 | 1100535.4184
132 | 2713572.9824 | 1100513.9729
133 | 2713583.7317 | 1100541.7072
134 | 2713571.6644 | 1100510.5723
135 | 2713590.2475 | 1100558.5186
136 | 2713561.5377 | 1100453.0331
137 | 2713233.7813 | 1100453.2807
138 | 2713190.9049 | 1100554.9566
139 | 2713219.2784 | 1100311.9528
140 | 2713172.343 | 1100340.4506
141 | 2713168.6103 | 1100356.8013
142 | 2713025.1576 | 1100257.8329
143 | 2713214.6082 | 1100122.8174
144 | 2713204.3923 | 1100123.0791
145 | 2713061.7393 | 1100152.7206
146 | 2713188.5743 | 1100406.4944
147 | 2713024.9054 | 1100171.1178
148 | 2713021.7548 | 1100257.0591
149 | 2713211.4462 | 1100428.6718
150 | 2713551.9957 | 1100586.9798
151 | 2713557.22 | 1100599.8513
152 | 2713586.4385 | 1100603.6719
153 | 2713398.3359 | 1100707.3462
154 | 2713602.6082 | 1100626.2056
155 | 2713626.4762 | 1100642.2748
156 | 2713168.6596 | 1100523.7957
157 | 2713172.2827 | 1100522.1643
158 | 2713159.5678 | 1100529.4732
159 | 2713155.4762 | 1100514.3252
160 | 2713153.6946 | 1100505.2141
161 | 2713150.6646 | 1100476.3773
162 | 2713133.1998 | 1100504.4524
163 | 2713165.1729 | 1100568.1147
164 | 2713156.1524 | 1100565.9861
165 | 2713165.4933 | 1100567.4247
166 | 2713153.9368 | 1100565.7249
167 | 2713173.6318 | 1100559.3161
168 | 2713144.9551 | 1100563.2607
169 | 2713176.7592 | 1100555.4331
170 | 2713142.2671 | 1100553.8229
171 | 2713171.3601 | 1100551.6914
172 | 2713186.628 | 1100562.6218
173 | 2713502.1035 | 1100587.7384
174 | 2713522.6328 | 1100579.1675
175 | 2713661.6762 | 1100792.5198
176 | 2713442.8519 | 1100654.6628
177 | 2713341.5092 | 1100647.6697
178 | 2713393.7298 | 1100597.8296
179 | 2713502.0153 | 1100587.5365
180 | 2713494.3328 | 1100569.9449
181 | 2713435.1156 | 1100634.4714
182 | 2713501.6407 | 1100689.2534
183 | 2713517.1471 | 1100566.7084
184 | 2713287.465 | 1100586.3291
185 | 2713266.2547 | 1100562.4189
186 | 2713383.1494 | 1100577.2228
187 | 2713263.9105 | 1100559.7763
188 | 2713594.9146 | 1100570.5601
189 | 2713131.7587 | 1100554.8529
190 | 2713151.8335 | 1100553.9193
191 | 2713354.2635 | 1100403.0554
192 | 2713201.3958 | 1100592.4027
193 | 2713209.1109 | 1100581.7314
194 | 2713204.1611 | 1100576.3705
195 | 2713200.0375 | 1100573.0183
196 | 2713198.6973 | 1100571.9288
197 | 2713620.4311 | 1100693.8796
198 | 2713625.504 | 1100702.9087
199 | 2713250.6056 | 1100544.8465
200 | 2713623.2903 | 1100623.5885
201 | 2713626.9801 | 1100637.6021
202 | 2713248.5485 | 1100542.5475
203 | 2713636.7437 | 1100657.8542
204 | 2713640.1879 | 1100663.9428
205 | 2713645.109 | 1100673.0274
206 | 2713654.9534 | 1100691.2006
207 | 2713664.607 | 1100709.0218
208 | 2713211.7012 | 1100449.6702
209 | 2713198.6893 | 1100447.4795
210 | 2713220.7505 | 1100451.1937
211 | 2713150.6426 | 1100472.5822
212 | 2713673.9457 | 1100726.2614
213 | 2713674.5399 | 1100727.3583
214 | 2713190.2161 | 1100565.3592
215 | 2713188.6241 | 1100564.1446
216 | 2713369.1946 | 1100540.6444

## line_std_types
| c_nf_per_km | r_ohm_per_km | x_ohm_per_km | max_i_ka | type | q_mm2 | alpha | voltage_rating
NAYY 4x50 SE | 210 | 0.642 | 0.083 | 0.142 | cs | 50 | 0.00403 | LV
NAYY 4x120 SE | 264 | 0.225 | 0.08 | 0.242 | cs | 120 | 0.00403 | LV
NAYY 4x150 SE | 261 | 0.208 | 0.08 | 0.27 | cs | 150 | 0.00403 | LV
NA2XS2Y 1x95 RM/25 12/20 kV | 216 | 0.313 | 0.132 | 0.252 | cs | 95 | 0.00403 | MV
NA2XS2Y 1x185 RM/25 12/20 kV | 273 | 0.161 | 0.117 | 0.362 | cs | 185 | 0.00403 | MV
NA2XS2Y 1x240 RM/25 12/20 kV | 304 | 0.122 | 0.112 | 0.421 | cs | 240 | 0.00403 | MV
NA2XS2Y 1x95 RM/25 6/10 kV | 315 | 0.313 | 0.123 | 0.249 | cs | 95 | 0.00403 | MV
NA2XS2Y 1x185 RM/25 6/10 kV | 406 | 0.161 | 0.11 | 0.358 | cs | 185 | 0.00403 | MV
NA2XS2Y 1x240 RM/25 6/10 kV | 456 | 0.122 | 0.105 | 0.416 | cs | 240 | 0.00403 | MV
NA2XS2Y 1x150 RM/25 12/20 kV | 250 | 0.206 | 0.116 | 0.319 | cs | 150 | 0.00403 | MV
NA2XS2Y 1x120 RM/25 12/20 kV | 230 | 0.253 | 0.119 | 0.283 | cs | 120 | 0.00403 | MV
NA2XS2Y 1x70 RM/25 12/20 kV | 190 | 0.443 | 0.132 | 0.22 | cs | 70 | 0.00403 | MV
NA2XS2Y 1x150 RM/25 6/10 kV | 360 | 0.206 | 0.11 | 0.315 | cs | 150 | 0.00403 | MV
NA2XS2Y 1x120 RM/25 6/10 kV | 340 | 0.253 | 0.113 | 0.28 | cs | 120 | 0.00403 | MV
NA2XS2Y 1x70 RM/25 6/10 kV | 280 | 0.443 | 0.123 | 0.217 | cs | 70 | 0.00403 | MV
N2XS(FL)2Y 1x120 RM/35 64/110 kV | 112 | 0.153 | 0.166 | 0.366 | cs | 120 | 0.00393 | HV
N2XS(FL)2Y 1x185 RM/35 64/110 kV | 125 | 0.099 | 0.156 | 0.457 | cs | 185 | 0.00393 | HV
N2XS(FL)2Y 1x240 RM/35 64/110 kV | 135 | 0.075 | 0.149 | 0.526 | cs | 240 | 0.00393 | HV
N2XS(FL)2Y 1x300 RM/35 64/110 kV | 144 | 0.06 | 0.144 | 0.588 | cs | 300 | 0.00393 | HV
15-AL1/3-ST1A 0.4 | 11 | 1.8769 | 0.35 | 0.105 | ol | 16 | 0.00403 | LV
24-AL1/4-ST1A 0.4 | 11.25 | 1.2012 | 0.335 | 0.14 | ol | 24 | 0.00403 | LV
48-AL1/8-ST1A 0.4 | 12.2 | 0.5939 | 0.3 | 0.21 | ol | 48 | 0.00403 | LV
94-AL1/15-ST1A 0.4 | 13.2 | 0.306 | 0.29 | 0.35 | ol | 94 | 0.00403 | LV
34-AL1/6-ST1A 10.0 | 9.7 | 0.8342 | 0.36 | 0.17 | ol | 34 | 0.00403 | MV
48-AL1/8-ST1A 10.0 | 10.1 | 0.5939 | 0.35 | 0.21 | ol | 48 | 0.00403 | MV
70-AL1/11-ST1A 10.0 | 10.4 | 0.4132 | 0.339 | 0.29 | ol | 70 | 0.00403 | MV
94-AL1/15-ST1A 10.0 | 10.75 | 0.306 | 0.33 | 0.35 | ol | 94 | 0.00403 | MV
122-AL1/20-ST1A 10.0 | 11.1 | 0.2376 | 0.323 | 0.41 | ol | 122 | 0.00403 | MV
149-AL1/24-ST1A 10.0 | 11.25 | 0.194 | 0.315 | 0.47 | ol | 149 | 0.00403 | MV
34-AL1/6-ST1A 20.0 | 9.15 | 0.8342 | 0.382 | 0.17 | ol | 34 | 0.00403 | MV
48-AL1/8-ST1A 20.0 | 9.5 | 0.5939 | 0.372 | 0.21 | ol | 48 | 0.00403 | MV
70-AL1/11-ST1A 20.0 | 9.7 | 0.4132 | 0.36 | 0.29 | ol | 70 | 0.00403 | MV
94-AL1/15-ST1A 20.0 | 10 | 0.306 | 0.35 | 0.35 | ol | 94 | 0.00403 | MV
122-AL1/20-ST1A 20.0 | 10.3 | 0.2376 | 0.344 | 0.41 | ol | 122 | 0.00403 | MV
149-AL1/24-ST1A 20.0 | 10.5 | 0.194 | 0.337 | 0.47 | ol | 149 | 0.00403 | MV
184-AL1/30-ST1A 20.0 | 10.75 | 0.1571 | 0.33 | 0.535 | ol | 184 | 0.00403 | MV
243-AL1/39-ST1A 20.0 | 11 | 0.1188 | 0.32 | 0.645 | ol | 243 | 0.00403 | MV
48-AL1/8-ST1A 110.0 | 8 | 0.5939 | 0.46 | 0.21 | ol | 48 | 0.00403 | HV
70-AL1/11-ST1A 110.0 | 8.4 | 0.4132 | 0.45 | 0.29 | ol | 70 | 0.00403 | HV
94-AL1/15-ST1A 110.0 | 8.65 | 0.306 | 0.44 | 0.35 | ol | 94 | 0.00403 | HV
122-AL1/20-ST1A 110.0 | 8.5 | 0.2376 | 0.43 | 0.41 | ol | 122 | 0.00403 | HV
149-AL1/24-ST1A 110.0 | 8.75 | 0.194 | 0.41 | 0.47 | ol | 149 | 0.00403 | HV
184-AL1/30-ST1A 110.0 | 8.8 | 0.1571 | 0.4 | 0.535 | ol | 184 | 0.00403 | HV
243-AL1/39-ST1A 110.0 | 9 | 0.1188 | 0.39 | 0.645 | ol | 243 | 0.00403 | HV
305-AL1/39-ST1A 110.0 | 9.2 | 0.0949 | 0.38 | 0.74 | ol | 305 | 0.00403 | HV
490-AL1/64-ST1A 110.0 | 9.75 | 0.059 | 0.37 | 0.96 | ol | 490 | 0.00403 | HV
679-AL1/86-ST1A 110.0 | 9.95 | 0.042 | 0.36 | 1.15 | ol | 679 | 0.00403 | HV
490-AL1/64-ST1A 220.0 | 10 | 0.059 | 0.285 | 0.96 | ol | 490 | 0.00403 | HV
679-AL1/86-ST1A 220.0 | 11.7 | 0.042 | 0.275 | 1.15 | ol | 679 | 0.00403 | HV
490-AL1/64-ST1A 380.0 | 11 | 0.059 | 0.253 | 0.96 | ol | 490 | 0.00403 | HV
679-AL1/86-ST1A 380.0 | 14.6 | 0.042 | 0.25 | 1.15 | ol | 679 | 0.00403 | HV

## trafo_std_types
| i0_percent | pfe_kw | vkr_percent | sn_mva | vn_lv_kv | vn_hv_kv | vk_percent | shift_degree | vector_group | tap_side | tap_neutral | tap_min | tap_max | tap_step_degree | tap_step_percent | tap_phase_shifter
160 MVA 380/110 kV | 0.06 | 60 | 0.25 | 160 | 110 | 380 | 12.2 | 0 | Yy0 | hv | 0 | -9 | 9 | 0 | 1.5 | FALSE
100 MVA 220/110 kV | 0.06 | 55 | 0.26 | 100 | 110 | 220 | 12 | 0 | Yy0 | hv | 0 | -9 | 9 | 0 | 1.5 | FALSE
63 MVA 110/20 kV | 0.04 | 22 | 0.32 | 63 | 20 | 110 | 18 | 150 | YNd5 | hv | 0 | -9 | 9 | 0 | 1.5 | FALSE
40 MVA 110/20 kV | 0.05 | 18 | 0.34 | 40 | 20 | 110 | 16.2 | 150 | YNd5 | hv | 0 | -9 | 9 | 0 | 1.5 | FALSE
25 MVA 110/20 kV | 0.07 | 14 | 0.41 | 25 | 20 | 110 | 12 | 150 | YNd5 | hv | 0 | -9 | 9 | 0 | 1.5 | FALSE
63 MVA 110/10 kV | 0.04 | 22 | 0.32 | 63 | 10 | 110 | 18 | 150 | YNd5 | hv | 0 | -9 | 9 | 0 | 1.5 | FALSE
40 MVA 110/10 kV | 0.05 | 18 | 0.34 | 40 | 10 | 110 | 16.2 | 150 | YNd5 | hv | 0 | -9 | 9 | 0 | 1.5 | FALSE
25 MVA 110/10 kV | 0.07 | 14 | 0.41 | 25 | 10 | 110 | 12 | 150 | YNd5 | hv | 0 | -9 | 9 | 0 | 1.5 | FALSE
0.25 MVA 20/0.4 kV | 0.32 | 0.8 | 1.44 | 0.25 | 0.4 | 20 | 6 | 150 | Yzn5 | hv | 0 | -2 | 2 | 0 | 2.5 | FALSE
0.4 MVA 20/0.4 kV | 0.3375 | 1.35 | 1.425 | 0.4 | 0.4 | 20 | 6 | 150 | Dyn5 | hv | 0 | -2 | 2 | 0 | 2.5 | FALSE
0.63 MVA 20/0.4 kV | 0.2619 | 1.65 | 1.206 | 0.63 | 0.4 | 20 | 6 | 150 | Dyn5 | hv | 0 | -2 | 2 | 0 | 2.5 | FALSE
0.25 MVA 10/0.4 kV | 0.24 | 0.6 | 1.2 | 0.25 | 0.4 | 10 | 4 | 150 | Dyn5 | hv | 0 | -2 | 2 | 0 | 2.5 | FALSE
0.4 MVA 10/0.4 kV | 0.2375 | 0.95 | 1.325 | 0.4 | 0.4 | 10 | 4 | 150 | Dyn5 | hv | 0 | -2 | 2 | 0 | 2.5 | FALSE
0.63 MVA 10/0.4 kV | 0.1873 | 1.18 | 1.0794 | 0.63 | 0.4 | 10 | 4 | 150 | Dyn5 | hv | 0 | -2 | 2 | 0 | 2.5 | FALSE

## trafo3w_std_types
| sn_hv_mva | sn_mv_mva | sn_lv_mva | vn_hv_kv | vn_mv_kv | vn_lv_kv | vk_hv_percent | vk_mv_percent | vk_lv_percent | vkr_hv_percent | vkr_mv_percent | vkr_lv_percent | pfe_kw | i0_percent | shift_mv_degree | shift_lv_degree | vector_group | tap_side | tap_neutral | tap_min | tap_max | tap_step_percent
63/25/38 MVA 110/20/10 kV | 63 | 25 | 38 | 110 | 20 | 10 | 10.4 | 10.4 | 10.4 | 0.28 | 0.32 | 0.35 | 35 | 0.89 | 0 | 0 | YN0yn0yn0 | hv | 0 | -10 | 10 | 1.2
63/25/38 MVA 110/10/10 kV | 63 | 25 | 38 | 110 | 10 | 10 | 10.4 | 10.4 | 10.4 | 0.28 | 0.32 | 0.35 | 35 | 0.89 | 0 | 0 | YN0yn0yn0 | hv | 0 | -10 | 10 | 1.2

## fuse_std_types
| fuse_type | i_rated_a | t_avg | t_min | t_total | x_avg | x_min | x_total
HV 100A | HV 100A | 100 | 0 | [10.0, 3.64, 0.854, 0.281, 0.1, 0.0531, 0.022, 0.01] | [10.0, 4.267, 1.21, 0.403, 0.1, 0.058, 0.022, 0.01] | 0 | [300.0, 350.0, 450.0, 550.0, 700.0, 850.0, 1200.0, 1752.0] | [600.0, 700.0, 900.0, 1150.0, 1665.0, 2000.0, 3000.0, 4313.0]
HV 10A | HV 10A | 10 | 0 | [10.0, 1675.0, 0.344, 0.156, 0.1, 0.0417, 0.0171, 0.01] | [10.0, 1.3, 0.3, 0.155, 0.1, 0.0555, 0.023, 0.01] | 0 | [30.0, 32.0, 35.0, 37.0, 39.0, 50.0, 70.0, 88.0] | [60.0, 70.0, 80.0, 87.0, 94.0, 110.0, 150.0, 216.0]
HV 125A | HV 125A | 125 | 0 | [10.0, 1.82, 0.344, 0.1, 0.0467, 0.0269, 0.01] | [10.0, 2.478, 0.426, 0.1, 0.0427, 0.0211, 0.01] | 0 | [375.0, 500.0, 700.0, 925.0, 1200.0, 1500.0, 2341.0] | [750.0, 1000.0, 1500.0, 2200.0, 3000.0, 4000.0, 5765.0]
HV 160A | HV 160A | 160 | 0 | [10.0, 4.15, 1.03, 0.198, 0.1, 0.051, 0.0172, 0.01] | [10.0, 2.3, 0.734, 0.274, 0.1, 0.046, 0.0177, 0.01] | 0 | [480.0, 550.0, 700.0, 1000.0, 1260.0, 1600.0, 2500.0, 3227.0] | [960.0, 1300.0, 1700.0, 2200.0, 2996.0, 4000.0, 6000.0, 7946.0]
HV 16A | HV 16A | 16 | 0 | [10.0, 0.352, 0.164, 0.1, 0.0649, 0.0342, 0.01] | [10.0, 2.34, 0.722, 0.181, 0.1, 0.055, 0.0296, 0.01] | 0 | [48.0, 60.0, 65.0, 71.0, 80.0, 100.0, 162.0] | [96.0, 110.0, 125.0, 150.0, 168.0, 200.0, 250.0, 398.0]
HV 200A | HV 200A | 200 | 0 | [10.0, 4.267, 1.21, 0.403, 0.1, 0.058, 0.022, 0.01] | [10.0, 3.73, 1.654, 0.328, 0.1, 0.0531, 0.019, 0.01] | 0 | [600.0, 700.0, 900.0, 1150.0, 1665.0, 2000.0, 3000.0, 4313.0] | [1200.0, 1500.0, 1800.0, 2700.0, 3960.0, 5000.0, 7500.0, 10620.0]
HV 20A | HV 20A | 20 | 0 | [10.0, 1.3, 0.3, 0.155, 0.1, 0.0555, 0.023, 0.01] | [10.0, 1.3, 0.161, 0.1, 0.0611, 0.0399, 0.0141, 0.01] | 0 | [60.0, 70.0, 80.0, 87.0, 94.0, 110.0, 150.0, 216.0] | [120.0, 150.0, 200.0, 223.0, 260.0, 300.0, 450.0, 532.0]
HV 25A | HV 25A | 25 | 0 | [10.0, 2.512, 0.833, 0.299, 0.1, 0.0372, 0.0223, 0.01] | [10.0, 3.125, 0.597, 0.198, 0.1, 0.0378, 0.022, 0.01] | 0 | [75.0, 82.0, 90.0, 100.0, 124.0, 170.0, 200.0, 289.0] | [150.0, 170.0, 210.0, 250.0, 294.0, 400.0, 500.0, 711.0]
HV 31.5A | HV 31.5A | 31.5 | 0 | [10.0, 2.34, 0.722, 0.181, 0.1, 0.055, 0.0296, 0.01] | [10.0, 2.84, 0.368, 0.164, 0.1, 0.0621, 0.0378, 0.0195, 0.01] | 0 | [95.0, 110.0, 125.0, 150.0, 165.0, 200.0, 250.0, 390.0] | [189.0, 220.0, 300.0, 350.0, 393.0, 450.0, 530.0, 700.0, 960.0]
HV 40A | HV 40A | 40 | 0 | [10.0, 1.3, 0.161, 0.1, 0.0611, 0.0399, 0.0141, 0.01] | [10.0, 2.05, 0.369, 0.198, 0.1, 0.051, 0.0298, 0.01] | 0 | [120.0, 150.0, 200.0, 223.0, 260.0, 300.0, 450.0, 532.0] | [240.0, 300.0, 400.0, 450.0, 530.0, 650.0, 800.0, 1311.0]
HV 50A | HV 50A | 50 | 0 | [10.0, 3.215, 0.597, 0.198, 0.1, 0.0378, 0.022, 0.01] | [10.0, 3.64, 0.854, 0.281, 0.1, 0.0531, 0.022, 0.01] | 0 | [150.0, 170.0, 210.0, 250.0, 294.0, 400.0, 500.0, 711.0] | [300.0, 350.0, 450.0, 550.0, 700.0, 850.0, 1200.0, 1752.0]
HV 6.3A | HV 6.3A | 6.3 | 0 | [10.0, 1.39, 0.344, 0.168, 0.1, 0.056, 0.0263, 0.01] | [10.0, 1.711, 0.516, 0.198, 0.1, 0.0634, 0.0303, 0.01] | 0 | [19.0, 19.5, 20.4, 20.8, 22.0, 25.0, 32.0, 48.0] | [38.0, 40.0, 43.0, 48.0, 53.0, 60.0, 75.0, 118.0]
HV 63A | HV 63A | 63 | 0 | [10.0, 2.84, 0.368, 0.164, 0.1, 0.0621, 0.0378, 0.0195, 0.01] | [10.0, 1.82, 0.344, 0.1, 0.0467, 0.0269, 0.01] | 0 | [189.0, 220.0, 300.0, 350.0, 393.0, 450.0, 530.0, 700.0, 961.0] | [378.0, 500.0, 700.0, 934.0, 1200.0, 1500.0, 2366.0]
HV 80A | HV 80A | 80 | 0 | [10.0, 2.05, 0.369, 0.198, 0.1, 0.051, 0.0298, 0.01] | [10.0, 4.15, 1.03, 0.198, 0.1, 0.051, 0.0172, 0.01] | 0 | [240.0, 300.0, 400.0, 450.0, 530.0, 650.0, 800.0, 1311.0] | [480.0, 550.0, 700.0, 1000.0, 1260.0, 1600.0, 2500.0, 3227.0]
Siemens NH-1-100 | Siemens NH-1-100 | 100 | [5400.0, 2000.0, 400.0, 20.0, 1.0, 0.2, 0.012, 0.004] | 0 | 0 | [150.0, 190.0, 250.0, 430.0, 900.0, 1250.0, 2700.0, 3600.0] | 0 | 0
Siemens NH-1-125 | Siemens NH-1-125 | 125 | [4800.0, 120.0, 7.0, 0.1, 0.004] | 0 | 0 | [180.0, 400.0, 740.0, 2000.0, 4250.0] | 0 | 0
Siemens NH-1-16 | Siemens NH-1-16 | 16 | [4000.0, 400.0, 2.0, 0.1, 0.04, 0.01] | 0 | 0 | [26.0, 35.0, 75.0, 150.0, 200.0, 300.0] | 0 | 0
Siemens NH-1-160 | Siemens NH-1-160 | 160 | [4800.0, 120.0, 7.0, 0.1, 0.004] | 0 | 0 | [210.0, 500.0, 900.0, 2300.0, 5000.0] | 0 | 0
Siemens NH-1-25 | Siemens NH-1-25 | 25 | [4000.0, 1000.0, 10.0, 0.2, 0.02, 0.01] | 0 | 0 | [40.0, 50.0, 100.0, 210.0, 400.0, 500.0] | 0 | 0
Siemens NH-1-50 | Siemens NH-1-50 | 50 | [4000.0, 40.0, 4.0, 1.0, 0.02, 0.01] | 0 | 0 | [86.0, 200.0, 300.0, 400.0, 1000.0, 1280.0] | 0 | 0
Siemens NH-1-63 | Siemens NH-1-63 | 63 | [4000.0, 100.0, 10.0, 2.0, 0.04, 0.01] | 0 | 0 | [100.0, 200.0, 300.0, 400.0, 1000.0, 1500.0] | 0 | 0
Siemens NH-1-80 | Siemens NH-1-80 | 80 | [4800.0, 120.0, 7.0, 0.1, 0.01] | 0 | 0 | [150.58, 250.0, 450.0, 1150.0, 2470.0] | 0 | 0
Siemens NH-2-1000 | Siemens NH-2-1000 | 1000 | [4800.0, 120.0, 7.0, 0.1, 0.004] | 0 | 0 | [1900.0, 3500.0, 8400.0, 24000.0, 52000.0] | 0 | 0
Siemens NH-2-200 | Siemens NH-2-200 | 200 | [4800.0, 120.0, 7.0, 0.1, 0.004] | 0 | 0 | [280.0, 650.0, 1200.0, 3000.0, 7000.0] | 0 | 0
Siemens NH-2-224 | Siemens NH-2-224 | 224 | [4800.0, 120.0, 7.0, 0.2, 0.04, 0.004] | 0 | 0 | [400.0, 750.0, 1453.0, 3025.0, 4315.0, 7600.0] | 0 | 0
Siemens NH-2-250 | Siemens NH-2-250 | 250 | [4800.0, 120.0, 7.0, 0.1, 0.004] | 0 | 0 | [450.0, 800.0, 1650.0, 4000.0, 8500.0] | 0 | 0
Siemens NH-2-315 | Siemens NH-2-315 | 315 | [4800.0, 120.0, 7.0, 0.1, 0.004] | 0 | 0 | [550.0, 920.0, 1900.0, 5000.0, 11000.0] | 0 | 0
Siemens NH-2-355 | Siemens NH-2-355 | 355 | [4800.0, 120.0, 6.0, 0.1, 0.004] | 0 | 0 | [650.0, 1116.27, 2350.0, 5840.0, 12790.0] | 0 | 0
Siemens NH-2-400 | Siemens NH-2-400 | 400 | [4800.0, 120.0, 7.0, 0.1, 0.004] | 0 | 0 | [720.0, 1350.0, 2800.0, 6500.0, 15000.0] | 0 | 0
Siemens NH-2-425 | Siemens NH-2-425 | 425 | [4800.0, 120.0, 7.0, 0.1, 0.004] | 0 | 0 | [850.0, 1500.0, 3050.0, 7500.0, 16500.0] | 0 | 0
Siemens NH-2-630 | Siemens NH-2-630 | 630 | [4800.0, 120.0, 7.0, 0.1, 0.004] | 0 | 0 | [1200.0, 2000.0, 4800.0, 12000.0, 26000.0] | 0 | 0

## dtypes
| element | column | dtype
0 | bus | name | object
1 | bus | vn_kv | float64
2 | bus | type | object
3 | bus | zone | object
4 | bus | in_service | bool
5 | load | name | object
6 | load | bus | uint32
7 | load | p_mw | float64
8 | load | q_mvar | float64
9 | load | const_z_percent | float64
10 | load | const_i_percent | float64
11 | load | sn_mva | float64
12 | load | scaling | float64
13 | load | in_service | bool
14 | load | type | object
15 | ext_grid | name | object
16 | ext_grid | bus | uint32
17 | ext_grid | vm_pu | float64
18 | ext_grid | va_degree | float64
19 | ext_grid | slack_weight | float64
20 | ext_grid | in_service | bool
21 | line | name | object
22 | line | std_type | object
23 | line | from_bus | uint32
24 | line | to_bus | uint32
25 | line | length_km | float64
26 | line | r_ohm_per_km | float64
27 | line | x_ohm_per_km | float64
28 | line | c_nf_per_km | float64
29 | line | g_us_per_km | float64
30 | line | max_i_ka | float64
31 | line | df | float64
32 | line | parallel | uint32
33 | line | type | object
34 | line | in_service | bool
35 | trafo | name | object
36 | trafo | std_type | object
37 | trafo | hv_bus | uint32
38 | trafo | lv_bus | uint32
39 | trafo | sn_mva | float64
40 | trafo | vn_hv_kv | float64
41 | trafo | vn_lv_kv | float64
42 | trafo | vk_percent | float64
43 | trafo | vkr_percent | float64
44 | trafo | pfe_kw | float64
45 | trafo | i0_percent | float64
46 | trafo | shift_degree | float64
47 | trafo | tap_side | object
48 | trafo | tap_neutral | int32
49 | trafo | tap_min | int32
50 | trafo | tap_max | int32
51 | trafo | tap_step_percent | float64
52 | trafo | tap_step_degree | float64
53 | trafo | tap_pos | int32
54 | trafo | tap_phase_shifter | bool
55 | trafo | parallel | uint32
56 | trafo | df | float64
57 | trafo | in_service | bool
58 | line_geodata | coords | object
59 | bus_geodata | x | float64
60 | bus_geodata | y | float64
61 | bus_geodata | coords | object

## parameters
| version | format_version | converged | OPF_converged | name | f_hz | sn_mva
0 | 2.14.6 | 2.14.0 | FALSE | FALSE |  | 50 | 1