## bus
| name | vn_kv | type | zone | in_service
0 | bus_LV_5397-1_4_3_node_533 | 0.4 | n |  | TRUE
1 | bus_LV_5397-1_4_3_node_534 | 0.4 | n |  | TRUE
2 | bus_LV_5397-1_4_3_node_535 | 0.4 | n |  | TRUE
3 | bus_LV_5397-1_4_3_node_536 | 0.4 | n |  | TRUE
4 | bus_LV_5397-1_4_3_node_468 | 0.4 | n |  | TRUE
5 | bus_LV_5397-1_4_3_node_565 | 0.4 | n |  | TRUE
6 | bus_LV_5397-1_4_3_node_497 | 0.4 | n |  | TRUE
7 | bus_LV_5397-1_4_3_node_570 | 0.4 | n |  | TRUE
8 | bus_LV_5397-1_4_3_node_567 | 0.4 | n |  | TRUE
9 | bus_LV_5397-1_4_3_node_399 | 0.4 | n |  | TRUE
10 | bus_LV_5397-1_4_3_node_568 | 0.4 | n |  | TRUE
11 | bus_LV_5397-1_4_3_node_572 | 0.4 | n |  | TRUE
12 | bus_LV_5397-1_4_3_node_571 | 0.4 | n |  | TRUE
13 | bus_LV_5397-1_4_3_node_227 | 0.4 | n |  | TRUE
14 | bus_LV_5397-1_4_3_node_228 | 0.4 | n |  | TRUE
15 | bus_LV_5397-1_4_3_node_229 | 0.4 | n |  | TRUE
16 | bus_LV_5397-1_4_3_node_230 | 0.4 | n |  | TRUE
17 | bus_LV_5397-1_4_3_node_231 | 0.4 | n |  | TRUE
18 | bus_LV_5397-1_4_3_node_300 | 0.4 | n |  | TRUE
19 | bus_LV_5397-1_4_3_node_232 | 0.4 | n |  | TRUE
20 | bus_LV_5397-1_4_3_node_233 | 0.4 | n |  | TRUE
21 | bus_LV_5397-1_4_3_node_234 | 0.4 | n |  | TRUE
22 | bus_LV_5397-1_4_3_node_235 | 0.4 | n |  | TRUE
23 | bus_LV_5397-1_4_3_node_236 | 0.4 | n |  | TRUE
24 | bus_LV_5397-1_4_3_node_237 | 0.4 | n |  | TRUE
25 | bus_LV_5397-1_4_3_node_238 | 0.4 | n |  | TRUE
26 | bus_LV_5397-1_4_3_node_271 | 0.4 | n |  | TRUE
27 | bus_LV_5397-1_4_3_node_268 | 0.4 | n |  | TRUE
28 | bus_LV_5397-1_4_3_node_255 | 0.4 | n |  | TRUE
29 | bus_LV_5397-1_4_3_node_261 | 0.4 | n |  | TRUE
30 | bus_LV_5397-1_4_3_node_239 | 0.4 | n |  | TRUE
31 | bus_LV_5397-1_4_3_node_240 | 0.4 | n |  | TRUE
32 | bus_LV_5397-1_4_3_node_241 | 0.4 | n |  | TRUE
33 | bus_LV_5397-1_4_3_node_242 | 0.4 | n |  | TRUE
34 | bus_LV_5397-1_4_3_node_243 | 0.4 | n |  | TRUE
35 | bus_LV_5397-1_4_3_node_244 | 0.4 | n |  | TRUE
36 | bus_LV_5397-1_4_3_node_467 | 0.4 | n |  | TRUE
37 | bus_LV_5397-1_4_3_node_245 | 0.4 | n |  | TRUE
38 | bus_LV_5397-1_4_3_node_246 | 0.4 | n |  | TRUE
39 | bus_LV_5397-1_4_3_node_249 | 0.4 | n |  | TRUE
40 | bus_LV_5397-1_4_3_node_247 | 0.4 | n |  | TRUE
41 | bus_LV_5397-1_4_3_node_248 | 0.4 | n |  | TRUE
42 | bus_LV_5397-1_4_3_node_483 | 0.4 | n |  | TRUE
43 | bus_LV_5397-1_4_3_node_250 | 0.4 | n |  | TRUE
44 | bus_LV_5397-1_4_3_node_252 | 0.4 | n |  | TRUE
45 | bus_LV_5397-1_4_3_node_253 | 0.4 | n |  | TRUE
46 | bus_LV_5397-1_4_3_node_251 | 0.4 | n |  | TRUE
47 | bus_LV_5397-1_4_3_node_254 | 0.4 | n |  | TRUE
48 | bus_LV_5397-1_4_3_node_267 | 0.4 | n |  | TRUE
49 | bus_LV_5397-1_4_3_node_479 | 0.4 | n |  | TRUE
50 | bus_LV_5397-1_4_3_node_478 | 0.4 | n |  | TRUE
51 | bus_LV_5397-1_4_3_node_256 | 0.4 | n |  | TRUE
52 | bus_LV_5397-1_4_3_node_257 | 0.4 | n |  | TRUE
53 | bus_LV_5397-1_4_3_node_258 | 0.4 | n |  | TRUE
54 | bus_LV_5397-1_4_3_node_259 | 0.4 | n |  | TRUE
55 | bus_LV_5397-1_4_3_node_260 | 0.4 | n |  | TRUE
56 | bus_LV_5397-1_4_3_node_262 | 0.4 | n |  | TRUE
57 | bus_LV_5397-1_4_3_node_263 | 0.4 | n |  | TRUE
58 | bus_LV_5397-1_4_3_node_264 | 0.4 | n |  | TRUE
59 | bus_LV_5397-1_4_3_node_266 | 0.4 | n |  | TRUE
60 | bus_LV_5397-1_4_3_node_265 | 0.4 | n |  | TRUE
61 | bus_LV_5397-1_4_3_node_276 | 0.4 | n |  | TRUE
62 | bus_LV_5397-1_4_3_node_274 | 0.4 | n |  | TRUE
63 | bus_LV_5397-1_4_3_node_280 | 0.4 | n |  | TRUE
64 | bus_LV_5397-1_4_3_node_269 | 0.4 | n |  | TRUE
65 | bus_LV_5397-1_4_3_node_270 | 0.4 | n |  | TRUE
66 | bus_LV_5397-1_4_3_node_272 | 0.4 | n |  | TRUE
67 | bus_LV_5397-1_4_3_node_273 | 0.4 | n |  | TRUE
68 | bus_LV_5397-1_4_3_node_275 | 0.4 | n |  | TRUE
69 | bus_LV_5397-1_4_3_node_289 | 0.4 | n |  | TRUE
70 | bus_LV_5397-1_4_3_node_288 | 0.4 | n |  | TRUE
71 | bus_LV_5397-1_4_3_node_277 | 0.4 | n |  | TRUE
72 | bus_LV_5397-1_4_3_node_278 | 0.4 | n |  | TRUE
73 | bus_LV_5397-1_4_3_node_279 | 0.4 | n |  | TRUE
74 | bus_LV_5397-1_4_3_node_281 | 0.4 | n |  | TRUE
75 | bus_LV_5397-1_4_3_node_282 | 0.4 | n |  | TRUE
76 | bus_LV_5397-1_4_3_node_283 | 0.4 | n |  | TRUE
77 | bus_LV_5397-1_4_3_node_284 | 0.4 | n |  | TRUE
78 | bus_LV_5397-1_4_3_node_285 | 0.4 | n |  | TRUE
79 | bus_LV_5397-1_4_3_node_286 | 0.4 | n |  | TRUE
80 | bus_LV_5397-1_4_3_node_287 | 0.4 | n |  | TRUE
81 | bus_LV_5397-1_4_3_node_291 | 0.4 | n |  | TRUE
82 | bus_LV_5397-1_4_3_node_290 | 0.4 | n |  | TRUE
83 | bus_LV_5397-1_4_3_node_295 | 0.4 | n |  | TRUE
84 | bus_LV_5397-1_4_3_node_293 | 0.4 | n |  | TRUE
85 | bus_LV_5397-1_4_3_node_292 | 0.4 | n |  | TRUE
86 | bus_LV_5397-1_4_3_node_294 | 0.4 | n |  | TRUE
87 | bus_LV_5397-1_4_3_node_296 | 0.4 | n |  | TRUE
88 | bus_LV_5397-1_4_3_node_297 | 0.4 | n |  | TRUE
89 | bus_LV_5397-1_4_3_node_298 | 0.4 | n |  | TRUE
90 | bus_LV_5397-1_4_3_node_385 | 0.4 | n |  | TRUE
91 | bus_LV_5397-1_4_3_node_386 | 0.4 | n |  | TRUE
92 | bus_LV_5397-1_4_3_node_387 | 0.4 | n |  | TRUE
93 | bus_LV_5397-1_4_3_node_388 | 0.4 | n |  | TRUE
94 | bus_LV_5397-1_4_3_node_389 | 0.4 | n |  | TRUE
95 | bus_LV_5397-1_4_3_node_391 | 0.4 | n |  | TRUE
96 | bus_LV_5397-1_4_3_node_437 | 0.4 | n |  | TRUE
97 | bus_LV_5397-1_4_3_node_392 | 0.4 | n |  | TRUE
98 | bus_LV_5397-1_4_3_node_394 | 0.4 | n |  | TRUE
99 | bus_LV_5397-1_4_3_node_393 | 0.4 | n |  | TRUE
100 | bus_LV_5397-1_4_3_node_395 | 0.4 | n |  | TRUE
101 | bus_LV_5397-1_4_3_node_397 | 0.4 | n |  | TRUE
102 | bus_LV_5397-1_4_3_node_396 | 0.4 | n |  | TRUE
103 | bus_LV_5397-1_4_3_node_398 | 0.4 | n |  | TRUE
104 | bus_LV_5397-1_4_3_node_414 | 0.4 | n |  | TRUE
105 | bus_LV_5397-1_4_3_node_415 | 0.4 | n |  | TRUE
106 | bus_LV_5397-1_4_3_node_416 | 0.4 | n |  | TRUE
107 | bus_LV_5397-1_4_3_node_417 | 0.4 | n |  | TRUE
108 | bus_LV_5397-1_4_3_node_418 | 0.4 | n |  | TRUE
109 | bus_LV_5397-1_4_3_node_419 | 0.4 | n |  | TRUE
110 | bus_LV_5397-1_4_3_node_420 | 0.4 | n |  | TRUE
111 | bus_LV_5397-1_4_3_node_421 | 0.4 | n |  | TRUE
112 | bus_LV_5397-1_4_3_node_424 | 0.4 | n |  | TRUE
113 | bus_LV_5397-1_4_3_node_422 | 0.4 | n |  | TRUE
114 | bus_LV_5397-1_4_3_node_423 | 0.4 | n |  | TRUE
115 | bus_LV_5397-1_4_3_node_425 | 0.4 | n |  | TRUE
116 | bus_LV_5397-1_4_3_node_426 | 0.4 | n |  | TRUE
117 | bus_LV_5397-1_4_3_node_427 | 0.4 | n |  | TRUE
118 | bus_LV_5397-1_4_3_node_428 | 0.4 | n |  | TRUE
119 | bus_LV_5397-1_4_3_node_429 | 0.4 | n |  | TRUE
120 | bus_LV_5397-1_4_3_node_430 | 0.4 | n |  | TRUE
121 | bus_LV_5397-1_4_3_node_431 | 0.4 | n |  | TRUE
122 | bus_LV_5397-1_4_3_node_432 | 0.4 | n |  | TRUE
123 | bus_LV_5397-1_4_3_node_433 | 0.4 | n |  | TRUE
124 | bus_LV_5397-1_4_3_node_434 | 0.4 | n |  | TRUE
125 | bus_LV_5397-1_4_3_node_435 | 0.4 | n |  | TRUE
126 | bus_LV_5397-1_4_3_node_436 | 0.4 | n |  | TRUE
127 | bus_LV_5397-1_4_3_node_485 | 0.4 | n |  | TRUE
128 | bus_LV_5397-1_4_3_node_439 | 0.4 | n |  | TRUE
129 | bus_LV_5397-1_4_3_node_440 | 0.4 | n |  | TRUE
130 | bus_LV_5397-1_4_3_node_475 | 0.4 | n |  | TRUE
131 | bus_LV_5397-1_4_3_node_463 | 0.4 | n |  | TRUE
132 | bus_LV_5397-1_4_3_node_469 | 0.4 | n |  | TRUE
133 | bus_LV_5397-1_4_3_node_473 | 0.4 | n |  | TRUE
134 | bus_LV_5397-1_4_3_node_470 | 0.4 | n |  | TRUE
135 | bus_LV_5397-1_4_3_node_471 | 0.4 | n |  | TRUE
136 | bus_LV_5397-1_4_3_node_472 | 0.4 | n |  | TRUE
137 | bus_LV_5397-1_4_3_node_474 | 0.4 | n |  | TRUE
138 | bus_LV_5397-1_4_3_node_476 | 0.4 | n |  | TRUE
139 | bus_LV_5397-1_4_3_node_477 | 0.4 | n |  | TRUE
140 | bus_LV_5397-1_4_3_node_484 | 0.4 | n |  | TRUE
141 | bus_LV_5397-1_4_3_node_487 | 0.4 | n |  | TRUE
142 | bus_LV_5397-1_4_3_node_488 | 0.4 | n |  | TRUE
143 | bus_LV_5397-1_4_3_node_498 | 0.4 | n |  | TRUE
144 | bus_LV_5397-1_4_3_node_490 | 0.4 | n |  | TRUE
145 | bus_LV_5397-1_4_3_node_496 | 0.4 | n |  | TRUE
146 | bus_LV_5397-1_4_3_node_494 | 0.4 | n |  | TRUE
147 | bus_MV_65_1_node_48 | 20 | n |  | TRUE

## load
| name | bus | p_mw | q_mvar | const_z_percent | const_i_percent | sn_mva | scaling | in_service | type
0 | LV_5397-1_4_3_load_533 | 0 | 0.00058125 | 0.00014567 | 0 | 0 |  | 1 | TRUE | wye
1 | LV_5397-1_4_3_load_534 | 1 | 0.00040588 | 0.00010172 | 0 | 0 |  | 1 | TRUE | wye
2 | LV_5397-1_4_3_load_535 | 2 | 0.00032522 | 8.1507e-05 | 0 | 0 |  | 1 | TRUE | wye
3 | LV_5397-1_4_3_load_536 | 3 | 0.0003252 | 8.1503e-05 | 0 | 0 |  | 1 | TRUE | wye
4 | LV_5397-1_4_3_load_468 | 4 | 0.00073487 | 0.00018418 | 0 | 0 |  | 1 | TRUE | wye
5 | LV_5397-1_4_3_load_565 | 5 | 0.00094454 | 0.00023672 | 0 | 0 |  | 1 | TRUE | wye
6 | LV_5397-1_4_3_load_497 | 6 | 0.00049247 | 0.00012343 | 0 | 0 |  | 1 | TRUE | wye
7 | LV_5397-1_4_3_load_570 | 7 | 0.00066533 | 0.00016675 | 0 | 0 |  | 1 | TRUE | wye
8 | LV_5397-1_4_3_load_567 | 8 | 0.00021887 | 5.4855e-05 | 0 | 0 |  | 1 | TRUE | wye
9 | LV_5397-1_4_3_load_399 | 9 | 0.00023021 | 5.7695e-05 | 0 | 0 |  | 1 | TRUE | wye
10 | LV_5397-1_4_3_load_568 | 10 | 0.00028891 | 7.2409e-05 | 0 | 0 |  | 1 | TRUE | wye
11 | LV_5397-1_4_3_load_572 | 11 | 0.0025001 | 0.00062657 | 0 | 0 |  | 1 | TRUE | wye
12 | LV_5397-1_4_3_load_571 | 12 | 0.00073949 | 0.00018533 | 0 | 0 |  | 1 | TRUE | wye
13 | LV_5397-1_4_3_load_227 | 13 | 0.00065621 | 0.00016446 | 0 | 0 |  | 1 | TRUE | wye
14 | LV_5397-1_4_3_load_228 | 14 | 0.00050864 | 0.00012748 | 0 | 0 |  | 1 | TRUE | wye
15 | LV_5397-1_4_3_load_229 | 15 | 0.00070142 | 0.00017579 | 0 | 0 |  | 1 | TRUE | wye
16 | LV_5397-1_4_3_load_230 | 16 | 0.00091315 | 0.00022886 | 0 | 0 |  | 1 | TRUE | wye
17 | LV_5397-1_4_3_load_231 | 17 | 0.0014223 | 0.00035647 | 0 | 0 |  | 1 | TRUE | wye
18 | LV_5397-1_4_3_load_300 | 18 | 0.0024454 | 0.00061288 | 0 | 0 |  | 1 | TRUE | wye
19 | LV_5397-1_4_3_load_232 | 19 | 0.0003185 | 7.9824e-05 | 0 | 0 |  | 1 | TRUE | wye
20 | LV_5397-1_4_3_load_233 | 20 | 0.00038323 | 9.6047e-05 | 0 | 0 |  | 1 | TRUE | wye
21 | LV_5397-1_4_3_load_235 | 22 | 0.0008146 | 0.00020416 | 0 | 0 |  | 1 | TRUE | wye
22 | LV_5397-1_4_3_load_271 | 26 | 0.0029972 | 0.00075116 | 0 | 0 |  | 1 | TRUE | wye
23 | LV_5397-1_4_3_load_268 | 27 | 0.0055491 | 0.0013907 | 0 | 0 |  | 1 | TRUE | wye
24 | LV_5397-1_4_3_load_261 | 29 | 0.0010445 | 0.00026176 | 0 | 0 |  | 1 | TRUE | wye
25 | LV_5397-1_4_3_load_239 | 30 | 0.00056803 | 0.00014236 | 0 | 0 |  | 1 | TRUE | wye
26 | LV_5397-1_4_3_load_242 | 33 | 0.00077379 | 0.00019393 | 0 | 0 |  | 1 | TRUE | wye
27 | LV_5397-1_4_3_load_243 | 34 | 0.00043893 | 0.00011001 | 0 | 0 |  | 1 | TRUE | wye
28 | LV_5397-1_4_3_load_244 | 35 | 0.00077572 | 0.00019441 | 0 | 0 |  | 1 | TRUE | wye
29 | LV_5397-1_4_3_load_245 | 37 | 0.00057328 | 0.00014368 | 0 | 0 |  | 1 | TRUE | wye
30 | LV_5397-1_4_3_load_246 | 38 | 0.00096244 | 0.00024121 | 0 | 0 |  | 1 | TRUE | wye
31 | LV_5397-1_4_3_load_247 | 40 | 0.00082457 | 0.00020666 | 0 | 0 |  | 1 | TRUE | wye
32 | LV_5397-1_4_3_load_248 | 41 | 0.00026435 | 6.6252e-05 | 0 | 0 |  | 1 | TRUE | wye
33 | LV_5397-1_4_3_load_483 | 42 | 0.0003099 | 7.7669e-05 | 0 | 0 |  | 1 | TRUE | wye
34 | LV_5397-1_4_3_load_252 | 44 | 0.0016002 | 0.00040106 | 0 | 0 |  | 1 | TRUE | wye
35 | LV_5397-1_4_3_load_251 | 46 | 0.00033596 | 8.42e-05 | 0 | 0 |  | 1 | TRUE | wye
36 | LV_5397-1_4_3_load_267 | 48 | 0.0010016 | 0.00025102 | 0 | 0 |  | 1 | TRUE | wye
37 | LV_5397-1_4_3_load_479 | 49 | 0.00026943 | 6.7527e-05 | 0 | 0 |  | 1 | TRUE | wye
38 | LV_5397-1_4_3_load_478 | 50 | 0.0010702 | 0.00026822 | 0 | 0 |  | 1 | TRUE | wye
39 | LV_5397-1_4_3_load_257 | 52 | 0.00053035 | 0.00013292 | 0 | 0 |  | 1 | TRUE | wye
40 | LV_5397-1_4_3_load_258 | 53 | 0.00044215 | 0.00011081 | 0 | 0 |  | 1 | TRUE | wye
41 | LV_5397-1_4_3_load_259 | 54 | 0.00077844 | 0.00019509 | 0 | 0 |  | 1 | TRUE | wye
42 | LV_5397-1_4_3_load_262 | 56 | 0.0007891 | 0.00019777 | 0 | 0 |  | 1 | TRUE | wye
43 | LV_5397-1_4_3_load_266 | 59 | 0.0024883 | 0.00062362 | 0 | 0 |  | 1 | TRUE | wye
44 | LV_5397-1_4_3_load_276 | 61 | 0.0007686 | 0.00019263 | 0 | 0 |  | 1 | TRUE | wye
45 | LV_5397-1_4_3_load_274 | 62 | 0.0013666 | 0.00034251 | 0 | 0 |  | 1 | TRUE | wye
46 | LV_5397-1_4_3_load_280 | 63 | 0.0023487 | 0.00058863 | 0 | 0 |  | 1 | TRUE | wye
47 | LV_5397-1_4_3_load_269 | 64 | 0.0019143 | 0.00047976 | 0 | 0 |  | 1 | TRUE | wye
48 | LV_5397-1_4_3_load_270 | 65 | 0.0024805 | 0.00062167 | 0 | 0 |  | 1 | TRUE | wye
49 | LV_5397-1_4_3_load_272 | 66 | 0.0023313 | 0.00058428 | 0 | 0 |  | 1 | TRUE | wye
50 | LV_5397-1_4_3_load_273 | 67 | 0.0018737 | 0.0004696 | 0 | 0 |  | 1 | TRUE | wye
51 | LV_5397-1_4_3_load_288 | 70 | 0.0019458 | 0.00048767 | 0 | 0 |  | 1 | TRUE | wye
52 | LV_5397-1_4_3_load_277 | 71 | 0.0025752 | 0.00064539 | 0 | 0 |  | 1 | TRUE | wye
53 | LV_5397-1_4_3_load_279 | 73 | 0.0028647 | 0.00071795 | 0 | 0 |  | 1 | TRUE | wye
54 | LV_5397-1_4_3_load_281 | 74 | 0.0022117 | 0.00055431 | 0 | 0 |  | 1 | TRUE | wye
55 | LV_5397-1_4_3_load_284 | 77 | 0.0017686 | 0.00044326 | 0 | 0 |  | 1 | TRUE | wye
56 | LV_5397-1_4_3_load_285 | 78 | 0.0011926 | 0.00029889 | 0 | 0 |  | 1 | TRUE | wye
57 | LV_5397-1_4_3_load_287 | 80 | 0.0028938 | 0.00072525 | 0 | 0 |  | 1 | TRUE | wye
58 | LV_5397-1_4_3_load_291 | 81 | 0.0043335 | 0.0010861 | 0 | 0 |  | 1 | TRUE | wye
59 | LV_5397-1_4_3_load_295 | 83 | 0.0010569 | 0.00026488 | 0 | 0 |  | 1 | TRUE | wye
60 | LV_5397-1_4_3_load_292 | 85 | 0.0011881 | 0.00029776 | 0 | 0 |  | 1 | TRUE | wye
61 | LV_5397-1_4_3_load_294 | 86 | 0.0013064 | 0.00032741 | 0 | 0 |  | 1 | TRUE | wye
62 | LV_5397-1_4_3_load_296 | 87 | 0.002017 | 0.00050551 | 0 | 0 |  | 1 | TRUE | wye
63 | LV_5397-1_4_3_load_298 | 89 | 0.0017927 | 0.0004493 | 0 | 0 |  | 1 | TRUE | wye
64 | LV_5397-1_4_3_load_385 | 90 | 0.00054616 | 0.00013688 | 0 | 0 |  | 1 | TRUE | wye
65 | LV_5397-1_4_3_load_386 | 91 | 0.00042529 | 0.00010659 | 0 | 0 |  | 1 | TRUE | wye
66 | LV_5397-1_4_3_load_387 | 92 | 0.00022145 | 5.55e-05 | 0 | 0 |  | 1 | TRUE | wye
67 | LV_5397-1_4_3_load_388 | 93 | 0.00068232 | 0.00017101 | 0 | 0 |  | 1 | TRUE | wye
68 | LV_5397-1_4_3_load_389 | 94 | 0.00078398 | 0.00019648 | 0 | 0 |  | 1 | TRUE | wye
69 | LV_5397-1_4_3_load_391 | 95 | 0.00043939 | 0.00011012 | 0 | 0 |  | 1 | TRUE | wye
70 | LV_5397-1_4_3_load_437 | 96 | 0.0011205 | 0.00028083 | 0 | 0 |  | 1 | TRUE | wye
71 | LV_5397-1_4_3_load_393 | 99 | 0.00030697 | 7.6934e-05 | 0 | 0 |  | 1 | TRUE | wye
72 | LV_5397-1_4_3_load_398 | 103 | 0.0002709 | 6.7893e-05 | 0 | 0 |  | 1 | TRUE | wye
73 | LV_5397-1_4_3_load_414 | 104 | 0.0012794 | 0.00032064 | 0 | 0 |  | 1 | TRUE | wye
74 | LV_5397-1_4_3_load_415 | 105 | 0.00043386 | 0.00010873 | 0 | 0 |  | 1 | TRUE | wye
75 | LV_5397-1_4_3_load_416 | 106 | 0.00039909 | 0.00010002 | 0 | 0 |  | 1 | TRUE | wye
76 | LV_5397-1_4_3_load_417 | 107 | 0.00052071 | 0.0001305 | 0 | 0 |  | 1 | TRUE | wye
77 | LV_5397-1_4_3_load_418 | 108 | 0.00039262 | 9.8399e-05 | 0 | 0 |  | 1 | TRUE | wye
78 | LV_5397-1_4_3_load_419 | 109 | 0.00077794 | 0.00019497 | 0 | 0 |  | 1 | TRUE | wye
79 | LV_5397-1_4_3_load_420 | 110 | 0.00032495 | 8.1441e-05 | 0 | 0 |  | 1 | TRUE | wye
80 | LV_5397-1_4_3_load_421 | 111 | 0.0002784 | 6.9773e-05 | 0 | 0 |  | 1 | TRUE | wye
81 | LV_5397-1_4_3_load_424 | 112 | 0.0011551 | 0.00028949 | 0 | 0 |  | 1 | TRUE | wye
82 | LV_5397-1_4_3_load_422 | 113 | 0.0010906 | 0.00027333 | 0 | 0 |  | 1 | TRUE | wye
83 | LV_5397-1_4_3_load_423 | 114 | 0.00039452 | 9.8876e-05 | 0 | 0 |  | 1 | TRUE | wye
84 | LV_5397-1_4_3_load_425 | 115 | 0.00032394 | 8.1187e-05 | 0 | 0 |  | 1 | TRUE | wye
85 | LV_5397-1_4_3_load_426 | 116 | 0.00031344 | 7.8555e-05 | 0 | 0 |  | 1 | TRUE | wye
86 | LV_5397-1_4_3_load_427 | 117 | 0.00023866 | 5.9815e-05 | 0 | 0 |  | 1 | TRUE | wye
87 | LV_5397-1_4_3_load_428 | 118 | 0.00024294 | 6.0886e-05 | 0 | 0 |  | 1 | TRUE | wye
88 | LV_5397-1_4_3_load_429 | 119 | 0.00040226 | 0.00010081 | 0 | 0 |  | 1 | TRUE | wye
89 | LV_5397-1_4_3_load_430 | 120 | 0.00061743 | 0.00015474 | 0 | 0 |  | 1 | TRUE | wye
90 | LV_5397-1_4_3_load_431 | 121 | 0.00037506 | 9.4e-05 | 0 | 0 |  | 1 | TRUE | wye
91 | LV_5397-1_4_3_load_432 | 122 | 0.00022763 | 5.705e-05 | 0 | 0 |  | 1 | TRUE | wye
92 | LV_5397-1_4_3_load_433 | 123 | 0.0010078 | 0.00025259 | 0 | 0 |  | 1 | TRUE | wye
93 | LV_5397-1_4_3_load_434 | 124 | 0.00028075 | 7.0364e-05 | 0 | 0 |  | 1 | TRUE | wye
94 | LV_5397-1_4_3_load_435 | 125 | 0.00027399 | 6.8669e-05 | 0 | 0 |  | 1 | TRUE | wye
95 | LV_5397-1_4_3_load_436 | 126 | 0.00054566 | 0.00013676 | 0 | 0 |  | 1 | TRUE | wye
96 | LV_5397-1_4_3_load_439 | 128 | 0.0021568 | 0.00054056 | 0 | 0 |  | 1 | TRUE | wye
97 | LV_5397-1_4_3_load_440 | 129 | 0.00031135 | 7.8031e-05 | 0 | 0 |  | 1 | TRUE | wye
98 | LV_5397-1_4_3_load_475 | 130 | 0.00024183 | 6.0608e-05 | 0 | 0 |  | 1 | TRUE | wye
99 | LV_5397-1_4_3_load_469 | 132 | 0.00043732 | 0.0001096 | 0 | 0 |  | 1 | TRUE | wye
100 | LV_5397-1_4_3_load_473 | 133 | 0.00053473 | 0.00013402 | 0 | 0 |  | 1 | TRUE | wye
101 | LV_5397-1_4_3_load_470 | 134 | 0.00037336 | 9.3572e-05 | 0 | 0 |  | 1 | TRUE | wye
102 | LV_5397-1_4_3_load_472 | 136 | 0.00089476 | 0.00022425 | 0 | 0 |  | 1 | TRUE | wye
103 | LV_5397-1_4_3_load_474 | 137 | 0.00042607 | 0.00010678 | 0 | 0 |  | 1 | TRUE | wye
104 | LV_5397-1_4_3_load_477 | 139 | 0.00077517 | 0.00019427 | 0 | 0 |  | 1 | TRUE | wye
105 | LV_5397-1_4_3_load_487 | 141 | 0.00051486 | 0.00012904 | 0 | 0 |  | 1 | TRUE | wye
106 | LV_5397-1_4_3_load_488 | 142 | 0.00054761 | 0.00013724 | 0 | 0 |  | 1 | TRUE | wye
107 | LV_5397-1_4_3_load_498 | 143 | 0.00054977 | 0.00013779 | 0 | 0 |  | 1 | TRUE | wye
108 | LV_5397-1_4_3_load_494 | 146 | 0.00055995 | 0.00014034 | 0 | 0 |  | 1 | TRUE | wye

## ext_grid
| name | bus | vm_pu | va_degree | slack_weight | in_service
0 |  | 129 | 1 | 0 | 1 | TRUE

## line
| name | std_type | from_bus | to_bus | length_km | r_ohm_per_km | x_ohm_per_km | c_nf_per_km | g_us_per_km | max_i_ka | df | parallel | type | in_service
0 | LV_5397-1_4_3_line_0 |  | 0 | 1 | 0.53961 | 0.125 | 0.08 | 261 | 0 | 0.364 | 1 | 1 | cs | TRUE
1 | LV_5397-1_4_3_line_1 |  | 1 | 2 | 0.025871 | 0.125 | 0.08 | 261 | 0 | 0.364 | 1 | 1 | cs | TRUE
2 | LV_5397-1_4_3_line_2 |  | 2 | 3 | 0.018583 | 0.125 | 0.08 | 261 | 0 | 0.364 | 1 | 1 | cs | TRUE
3 | LV_5397-1_4_3_line_3 |  | 3 | 4 | 0.1596 | 0.125 | 0.08 | 261 | 0 | 0.364 | 1 | 1 | cs | TRUE
4 | LV_5397-1_4_3_line_4 |  | 4 | 131 | 0.19747 | 0.125 | 0.08 | 261 | 0 | 0.364 | 1 | 1 | cs | TRUE
5 | LV_5397-1_4_3_line_5 |  | 5 | 6 | 0.051873 | 0.125 | 0.08 | 261 | 0 | 0.364 | 1 | 1 | cs | TRUE
6 | LV_5397-1_4_3_line_6 |  | 5 | 7 | 0.011032 | 0.125 | 0.08 | 261 | 0 | 0.364 | 1 | 1 | cs | TRUE
7 | LV_5397-1_4_3_line_7 |  | 6 | 145 | 0.070118 | 0.125 | 0.08 | 261 | 0 | 0.364 | 1 | 1 | cs | TRUE
8 | LV_5397-1_4_3_line_8 |  | 7 | 12 | 0.020474 | 0.125 | 0.08 | 261 | 0 | 0.364 | 1 | 1 | cs | TRUE
9 | LV_5397-1_4_3_line_9 |  | 8 | 9 | 0.24169 | 0.125 | 0.08 | 261 | 0 | 0.364 | 1 | 1 | cs | TRUE
10 | LV_5397-1_4_3_line_10 |  | 8 | 10 | 0.0035917 | 0.125 | 0.08 | 261 | 0 | 0.364 | 1 | 1 | cs | TRUE
11 | LV_5397-1_4_3_line_11 |  | 8 | 11 | 0.9151 | 0.125 | 0.08 | 261 | 0 | 0.364 | 1 | 1 | cs | TRUE
12 | LV_5397-1_4_3_line_12 |  | 9 | 101 | 0.017885 | 0.125 | 0.08 | 261 | 0 | 0.364 | 1 | 1 | cs | TRUE
13 | LV_5397-1_4_3_line_13 |  | 11 | 12 | 0.0069331 | 0.125 | 0.08 | 261 | 0 | 0.364 | 1 | 1 | cs | TRUE
14 | LV_5397-1_4_3_line_14 |  | 13 | 14 | 0.0053066 | 0.125 | 0.08 | 261 | 0 | 0.364 | 1 | 1 | cs | TRUE
15 | LV_5397-1_4_3_line_15 |  | 13 | 15 | 0.024216 | 0.125 | 0.08 | 261 | 0 | 0.364 | 1 | 1 | cs | TRUE
16 | LV_5397-1_4_3_line_16 |  | 14 | 16 | 0.008514 | 0.125 | 0.08 | 261 | 0 | 0.364 | 1 | 1 | cs | TRUE
17 | LV_5397-1_4_3_line_17 |  | 15 | 17 | 0.08956 | 0.125 | 0.08 | 261 | 0 | 0.364 | 1 | 1 | cs | TRUE
18 | LV_5397-1_4_3_line_18 |  | 15 | 18 | 0.072196 | 0.125 | 0.08 | 261 | 0 | 0.364 | 1 | 1 | cs | TRUE
19 | LV_5397-1_4_3_line_19 |  | 16 | 19 | 0.0027455 | 0.125 | 0.08 | 261 | 0 | 0.364 | 1 | 1 | cs | TRUE
20 | LV_5397-1_4_3_line_20 |  | 17 | 20 | 0.03963 | 0.125 | 0.08 | 261 | 0 | 0.364 | 1 | 1 | cs | TRUE
21 | LV_5397-1_4_3_line_21 |  | 19 | 21 | 0.072972 | 0.125 | 0.08 | 261 | 0 | 0.364 | 1 | 1 | cs | TRUE
22 | LV_5397-1_4_3_line_22 |  | 21 | 22 | 0.0094525 | 0.125 | 0.08 | 261 | 0 | 0.364 | 1 | 1 | cs | TRUE
23 | LV_5397-1_4_3_line_23 |  | 21 | 23 | 0.040676 | 0.125 | 0.08 | 261 | 0 | 0.364 | 1 | 1 | cs | TRUE
24 | LV_5397-1_4_3_line_24 |  | 21 | 24 | 0.056269 | 0.125 | 0.08 | 261 | 0 | 0.364 | 1 | 1 | cs | TRUE
25 | LV_5397-1_4_3_line_25 |  | 22 | 25 | 0.010614 | 0.125 | 0.08 | 261 | 0 | 0.364 | 1 | 1 | cs | TRUE
26 | LV_5397-1_4_3_line_26 |  | 23 | 26 | 0.080425 | 0.125 | 0.08 | 261 | 0 | 0.364 | 1 | 1 | cs | TRUE
27 | LV_5397-1_4_3_line_27 |  | 24 | 27 | 0.0085351 | 0.125 | 0.08 | 261 | 0 | 0.364 | 1 | 1 | cs | TRUE
28 | LV_5397-1_4_3_line_28 |  | 25 | 28 | 0.033756 | 0.125 | 0.08 | 261 | 0 | 0.364 | 1 | 2 | cs | TRUE
29 | LV_5397-1_4_3_line_29 |  | 25 | 29 | 0.010195 | 0.125 | 0.08 | 261 | 0 | 0.364 | 1 | 2 | cs | TRUE
30 | LV_5397-1_4_3_line_30 |  | 26 | 65 | 0.0012696 | 0.125 | 0.08 | 261 | 0 | 0.364 | 1 | 1 | cs | TRUE
31 | LV_5397-1_4_3_line_31 |  | 27 | 64 | 0.0075195 | 0.125 | 0.08 | 261 | 0 | 0.364 | 1 | 1 | cs | TRUE
32 | LV_5397-1_4_3_line_32 |  | 28 | 51 | 0.009461 | 0.125 | 0.08 | 261 | 0 | 0.364 | 1 | 1 | cs | TRUE
33 | LV_5397-1_4_3_line_33 |  | 28 | 38 | 0.069191 | 0.125 | 0.08 | 261 | 0 | 0.364 | 1 | 2 | cs | TRUE
34 | LV_5397-1_4_3_line_34 |  | 29 | 55 | 0.030379 | 0.125 | 0.08 | 261 | 0 | 0.364 | 1 | 2 | cs | TRUE
35 | LV_5397-1_4_3_line_35 |  | 30 | 31 | 0.018861 | 0.125 | 0.08 | 261 | 0 | 0.364 | 1 | 1 | cs | TRUE
36 | LV_5397-1_4_3_line_36 |  | 30 | 32 | 0.17691 | 0.125 | 0.08 | 261 | 0 | 0.364 | 1 | 1 | cs | TRUE
37 | LV_5397-1_4_3_line_37 |  | 31 | 33 | 0.046364 | 0.125 | 0.08 | 261 | 0 | 0.364 | 1 | 2 | cs | TRUE
38 | LV_5397-1_4_3_line_38 |  | 31 | 34 | 0.036731 | 0.125 | 0.08 | 261 | 0 | 0.364 | 1 | 2 | cs | TRUE
39 | LV_5397-1_4_3_line_39 |  | 32 | 35 | 0.068184 | 0.125 | 0.08 | 261 | 0 | 0.364 | 1 | 1 | cs | TRUE
40 | LV_5397-1_4_3_line_40 |  | 32 | 36 | 0.26422 | 0.125 | 0.08 | 261 | 0 | 0.364 | 1 | 1 | cs | TRUE
41 | LV_5397-1_4_3_line_41 |  | 33 | 37 | 0.0068246 | 0.125 | 0.08 | 261 | 0 | 0.364 | 1 | 2 | cs | TRUE
42 | LV_5397-1_4_3_line_42 |  | 34 | 38 | 0.021548 | 0.125 | 0.08 | 261 | 0 | 0.364 | 1 | 2 | cs | TRUE
43 | LV_5397-1_4_3_line_43 |  | 36 | 132 | 0.049503 | 0.125 | 0.08 | 261 | 0 | 0.364 | 1 | 1 | cs | TRUE
44 | LV_5397-1_4_3_line_44 |  | 36 | 131 | 0.097174 | 0.125 | 0.08 | 261 | 0 | 0.364 | 1 | 1 | cs | TRUE
45 | LV_5397-1_4_3_line_45 |  | 37 | 39 | 0.040675 | 0.125 | 0.08 | 261 | 0 | 0.364 | 1 | 2 | cs | TRUE
46 | LV_5397-1_4_3_line_46 |  | 39 | 40 | 0.089955 | 0.125 | 0.08 | 261 | 0 | 0.364 | 1 | 2 | cs | TRUE
47 | LV_5397-1_4_3_line_47 |  | 40 | 41 | 0.021428 | 0.125 | 0.08 | 261 | 0 | 0.364 | 1 | 2 | cs | TRUE
48 | LV_5397-1_4_3_line_48 |  | 41 | 42 | 0.024991 | 0.125 | 0.08 | 261 | 0 | 0.364 | 1 | 2 | cs | TRUE
49 | LV_5397-1_4_3_line_49 |  | 42 | 140 | 0.1741 | 0.125 | 0.08 | 261 | 0 | 0.364 | 1 | 2 | cs | TRUE
50 | LV_5397-1_4_3_line_50 |  | 43 | 44 | 0.057371 | 0.125 | 0.08 | 261 | 0 | 0.364 | 1 | 2 | cs | TRUE
51 | LV_5397-1_4_3_line_51 |  | 43 | 45 | 0.008214 | 0.125 | 0.08 | 261 | 0 | 0.364 | 1 | 2 | cs | TRUE
52 | LV_5397-1_4_3_line_52 |  | 44 | 48 | 0.037391 | 0.125 | 0.08 | 261 | 0 | 0.364 | 1 | 2 | cs | TRUE
53 | LV_5397-1_4_3_line_53 |  | 45 | 49 | 0.015697 | 0.125 | 0.08 | 261 | 0 | 0.364 | 1 | 2 | cs | TRUE
54 | LV_5397-1_4_3_line_54 |  | 46 | 47 | 0.027675 | 0.125 | 0.08 | 261 | 0 | 0.364 | 1 | 1 | cs | TRUE
55 | LV_5397-1_4_3_line_55 |  | 47 | 49 | 0.012809 | 0.125 | 0.08 | 261 | 0 | 0.364 | 1 | 2 | cs | TRUE
56 | LV_5397-1_4_3_line_56 |  | 47 | 50 | 0.0059339 | 0.125 | 0.08 | 261 | 0 | 0.364 | 1 | 2 | cs | TRUE
57 | LV_5397-1_4_3_line_57 |  | 48 | 58 | 0.017476 | 0.125 | 0.08 | 261 | 0 | 0.364 | 1 | 2 | cs | TRUE
58 | LV_5397-1_4_3_line_58 |  | 50 | 139 | 0.008825 | 0.125 | 0.08 | 261 | 0 | 0.364 | 1 | 2 | cs | TRUE
59 | LV_5397-1_4_3_line_59 |  | 51 | 52 | 0.0012098 | 0.125 | 0.08 | 261 | 0 | 0.364 | 1 | 1 | cs | TRUE
60 | LV_5397-1_4_3_line_60 |  | 52 | 53 | 0.0056218 | 0.125 | 0.08 | 261 | 0 | 0.364 | 1 | 1 | cs | TRUE
61 | LV_5397-1_4_3_line_61 |  | 53 | 54 | 0.0023437 | 0.125 | 0.08 | 261 | 0 | 0.364 | 1 | 1 | cs | TRUE
62 | LV_5397-1_4_3_line_62 |  | 55 | 56 | 0.005567 | 0.125 | 0.08 | 261 | 0 | 0.364 | 1 | 2 | cs | TRUE
63 | LV_5397-1_4_3_line_63 |  | 56 | 57 | 0.019351 | 0.125 | 0.08 | 261 | 0 | 0.364 | 1 | 2 | cs | TRUE
64 | LV_5397-1_4_3_line_64 |  | 57 | 58 | 0.039405 | 0.125 | 0.08 | 261 | 0 | 0.364 | 1 | 2 | cs | TRUE
65 | LV_5397-1_4_3_line_65 |  | 58 | 59 | 0.0052702 | 0.125 | 0.08 | 261 | 0 | 0.364 | 1 | 1 | cs | TRUE
66 | LV_5397-1_4_3_line_66 |  | 59 | 63 | 0.010771 | 0.125 | 0.08 | 261 | 0 | 0.364 | 1 | 1 | cs | TRUE
67 | LV_5397-1_4_3_line_67 |  | 60 | 61 | 0.015627 | 0.125 | 0.08 | 261 | 0 | 0.364 | 1 | 1 | cs | TRUE
68 | LV_5397-1_4_3_line_68 |  | 60 | 62 | 0.010362 | 0.125 | 0.08 | 261 | 0 | 0.364 | 1 | 1 | cs | TRUE
69 | LV_5397-1_4_3_line_69 |  | 61 | 71 | 0.0016325 | 0.125 | 0.08 | 261 | 0 | 0.364 | 1 | 1 | cs | TRUE
70 | LV_5397-1_4_3_line_70 |  | 62 | 67 | 0.040968 | 0.125 | 0.08 | 261 | 0 | 0.364 | 1 | 1 | cs | TRUE
71 | LV_5397-1_4_3_line_71 |  | 63 | 72 | 0.0038597 | 0.125 | 0.08 | 261 | 0 | 0.364 | 1 | 1 | cs | TRUE
72 | LV_5397-1_4_3_line_72 |  | 65 | 66 | 0.010416 | 0.125 | 0.08 | 261 | 0 | 0.364 | 1 | 1 | cs | TRUE
73 | LV_5397-1_4_3_line_73 |  | 68 | 69 | 0.019453 | 0.125 | 0.08 | 261 | 0 | 0.364 | 1 | 1 | cs | TRUE
74 | LV_5397-1_4_3_line_74 |  | 68 | 70 | 0.023114 | 0.125 | 0.08 | 261 | 0 | 0.364 | 1 | 1 | cs | TRUE
75 | LV_5397-1_4_3_line_75 |  | 69 | 81 | 0.010006 | 0.125 | 0.08 | 261 | 0 | 0.364 | 1 | 1 | cs | TRUE
76 | LV_5397-1_4_3_line_76 |  | 70 | 79 | 0.02485 | 0.125 | 0.08 | 261 | 0 | 0.364 | 1 | 1 | cs | TRUE
77 | LV_5397-1_4_3_line_77 |  | 71 | 72 | 0.012547 | 0.125 | 0.08 | 261 | 0 | 0.364 | 1 | 1 | cs | TRUE
78 | LV_5397-1_4_3_line_78 |  | 72 | 73 | 0.011761 | 0.125 | 0.08 | 261 | 0 | 0.364 | 1 | 1 | cs | TRUE
79 | LV_5397-1_4_3_line_79 |  | 73 | 74 | 0.0050092 | 0.125 | 0.08 | 261 | 0 | 0.364 | 1 | 1 | cs | TRUE
80 | LV_5397-1_4_3_line_80 |  | 74 | 75 | 0.0052446 | 0.125 | 0.08 | 261 | 0 | 0.364 | 1 | 1 | cs | TRUE
81 | LV_5397-1_4_3_line_81 |  | 75 | 76 | 0.029754 | 0.125 | 0.08 | 261 | 0 | 0.364 | 1 | 1 | cs | TRUE
82 | LV_5397-1_4_3_line_82 |  | 75 | 77 | 0.0052487 | 0.125 | 0.08 | 261 | 0 | 0.364 | 1 | 1 | cs | TRUE
83 | LV_5397-1_4_3_line_83 |  | 76 | 78 | 0.035606 | 0.125 | 0.08 | 261 | 0 | 0.364 | 1 | 1 | cs | TRUE
84 | LV_5397-1_4_3_line_84 |  | 77 | 79 | 0.083557 | 0.125 | 0.08 | 261 | 0 | 0.364 | 1 | 1 | cs | TRUE
85 | LV_5397-1_4_3_line_85 |  | 79 | 80 | 0.033803 | 0.125 | 0.08 | 261 | 0 | 0.364 | 1 | 1 | cs | TRUE
86 | LV_5397-1_4_3_line_86 |  | 81 | 85 | 0.0094059 | 0.125 | 0.08 | 261 | 0 | 0.364 | 1 | 1 | cs | TRUE
87 | LV_5397-1_4_3_line_87 |  | 82 | 83 | 0.0087231 | 0.125 | 0.08 | 261 | 0 | 0.364 | 1 | 1 | cs | TRUE
88 | LV_5397-1_4_3_line_88 |  | 82 | 84 | 0.026007 | 0.125 | 0.08 | 261 | 0 | 0.364 | 1 | 1 | cs | TRUE
89 | LV_5397-1_4_3_line_89 |  | 84 | 86 | 0.0086179 | 0.125 | 0.08 | 261 | 0 | 0.364 | 1 | 1 | cs | TRUE
90 | LV_5397-1_4_3_line_90 |  | 84 | 85 | 0.020818 | 0.125 | 0.08 | 261 | 0 | 0.364 | 1 | 1 | cs | TRUE
91 | LV_5397-1_4_3_line_91 |  | 86 | 87 | 0.029699 | 0.125 | 0.08 | 261 | 0 | 0.364 | 1 | 1 | cs | TRUE
92 | LV_5397-1_4_3_line_92 |  | 87 | 88 | 0.064793 | 0.125 | 0.08 | 261 | 0 | 0.364 | 1 | 1 | cs | TRUE
93 | LV_5397-1_4_3_line_93 |  | 88 | 89 | 0.15572 | 0.125 | 0.08 | 261 | 0 | 0.364 | 1 | 1 | cs | TRUE
94 | LV_5397-1_4_3_line_94 |  | 90 | 91 | 0.027753 | 0.125 | 0.08 | 261 | 0 | 0.364 | 1 | 1 | cs | TRUE
95 | LV_5397-1_4_3_line_95 |  | 90 | 92 | 0.19115 | 0.125 | 0.08 | 261 | 0 | 0.364 | 1 | 1 | cs | TRUE
96 | LV_5397-1_4_3_line_96 |  | 91 | 93 | 0.021962 | 0.125 | 0.08 | 261 | 0 | 0.364 | 1 | 1 | cs | TRUE
97 | LV_5397-1_4_3_line_97 |  | 92 | 94 | 0.0059595 | 0.125 | 0.08 | 261 | 0 | 0.364 | 1 | 1 | cs | TRUE
98 | LV_5397-1_4_3_line_98 |  | 93 | 95 | 0.1217 | 0.125 | 0.08 | 261 | 0 | 0.364 | 1 | 1 | cs | TRUE
99 | LV_5397-1_4_3_line_99 |  | 94 | 96 | 0.2469 | 0.125 | 0.08 | 261 | 0 | 0.364 | 1 | 1 | cs | TRUE
100 | LV_5397-1_4_3_line_100 |  | 95 | 97 | 0.00759 | 0.125 | 0.08 | 261 | 0 | 0.364 | 1 | 1 | cs | TRUE
101 | LV_5397-1_4_3_line_101 |  | 96 | 128 | 0.68967 | 0.125 | 0.08 | 261 | 0 | 0.364 | 1 | 1 | cs | TRUE
102 | LV_5397-1_4_3_line_102 |  | 97 | 98 | 0.058099 | 0.125 | 0.08 | 261 | 0 | 0.364 | 1 | 1 | cs | TRUE
103 | LV_5397-1_4_3_line_103 |  | 98 | 101 | 0.085639 | 0.125 | 0.08 | 261 | 0 | 0.364 | 1 | 1 | cs | TRUE
104 | LV_5397-1_4_3_line_104 |  | 98 | 99 | 0.0054508 | 0.125 | 0.08 | 261 | 0 | 0.364 | 1 | 1 | cs | TRUE
105 | LV_5397-1_4_3_line_105 |  | 99 | 100 | 0.026041 | 0.125 | 0.08 | 261 | 0 | 0.364 | 1 | 1 | cs | TRUE
106 | LV_5397-1_4_3_line_106 |  | 100 | 102 | 0.014639 | 0.125 | 0.08 | 261 | 0 | 0.364 | 1 | 1 | cs | TRUE
107 | LV_5397-1_4_3_line_107 |  | 102 | 103 | 0.013337 | 0.125 | 0.08 | 261 | 0 | 0.364 | 1 | 1 | cs | TRUE
108 | LV_5397-1_4_3_line_108 |  | 104 | 105 | 0.0039201 | 0.125 | 0.08 | 261 | 0 | 0.364 | 1 | 1 | cs | TRUE
109 | LV_5397-1_4_3_line_109 |  | 104 | 106 | 0.047755 | 0.125 | 0.08 | 261 | 0 | 0.364 | 1 | 1 | cs | TRUE
110 | LV_5397-1_4_3_line_110 |  | 105 | 107 | 0.0013839 | 0.125 | 0.08 | 261 | 0 | 0.364 | 1 | 1 | cs | TRUE
111 | LV_5397-1_4_3_line_111 |  | 107 | 108 | 0.0095172 | 0.125 | 0.08 | 261 | 0 | 0.364 | 1 | 1 | cs | TRUE
112 | LV_5397-1_4_3_line_112 |  | 108 | 109 | 0.048398 | 0.125 | 0.08 | 261 | 0 | 0.364 | 1 | 1 | cs | TRUE
113 | LV_5397-1_4_3_line_113 |  | 109 | 110 | 0.022865 | 0.125 | 0.08 | 261 | 0 | 0.364 | 1 | 1 | cs | TRUE
114 | LV_5397-1_4_3_line_114 |  | 110 | 111 | 0.012264 | 0.125 | 0.08 | 261 | 0 | 0.364 | 1 | 1 | cs | TRUE
115 | LV_5397-1_4_3_line_115 |  | 111 | 112 | 0.012572 | 0.125 | 0.08 | 261 | 0 | 0.364 | 1 | 1 | cs | TRUE
116 | LV_5397-1_4_3_line_116 |  | 112 | 113 | 0.015903 | 0.125 | 0.08 | 261 | 0 | 0.364 | 1 | 1 | cs | TRUE
117 | LV_5397-1_4_3_line_117 |  | 113 | 114 | 0.21168 | 0.125 | 0.08 | 261 | 0 | 0.364 | 1 | 1 | cs | TRUE
118 | LV_5397-1_4_3_line_118 |  | 114 | 115 | 0.050214 | 0.125 | 0.08 | 261 | 0 | 0.364 | 1 | 1 | cs | TRUE
119 | LV_5397-1_4_3_line_119 |  | 115 | 116 | 0.032857 | 0.125 | 0.08 | 261 | 0 | 0.364 | 1 | 1 | cs | TRUE
120 | LV_5397-1_4_3_line_120 |  | 116 | 117 | 0.0071073 | 0.125 | 0.08 | 261 | 0 | 0.364 | 1 | 1 | cs | TRUE
121 | LV_5397-1_4_3_line_121 |  | 117 | 118 | 0.060386 | 0.125 | 0.08 | 261 | 0 | 0.364 | 1 | 1 | cs | TRUE
122 | LV_5397-1_4_3_line_122 |  | 118 | 119 | 0.0055665 | 0.125 | 0.08 | 261 | 0 | 0.364 | 1 | 1 | cs | TRUE
123 | LV_5397-1_4_3_line_123 |  | 119 | 120 | 0.022885 | 0.125 | 0.08 | 261 | 0 | 0.364 | 1 | 1 | cs | TRUE
124 | LV_5397-1_4_3_line_124 |  | 120 | 121 | 0.12723 | 0.125 | 0.08 | 261 | 0 | 0.364 | 1 | 1 | cs | TRUE
125 | LV_5397-1_4_3_line_125 |  | 121 | 122 | 0.11545 | 0.125 | 0.08 | 261 | 0 | 0.364 | 1 | 1 | cs | TRUE
126 | LV_5397-1_4_3_line_126 |  | 122 | 123 | 0.081677 | 0.125 | 0.08 | 261 | 0 | 0.364 | 1 | 1 | cs | TRUE
127 | LV_5397-1_4_3_line_127 |  | 123 | 124 | 0.027785 | 0.125 | 0.08 | 261 | 0 | 0.364 | 1 | 1 | cs | TRUE
128 | LV_5397-1_4_3_line_128 |  | 124 | 125 | 0.11574 | 0.125 | 0.08 | 261 | 0 | 0.364 | 1 | 1 | cs | TRUE
129 | LV_5397-1_4_3_line_129 |  | 125 | 126 | 0.187 | 0.125 | 0.08 | 261 | 0 | 0.364 | 1 | 1 | cs | TRUE
130 | LV_5397-1_4_3_line_130 |  | 126 | 127 | 0.22891 | 0.125 | 0.08 | 261 | 0 | 0.364 | 1 | 1 | cs | TRUE
131 | LV_5397-1_4_3_line_131 |  | 127 | 140 | 0.04268 | 0.125 | 0.08 | 261 | 0 | 0.364 | 1 | 1 | cs | TRUE
132 | LV_5397-1_4_3_line_132 |  | 128 | 129 | 0.16111 | 0.125 | 0.08 | 261 | 0 | 0.364 | 1 | 1 | cs | TRUE
133 | LV_5397-1_4_3_line_133 |  | 129 | 130 | 0.029742 | 0.125 | 0.08 | 261 | 0 | 0.364 | 1 | 2 | cs | TRUE
134 | LV_5397-1_4_3_line_134 |  | 130 | 137 | 0.017931 | 0.125 | 0.08 | 261 | 0 | 0.364 | 1 | 2 | cs | TRUE
135 | LV_5397-1_4_3_line_135 |  | 132 | 133 | 0.011452 | 0.125 | 0.08 | 261 | 0 | 0.364 | 1 | 1 | cs | TRUE
136 | LV_5397-1_4_3_line_136 |  | 133 | 136 | 0.074114 | 0.125 | 0.08 | 261 | 0 | 0.364 | 1 | 1 | cs | TRUE
137 | LV_5397-1_4_3_line_137 |  | 134 | 135 | 0.025386 | 0.125 | 0.08 | 261 | 0 | 0.364 | 1 | 1 | cs | TRUE
138 | LV_5397-1_4_3_line_138 |  | 135 | 136 | 0.06092 | 0.125 | 0.08 | 261 | 0 | 0.364 | 1 | 1 | cs | TRUE
139 | LV_5397-1_4_3_line_139 |  | 137 | 138 | 0.022961 | 0.125 | 0.08 | 261 | 0 | 0.364 | 1 | 2 | cs | TRUE
140 | LV_5397-1_4_3_line_140 |  | 138 | 139 | 0.020729 | 0.125 | 0.08 | 261 | 0 | 0.364 | 1 | 2 | cs | TRUE
141 | LV_5397-1_4_3_line_141 |  | 141 | 142 | 0.030639 | 0.125 | 0.08 | 261 | 0 | 0.364 | 1 | 1 | cs | TRUE
142 | LV_5397-1_4_3_line_142 |  | 141 | 143 | 0.029769 | 0.125 | 0.08 | 261 | 0 | 0.364 | 1 | 1 | cs | TRUE
143 | LV_5397-1_4_3_line_143 |  | 142 | 144 | 0.085572 | 0.125 | 0.08 | 261 | 0 | 0.364 | 1 | 1 | cs | TRUE
144 | LV_5397-1_4_3_line_144 |  | 143 | 146 | 0.0050629 | 0.125 | 0.08 | 261 | 0 | 0.364 | 1 | 1 | cs | TRUE
145 | LV_5397-1_4_3_line_145 |  | 144 | 145 | 0.28797 | 0.125 | 0.08 | 261 | 0 | 0.364 | 1 | 1 | cs | TRUE

## trafo
| name | std_type | hv_bus | lv_bus | sn_mva | vn_hv_kv | vn_lv_kv | vk_percent | vkr_percent | pfe_kw | i0_percent | shift_degree | tap_side | tap_neutral | tap_min | tap_max | tap_step_percent | tap_step_degree | tap_pos | tap_phase_shifter | parallel | df | in_service
0 | LV_5397-1_4_3_trafo_440 | 0.63 MVA 20/0.4 kV | 147 | 129 | 0.63 | 20 | 0.4 | 6 | 1.206 | 1.65 | 0.2619 | 150 | hv | 0 | -2 | 2 | 2.5 | 0 | 0 | FALSE | 1 | 1 | TRUE

## line_geodata
| x0 | y0 | x1 | y1 | x2 | y2 | x3 | y3 | x4 | y4 | x5 | y5 | x6 | y6 | x7 | y7 | x8 | y8 | x9 | y9 | x10 | y10 | x11 | y11 | x12 | y12 | x13 | y13 | x14 | y14 | x15 | y15 | x16 | y16 | x17 | y17 | x18 | y18 | x19 | y19 | x20 | y20 | x21 | y21 | x22 | y22 | x23 | y23 | x24 | y24 | x25 | y25
0 | 2696222.194 | 1113421.914 | 2696225.6646 | 1112882.3199
1 | 2696208.0579 | 1113440.9342 | 2696211.6935 | 1113438.1522 | 2696214.9149 | 1113437.6586 | 2696219.8447 | 1113432.7115 | 2696222.194 | 1113421.914
2 | 2696200.3283 | 1113455.7827 | 2696199.3822 | 1113452.121 | 2696201.4024 | 1113446.0271 | 2696208.0579 | 1113440.9342
3 | 2696103.8132 | 1113582.8971 | 2696200.3283 | 1113455.7827
4 | 2696003.4902 | 1113668.8051 | 2696018.8017 | 1113661.8988 | 2696029.1613 | 1113645.2749 | 2696046.774 | 1113649.6344 | 2696056.4832 | 1113642.3726 | 2696075.6136 | 1113645.5221 | 2696063.06 | 1113624.6325 | 2696076.6678 | 1113615.5759 | 2696072.6205 | 1113599.9577 | 2696079.551 | 1113577.9429 | 2696099.2671 | 1113589.9628 | 2696103.8132 | 1113582.8971 | 2696103.8132 | 1113582.8971
5 | 2695103.7265 | 1114391.5439 | 2695097.816 | 1114393.7428 | 2695094.0837 | 1114394.3513 | 2695090.2783 | 1114393.2131 | 2695085.8495 | 1114392.4321 | 2695078.9623 | 1114392.2795 | 2695072.4279 | 1114389.8311 | 2695066.231 | 1114389.5004 | 2695052.9909 | 1114389.7972
6 | 2695041.9618 | 1114390.0445 | 2695052.9909 | 1114389.7972
7 | 2695173.3656 | 1114391.5049 | 2695159.4637 | 1114392.4428 | 2695150.345 | 1114390.7764 | 2695139.199 | 1114390.8237 | 2695121.756 | 1114391.9951 | 2695115.1011 | 1114390.8233 | 2695109.6855 | 1114390.4159 | 2695105.3287 | 1114390.9479 | 2695103.7265 | 1114391.5439
8 | 2695021.5441 | 1114388.9819 | 2695035.0163 | 1114390.2003 | 2695041.9618 | 1114390.0445
9 | 2694083.0012 | 1113796.2537 | 2694177.525 | 1114018.6909
10 | 2694177.525 | 1114018.6909 | 2694175.7416 | 1114021.8085
11 | 2695014.6393 | 1114388.3575 | 2694177.525 | 1114018.6909
12 | 2694065.3878 | 1113793.2122 | 2694069.125 | 1113793.8039 | 2694077.803 | 1113795.0726 | 2694083.0012 | 1113796.2537
13 | 2695014.6393 | 1114388.3575 | 2695021.5441 | 1114388.9819
14 | 2695702.2641 | 1113917.2794 | 2695698.5648 | 1113913.4748
15 | 2695702.2641 | 1113917.2794 | 2695707.0559 | 1113922.2075 | 2695706.8237 | 1113923.7048 | 2695700.6263 | 1113932.1788 | 2695699.0474 | 1113937.2681 | 2695699.0474 | 1113937.2681
16 | 2695698.5648 | 1113913.4748 | 2695692.6295 | 1113907.3707
17 | 2695699.0474 | 1113937.2681 | 2695699.685 | 1113939.4462 | 2695704.3272 | 1113943.8555 | 2695712.1404 | 1113948.0037 | 2695726.781 | 1113952.2041 | 2695734.0527 | 1113951.0293 | 2695742.1954 | 1113947.0332 | 2695750.129 | 1113943.0783 | 2695761.2587 | 1113940.2079 | 2695771.4248 | 1113942.5921 | 2695778.816 | 1113947.045 | 2695779.3095 | 1113947.8503
18 | 2695699.0474 | 1113937.2681 | 2695678.5277 | 1114006.4868
19 | 2695690.3419 | 1113905.8604 | 2695690.6791 | 1113906.1502 | 2695692.6295 | 1113907.3707 | 2695692.6295 | 1113907.3707
20 | 2695813.0148 | 1113964.5745 | 2695808.5184 | 1113964.9587 | 2695799.2939 | 1113962.1334 | 2695793.9201 | 1113961.0144 | 2695789.4007 | 1113958.6193 | 2695785.4329 | 1113954.0649 | 2695780.7286 | 1113950.166 | 2695779.3095 | 1113947.8503
21 | 2695622.148 | 1113910.1269 | 2695631.333 | 1113912.0285 | 2695639.3508 | 1113912.522 | 2695645.7758 | 1113912.6234 | 2695654.115 | 1113909.3974 | 2695659.1075 | 1113904.829 | 2695664.4247 | 1113902.6893 | 2695673.9301 | 1113900.9382 | 2695679.3691 | 1113900.8685 | 2695685.4207 | 1113901.6311 | 2695690.3419 | 1113905.8604
22 | 2695622.148 | 1113910.1269 | 2695622.0158 | 1113908.2237 | 2695621.4827 | 1113902.8453 | 2695621.789 | 1113900.7274
23 | 2695584.888 | 1113914.3975 | 2695587.6254 | 1113914.6964 | 2695593.6139 | 1113913.0899 | 2695598.0146 | 1113909.8017 | 2695600.8499 | 1113907.3226 | 2695603.9162 | 1113906.8485 | 2695604.3626 | 1113906.9556 | 2695607.0633 | 1113907.6208 | 2695612.6794 | 1113909.0547 | 2695616.1724 | 1113910.9109 | 2695620.1042 | 1113911.3955 | 2695622.148 | 1113910.1269
24 | 2695622.148 | 1113910.1269 | 2695620.1042 | 1113911.3955 | 2695616.1724 | 1113910.9109 | 2695612.6794 | 1113909.0547 | 2695607.0633 | 1113907.6208 | 2695604.3626 | 1113906.9556 | 2695612.6324 | 1113916.4363 | 2695609.2836 | 1113918.6626 | 2695609.1041 | 1113920.2496 | 2695611.2398 | 1113922.4513 | 2695615.3313 | 1113926.0292 | 2695614.5777 | 1113927.7739 | 2695614.3569 | 1113928.5487 | 2695609.4436 | 1113928.1043 | 2695606.4901 | 1113928.7692
25 | 2695622.7408 | 1113890.1796 | 2695622.7053 | 1113894.3927 | 2695621.789 | 1113900.7274
26 | 2695584.888 | 1113914.3975 | 2695581.308 | 1113918.0544 | 2695576.6048 | 1113923.8728 | 2695573.713 | 1113926.5066 | 2695568.1459 | 1113928.331 | 2695563.786 | 1113931.9757 | 2695561.7676 | 1113935.5572 | 2695560.8797 | 1113938.9564 | 2695556.5943 | 1113938.3662 | 2695548.62 | 1113934.6271 | 2695533.8265 | 1113930.3136 | 2695526.5294 | 1113926.7408 | 2695522.6364 | 1113925.2675 | 2695521.907 | 1113924.9891 | 2695518.9707 | 1113923.881
27 | 2695606.4901 | 1113928.7692 | 2695605.5985 | 1113928.9775 | 2695600.8428 | 1113928.3354 | 2695598.2173 | 1113927.3045
28 | 2695639.121 | 1113861.5092 | 2695637.1643 | 1113864.1133 | 2695635.3474 | 1113867.1531 | 2695632.4278 | 1113872.0323 | 2695628.8211 | 1113880.803 | 2695625.1995 | 1113884.1591 | 2695622.7628 | 1113887.3226 | 2695622.7408 | 1113890.1796
29 | 2695622.7408 | 1113890.1796 | 2695618.4858 | 1113890.1124 | 2695612.553 | 1113890.3852
30 | 2695517.7829 | 1113923.4327 | 2695518.9707 | 1113923.881
31 | 2695598.2173 | 1113927.3045 | 2695598.2173 | 1113927.3045 | 2695594.2781 | 1113927.298 | 2695590.7614 | 1113927.9696
32 | 2695639.121 | 1113861.5092 | 2695635.0969 | 1113860.5118 | 2695629.7837 | 1113859.9498
33 | 2695639.121 | 1113861.5092 | 2695642.5198 | 1113859.5505 | 2695652.2291 | 1113844.8836 | 2695656.0579 | 1113842.1089 | 2695655.8411 | 1113839.2037 | 2695647.7664 | 1113832.5278 | 2695640.9037 | 1113827.3608 | 2695636.018 | 1113825.1601 | 2695622.3472 | 1113821.6423 | 2695621.3294 | 1113820.5478
34 | 2695582.2282 | 1113889.1067 | 2695590.0006 | 1113889.9742 | 2695605.2275 | 1113890.3257 | 2695611.6448 | 1113890.4269 | 2695612.553 | 1113890.3852
35 | 2695672.323 | 1113818.2954 | 2695674.9732 | 1113819.7158 | 2695678.2311 | 1113820.8124 | 2695681.6834 | 1113821.3339 | 2695685.0188 | 1113821.431 | 2695688.6347 | 1113820.8877 | 2695690.5071 | 1113820.4132
36 | 2695847.2138 | 1113886.0551 | 2695844.2016 | 1113884.084 | 2695841.959 | 1113882.2919 | 2695829.7496 | 1113870.8808 | 2695826.1387 | 1113868.6668 | 2695821.027 | 1113866.1066 | 2695814.4154 | 1113863.6339 | 2695805.0834 | 1113861.2517 | 2695800.5939 | 1113860.3802 | 2695799.5254 | 1113860.052 | 2695798.7642 | 1113859.8287 | 2695795.3511 | 1113858.7852 | 2695790.2401 | 1113856.1807 | 2695771.8415 | 1113844.3938 | 2695743.2405 | 1113824.6855 | 2695736.4972 | 1113821.2547 | 2695731.3151 | 1113819.2383 | 2695725.8077 | 1113817.7615 | 2695720.9099 | 1113816.817 | 2695714.2299 | 1113816.2222 | 2695709.6334 | 1113816.2497 | 2695701.6019 | 1113817.6015 | 2695690.5071 | 1113820.4132
37 | 2695672.323 | 1113818.2954 | 2695654.1696 | 1113806.1237 | 2695646.865 | 1113801.55 | 2695643.9094 | 1113799.9024 | 2695641.1505 | 1113799.0028 | 2695638.0906 | 1113798.5765 | 2695633.5138 | 1113798.8266 | 2695631.6003 | 1113799.0833
38 | 2695672.323 | 1113818.2954 | 2695671.0607 | 1113820.4546 | 2695653.6573 | 1113813.6202 | 2695646.3397 | 1113811.3367 | 2695638.4737 | 1113811.4488
39 | 2695847.2138 | 1113886.0551 | 2695846.8828 | 1113890.8639 | 2695849.648 | 1113895.7551 | 2695851.0001 | 1113902.0804 | 2695850.0332 | 1113907.5351 | 2695848.8684 | 1113912.3196 | 2695843.8686 | 1113914.4085 | 2695834.5997 | 1113913.9061 | 2695833.7047 | 1113914.8148 | 2695834.7389 | 1113918.2888 | 2695834.1986 | 1113919.7256 | 2695833.0233 | 1113918.8287 | 2695831.5443 | 1113917.1043 | 2695828.246 | 1113916.1293 | 2695825.4057 | 1113912.5711 | 2695818.6374 | 1113908.2837
40 | 2695847.2138 | 1113886.0551 | 2695944.1074 | 1113640.2474
41 | 2695631.6003 | 1113799.0833 | 2695624.8363 | 1113799.9905
42 | 2695621.3294 | 1113820.5478 | 2695621.7873 | 1113817.4754 | 2695622.9103 | 1113815.8143 | 2695624.2188 | 1113814.6453 | 2695629.4822 | 1113812.9829 | 2695635.9789 | 1113811.4844 | 2695638.4737 | 1113811.4488
43 | 2695944.1074 | 1113640.2474 | 2695945.9206 | 1113629.6474 | 2695949.6111 | 1113620.9893 | 2695950.8985 | 1113609.4471 | 2695962.575 | 1113605.7518 | 2695964.978 | 1113600.8313 | 2695964.978 | 1113600.8313
44 | 2696003.4902 | 1113668.8051 | 2695994.9271 | 1113652.0036 | 2695995.8744 | 1113632.1953 | 2695991.5023 | 1113625.3663 | 2695970.5529 | 1113631.7052 | 2695959.7916 | 1113638.5835 | 2695951.5767 | 1113640.2768 | 2695944.1074 | 1113640.2474
45 | 2695591.0324 | 1113781.0013 | 2695594.2278 | 1113783.6088 | 2695597.9701 | 1113787.2923 | 2695602.5623 | 1113791.9454 | 2695606.6388 | 1113795.5007 | 2695609.4502 | 1113797.4796 | 2695612.2552 | 1113798.8803 | 2695615.4978 | 1113799.9654 | 2695619.1386 | 1113800.2897 | 2695624.8363 | 1113799.9905 | 2695624.8363 | 1113799.9905
46 | 2695591.0324 | 1113781.0013 | 2695592.8423 | 1113691.0644
47 | 2695592.8423 | 1113691.0644 | 2695572.5055 | 1113684.3143
48 | 2695558.032 | 1113667.904 | 2695559.5697 | 1113678.2087 | 2695562.6304 | 1113681.0365 | 2695572.5055 | 1113684.3143
49 | 2695601.2253 | 1113535.9446 | 2695599.4903 | 1113542.5991 | 2695588.3478 | 1113577.5783 | 2695586.099 | 1113582.0456 | 2695591.0016 | 1113584.6578 | 2695602.4207 | 1113592.854 | 2695606.4944 | 1113599.0443 | 2695608.4634 | 1113602.0327 | 2695578.987 | 1113626.4496 | 2695553.2258 | 1113641.5973 | 2695556.9638 | 1113660.7458 | 2695558.032 | 1113667.904
50 | 2695519.6144 | 1113780.353 | 2695520.2645 | 1113782.7203 | 2695521.4436 | 1113787.3083 | 2695522.1669 | 1113789.4432 | 2695523.4476 | 1113790.0305 | 2695525.8773 | 1113790.747 | 2695533.9875 | 1113791.7531 | 2695539.5759 | 1113792.5083 | 2695540.1923 | 1113796.0313 | 2695545.0522 | 1113799.877 | 2695549.5654 | 1113802.6831 | 2695558.7803 | 1113806.1305 | 2695556.8235 | 1113810.996
51 | 2695519.6144 | 1113780.353 | 2695513.2552 | 1113781.4535 | 2695511.5698 | 1113782.0384
52 | 2695549.8058 | 1113842.2119 | 2695552.2702 | 1113841.294 | 2695553.9526 | 1113839.9196 | 2695555.4292 | 1113837.8861 | 2695555.3752 | 1113834.939 | 2695555.2067 | 1113832.4014 | 2695560.2855 | 1113822.3642 | 2695559.0714 | 1113820.4884 | 2695555.311 | 1113815.993 | 2695555.87 | 1113813.3669 | 2695556.8235 | 1113810.996
53 | 2695511.5698 | 1113782.0384 | 2695511.6563 | 1113779.0046 | 2695511.0579 | 1113777.761 | 2695503.5269 | 1113775.7745 | 2695500.0338 | 1113775.7784
54 | 2695496.2125 | 1113769.8557 | 2695519.7436 | 1113766.2797 | 2695523.6038 | 1113765.9611
55 | 2695496.2125 | 1113769.8557 | 2695494.7483 | 1113774.0463 | 2695493.5396 | 1113775.2613 | 2695494.3038 | 1113775.7848 | 2695500.0338 | 1113775.7784
56 | 2695496.2125 | 1113769.8557 | 2695490.3425 | 1113770.7248
57 | 2695537.4753 | 1113853.7129 | 2695542.8565 | 1113847.0269 | 2695544.7647 | 1113844.0663 | 2695546.1707 | 1113843.5659 | 2695549.8058 | 1113842.2119
58 | 2695481.6127 | 1113772.0173 | 2695490.3425 | 1113770.7248
59 | 2695629.7837 | 1113859.9498 | 2695628.5806 | 1113859.8227
60 | 2695623.0598 | 1113860.4034 | 2695623.4521 | 1113860.2835 | 2695626.568 | 1113859.61 | 2695628.5806 | 1113859.8227
61 | 2695623.0598 | 1113860.4034 | 2695620.8185 | 1113861.0887
62 | 2695582.2282 | 1113889.1067 | 2695580.4187 | 1113889.2338 | 2695576.6847 | 1113888.8558
63 | 2695558.2972 | 1113886.7169 | 2695560.7473 | 1113885.1545 | 2695565.5856 | 1113886.9319 | 2695571.3108 | 1113888.3119 | 2695576.6847 | 1113888.8558
64 | 2695558.2972 | 1113886.7169 | 2695554.0207 | 1113882.6247 | 2695549.5048 | 1113874.6042 | 2695542.5356 | 1113863.9433 | 2695540.0224 | 1113857.2663 | 2695537.7991 | 1113854.7297 | 2695537.4753 | 1113853.7129
65 | 2695537.4753 | 1113853.7129 | 2695532.783 | 1113851.3133
66 | 2695523.1472 | 1113846.5037 | 2695525.4067 | 1113847.5411 | 2695532.783 | 1113851.3133
67 | 2695509.6958 | 1113872.987 | 2695511.8687 | 1113867.4512 | 2695515.0215 | 1113858.299
68 | 2695509.6958 | 1113872.987 | 2695508.4227 | 1113879.2708 | 2695508.0482 | 1113883.2039
69 | 2695515.5532 | 1113856.7556 | 2695515.0215 | 1113858.299
70 | 2695524.0793 | 1113905.7609 | 2695515.0725 | 1113904.3132 | 2695507.991 | 1113903.2232 | 2695502.8398 | 1113901.6967 | 2695507.6173 | 1113887.73 | 2695508.0482 | 1113883.2039
71 | 2695519.6397 | 1113844.8931 | 2695523.1472 | 1113846.5037
72 | 2695517.7829 | 1113923.4327 | 2695513.4528 | 1113921.7984 | 2695508.0392 | 1113919.7521
73 | 2695382.0297 | 1113837.5331 | 2695377.6434 | 1113839.91 | 2695365.01 | 1113847.0378
74 | 2695382.0297 | 1113837.5331 | 2695380.96 | 1113835.8041 | 2695382.4419 | 1113833.9151 | 2695385.3991 | 1113830.5596 | 2695390.8692 | 1113828.5222 | 2695395.8372 | 1113828.4448 | 2695399.0701 | 1113829.5026
75 | 2695365.01 | 1113847.0378 | 2695365.1493 | 1113849.9641 | 2695365.0725 | 1113851.4082 | 2695361.7414 | 1113855.9475
76 | 2695417.5759 | 1113845.4751 | 2695417.1229 | 1113845.3012 | 2695410.9656 | 1113841.4352 | 2695404.6758 | 1113833.2312 | 2695399.6566 | 1113829.6945 | 2695399.0701 | 1113829.5026
77 | 2695519.6397 | 1113844.8931 | 2695515.5532 | 1113856.7556
78 | 2695519.6397 | 1113844.8931 | 2695512.7452 | 1113842.2273 | 2695508.395 | 1113841.8251 | 2695508.395 | 1113841.8251
79 | 2695503.3943 | 1113842.1156 | 2695508.395 | 1113841.8251
80 | 2695498.1585 | 1113842.4198 | 2695503.3943 | 1113842.1156
81 | 2695498.1585 | 1113842.4198 | 2695498.4261 | 1113834.7526 | 2695497.6114 | 1113828.1246 | 2695496.4166 | 1113812.7741
82 | 2695498.1585 | 1113842.4198 | 2695492.9776 | 1113843.2609
83 | 2695496.4166 | 1113812.7741 | 2695493.0843 | 1113816.4017 | 2695488.7322 | 1113819.057 | 2695484.7469 | 1113820.4951 | 2695479.4334 | 1113819.4552 | 2695475.9945 | 1113816.6104 | 2695473.6477 | 1113813.5827 | 2695473.1607 | 1113809.6837 | 2695473.1718 | 1113805.9755
84 | 2695417.5759 | 1113845.4751 | 2695421.2026 | 1113846.1993 | 2695425.2037 | 1113845.2283 | 2695445.0863 | 1113842.284 | 2695455.5067 | 1113841.781 | 2695460.0362 | 1113843.5535 | 2695461.5543 | 1113845.7454 | 2695465.5885 | 1113849.5334 | 2695473.4533 | 1113853.3708 | 2695478.5736 | 1113853.9184 | 2695481.7091 | 1113851.9999 | 2695485.3044 | 1113847.3648 | 2695489.2214 | 1113845.3586 | 2695492.9776 | 1113843.2609
85 | 2695417.5759 | 1113845.4751 | 2695417.8483 | 1113841.9105 | 2695414.954 | 1113834.894 | 2695409.7377 | 1113827.6853 | 2695409.2504 | 1113825.7653 | 2695407.7504 | 1113821.9282 | 2695406.4089 | 1113818.3382 | 2695406.6233 | 1113814.5282
86 | 2695361.7414 | 1113855.9475 | 2695359.4791 | 1113858.3356 | 2695354.5696 | 1113857.6468 | 2695353.517 | 1113857.1622
87 | 2695330.9415 | 1113836.4845 | 2695324.8768 | 1113830.2146
88 | 2695330.9415 | 1113836.4845 | 2695331.1648 | 1113846.8388 | 2695334.0346 | 1113858.8579 | 2695335.5645 | 1113861.7727
89 | 2695335.5645 | 1113861.7727 | 2695329.9957 | 1113855.1957
90 | 2695335.5645 | 1113861.7727 | 2695338.587 | 1113862.6096 | 2695340.4554 | 1113862.1721 | 2695345.113 | 1113859.2435 | 2695348.5368 | 1113855.6841 | 2695350.1447 | 1113855.6093 | 2695353.517 | 1113857.1622
91 | 2695329.9957 | 1113855.1957 | 2695329.3916 | 1113854.4822 | 2695325.1487 | 1113849.7126 | 2695319.744 | 1113844.1575 | 2695316.6318 | 1113842.1518 | 2695313.4989 | 1113841.9469 | 2695310.335 | 1113843.2202 | 2695307.1274 | 1113846.1997
92 | 2695259.6072 | 1113862.0011 | 2695266.7253 | 1113860.7677 | 2695272.9925 | 1113861.5778 | 2695278.7741 | 1113863.3031 | 2695273.9974 | 1113857.6023 | 2695279.7887 | 1113858.7051 | 2695288.6667 | 1113858.5334 | 2695295.5953 | 1113857.0747 | 2695298.7887 | 1113853.923 | 2695303.7141 | 1113850.1648 | 2695306.2745 | 1113846.992 | 2695307.1274 | 1113846.1997
93 | 2695259.6072 | 1113862.0011 | 2695263.7176 | 1113865.868 | 2695266.9864 | 1113868.232 | 2695271.2253 | 1113870.311 | 2695275.4831 | 1113871.6787 | 2695294.2227 | 1113875.5867 | 2695303.642 | 1113878.8146 | 2695336.1668 | 1113892.7123 | 2695385.1877 | 1113914.1521 | 2695402.4201 | 1113921.8592
94 | 2694192.0198 | 1113619.0501 | 2694183.1661 | 1113612.0522 | 2694168.5099 | 1113604.544
95 | 2694192.0198 | 1113619.0501 | 2694205.4635 | 1113629.6761 | 2694209.5126 | 1113634.5531 | 2694212.116 | 1113640.9975 | 2694211.6143 | 1113649.417 | 2694208.4908 | 1113657.0509 | 2694203.4369 | 1113666.1224 | 2694202.4076 | 1113671.7098 | 2694203.0863 | 1113677.246 | 2694205.0542 | 1113681.8349 | 2694209.704 | 1113689.3117 | 2694212.998 | 1113692.576 | 2694217.7048 | 1113696.3848 | 2694222.1206 | 1113698.0434 | 2694228.3935 | 1113698.997 | 2694234.468 | 1113698.8024 | 2694243.188 | 1113696.8812 | 2694261.9232 | 1113688.2339 | 2694266.2916 | 1113687.4791 | 2694270.3146 | 1113688.0753 | 2694275.0876 | 1113690.6067 | 2694278.1483 | 1113693.4671 | 2694289.8848 | 1113709.6595 | 2694292.8852 | 1113711.9298 | 2694297.1321 | 1113714.0194 | 2694301.7497 | 1113714.1246
96 | 2694168.5099 | 1113604.544 | 2694159.2403 | 1113599.7953 | 2694148.2463 | 1113596.2636
97 | 2694301.7497 | 1113714.1246 | 2694301.7497 | 1113714.1246 | 2694307.6633 | 1113713.3861
98 | 2694079.9538 | 1113696.9929 | 2694148.2463 | 1113596.2636
99 | 2694307.6633 | 1113713.3861 | 2694554.239 | 1113726.1312
100 | 2694072.4792 | 1113695.6737 | 2694079.9538 | 1113696.9929
101 | 2695243.7859 | 1113738.9644 | 2694554.239 | 1113726.1312
102 | 2694037.9057 | 1113742.3659 | 2694072.4792 | 1113695.6737
103 | 2694065.3878 | 1113793.2122 | 2694065.8954 | 1113788.3838 | 2694072.0103 | 1113788.0674 | 2694072.8447 | 1113787.5578 | 2694070.3965 | 1113785.0405 | 2694055.5009 | 1113777.2713 | 2694054.515 | 1113777.0892 | 2694054.7113 | 1113774.8909 | 2694060.8583 | 1113772.507 | 2694059.8492 | 1113770.8348 | 2694048.7579 | 1113754.3527 | 2694039.0054 | 1113752.1334 | 2694036.612 | 1113751.5626 | 2694037.9057 | 1113742.3659
104 | 2694037.9057 | 1113742.3659 | 2694037.3032 | 1113741.3671 | 2694033.2788 | 1113740.3707 | 2694033.1682 | 1113740.2875
105 | 2694007.8316 | 1113740.0536 | 2694015.7906 | 1113739.3766 | 2694021.5997 | 1113738.8553 | 2694030.6217 | 1113738.3727 | 2694033.1682 | 1113740.2875
106 | 2694007.8316 | 1113740.0536 | 2694005.5189 | 1113740.2512 | 2694000.0105 | 1113741.2998 | 2694000.2151 | 1113748.0293
107 | 2694000.2151 | 1113748.0293 | 2694011.0643 | 1113750.2544 | 2694013.3377 | 1113750.601
108 | 2694668.7912 | 1112793.0371 | 2694672.5129 | 1112794.2684
109 | 2694668.7912 | 1112793.0371 | 2694659.794 | 1112790.0602 | 2694630.1118 | 1112765.89
110 | 2694672.5129 | 1112794.2684 | 2694673.8268 | 1112794.7032
111 | 2694682.8623 | 1112797.6927 | 2694673.8268 | 1112794.7032
112 | 2694682.8623 | 1112797.6927 | 2694703.3503 | 1112804.4714 | 2694722.5625 | 1112823.1818
113 | 2694722.5625 | 1112823.1818 | 2694738.9429 | 1112839.1345
114 | 2694749.3769 | 1112845.264 | 2694741.7191 | 1112841.8381 | 2694738.9429 | 1112839.1345
115 | 2694749.3769 | 1112845.264 | 2694760.853 | 1112850.3979
116 | 2694774.0885 | 1112841.8742 | 2694769.4169 | 1112846.1959 | 2694760.853 | 1112850.3979 | 2694760.853 | 1112850.3979
117 | 2694774.0885 | 1112841.8742 | 2694794.2354 | 1112823.2364 | 2694861.6706 | 1112856.9339 | 2694886.199 | 1112904.8249 | 2694933.4548 | 1112933.0547
118 | 2694974.4622 | 1112961.9147 | 2694947.6447 | 1112941.5315 | 2694933.4548 | 1112933.0547
119 | 2694974.4622 | 1112961.9147 | 2695000.6209 | 1112981.7971
120 | 2695000.6209 | 1112981.7971 | 2695000.6209 | 1112981.7971 | 2695007.2423 | 1112984.3799
121 | 2695063.4999 | 1113006.3247 | 2695007.2423 | 1112984.3799
122 | 2695068.6858 | 1113008.3476 | 2695063.4999 | 1113006.3247
123 | 2695068.6858 | 1113008.3476 | 2695090.006 | 1113016.6641 | 2695090.006 | 1113016.6641
124 | 2695090.006 | 1113016.6641 | 2695091.4074 | 1113033.2073 | 2695099.4991 | 1113045.3083 | 2695128.2815 | 1113060.2245 | 2695158.32 | 1113099.9314 | 2695160.5928 | 1113113.6088 | 2695160.5928 | 1113113.6088
125 | 2695160.5928 | 1113113.6088 | 2695204.5554 | 1113137.836 | 2695230.7059 | 1113135.3563 | 2695236.7288 | 1113173.8745 | 2695236.7288 | 1113173.8745
126 | 2695236.7288 | 1113173.8745 | 2695308.6443 | 1113212.595 | 2695308.6443 | 1113212.595
127 | 2695322.0545 | 1113236.9301 | 2695308.6443 | 1113212.595
128 | 2695322.0545 | 1113236.9301 | 2695351.3502 | 1113290.0919 | 2695363.3608 | 1113316.7194 | 2695359.6446 | 1113342.2766 | 2695359.6446 | 1113342.2766
129 | 2695359.6446 | 1113342.2766 | 2695405.2909 | 1113390.9024 | 2695444.2513 | 1113390.6932 | 2695453.9978 | 1113309.9304 | 2695453.9978 | 1113309.9304
130 | 2695453.9978 | 1113309.9304 | 2695575.5123 | 1113503.9306
131 | 2695575.5123 | 1113503.9306 | 2695577.5387 | 1113514.5469 | 2695601.2253 | 1113535.9446
132 | 2695398.877 | 1113748.2211 | 2695398.877 | 1113748.2211 | 2695394.8598 | 1113749.2251 | 2695390.3638 | 1113751.2112 | 2695382.0565 | 1113755.85 | 2695378.1066 | 1113757.4889 | 2695373.7724 | 1113758.5213 | 2695370.0896 | 1113758.8969 | 2695366.0057 | 1113758.7437 | 2695360.076 | 1113757.5942 | 2695351.3107 | 1113755.0103 | 2695340.9769 | 1113752.4573 | 2695331.9212 | 1113751.6366 | 2695321.7646 | 1113752.055 | 2695313.0013 | 1113753.2735 | 2695303.3801 | 1113755.0122 | 2695296.794 | 1113755.32 | 2695290.2386 | 1113754.661 | 2695281.0307 | 1113752.7151 | 2695267.5587 | 1113748.3229 | 2695245.1209 | 1113739.3537 | 2695243.7859 | 1113738.9644
133 | 2695428.3781 | 1113750.0146 | 2695421.7917 | 1113748.9599 | 2695409.9659 | 1113747.4618 | 2695404.1966 | 1113747.4043 | 2695398.877 | 1113748.2211
134 | 2695445.6707 | 1113754.345 | 2695444.3973 | 1113753.6297 | 2695440.7034 | 1113752.2596 | 2695433.8809 | 1113750.8958 | 2695428.3781 | 1113750.0146
135 | 2695953.7112 | 1113598.7819 | 2695964.978 | 1113600.8313
136 | 2695953.7112 | 1113598.7819 | 2695946.6999 | 1113597.5066 | 2695935.3965 | 1113586.4209 | 2695931.4812 | 1113574.6406 | 2695923.0695 | 1113559.4759 | 2695918.3914 | 1113555.8663 | 2695913.7351 | 1113554.7809 | 2695908.7549 | 1113554.1462 | 2695903.7227 | 1113556.8015
137 | 2695870.7486 | 1113605.4322 | 2695883.0226 | 1113609.3732 | 2695888.5726 | 1113611.5845 | 2695886.8723 | 1113617.8796
138 | 2695870.7486 | 1113605.4322 | 2695875.1244 | 1113594.4613 | 2695891.7053 | 1113583.0054 | 2695900.3104 | 1113567.4096 | 2695903.7227 | 1113556.8015
139 | 2695461.3679 | 1113770.7964 | 2695458.5667 | 1113768.6621 | 2695456.5608 | 1113766.5403 | 2695453.6364 | 1113762.4139 | 2695449.4862 | 1113757.1565 | 2695447.3298 | 1113755.2769 | 2695445.6707 | 1113754.345
140 | 2695461.3679 | 1113770.7964 | 2695463.7904 | 1113771.9686 | 2695465.65 | 1113772.5871 | 2695468.9942 | 1113773.1068 | 2695471.7118 | 1113773.1941 | 2695476.5309 | 1113772.7697 | 2695481.6127 | 1113772.0173
141 | 2695558.9896 | 1114503.2811 | 2695552.8346 | 1114501.4308 | 2695545.7538 | 1114500.83 | 2695541.3332 | 1114502.4724 | 2695530.1406 | 1114497.1594 | 2695530.1406 | 1114497.1594
142 | 2695558.9896 | 1114503.2811 | 2695545.712 | 1114529.925
143 | 2695446.2787 | 1114483.3966 | 2695458.6301 | 1114484.7809 | 2695470.916 | 1114487.3759 | 2695489.6895 | 1114489.006 | 2695496.9003 | 1114490.1758 | 2695512.4958 | 1114490.5662 | 2695530.1406 | 1114497.1594
144 | 2695545.712 | 1114529.925 | 2695547.6612 | 1114534.5976
145 | 2695446.2787 | 1114483.3966 | 2695173.3656 | 1114391.5049

## bus_geodata
| x | y | coords
0 | 2696225.6646 | 1112882.3199
1 | 2696222.194 | 1113421.914
2 | 2696208.0579 | 1113440.9342
3 | 2696200.3283 | 1113455.7827
4 | 2696103.8132 | 1113582.8971
5 | 2695052.9909 | 1114389.7972
6 | 2695103.7265 | 1114391.5439
7 | 2695041.9618 | 1114390.0445
8 | 2694177.525 | 1114018.6909
9 | 2694083.0012 | 1113796.2537
10 | 2694175.7416 | 1114021.8085
11 | 2695014.6393 | 1114388.3575
12 | 2695021.5441 | 1114388.9819
13 | 2695702.2641 | 1113917.2794
14 | 2695698.5648 | 1113913.4748
15 | 2695699.0474 | 1113937.2681
16 | 2695692.6295 | 1113907.3707
17 | 2695779.3095 | 1113947.8503
18 | 2695678.5277 | 1114006.4868
19 | 2695690.3419 | 1113905.8604
20 | 2695813.0148 | 1113964.5745
21 | 2695622.148 | 1113910.1269
22 | 2695621.789 | 1113900.7274
23 | 2695584.888 | 1113914.3975
24 | 2695606.4901 | 1113928.7692
25 | 2695622.7408 | 1113890.1796
26 | 2695518.9707 | 1113923.881
27 | 2695598.2173 | 1113927.3045
28 | 2695639.121 | 1113861.5092
29 | 2695612.553 | 1113890.3852
30 | 2695690.5071 | 1113820.4132
31 | 2695672.323 | 1113818.2954
32 | 2695847.2138 | 1113886.0551
33 | 2695631.6003 | 1113799.0833
34 | 2695638.4737 | 1113811.4488
35 | 2695818.6374 | 1113908.2837
36 | 2695944.1074 | 1113640.2474
37 | 2695624.8363 | 1113799.9905
38 | 2695621.3294 | 1113820.5478
39 | 2695591.0324 | 1113781.0013
40 | 2695592.8423 | 1113691.0644
41 | 2695572.5056 | 1113684.3143
42 | 2695558.032 | 1113667.904
43 | 2695519.6144 | 1113780.353
44 | 2695556.8235 | 1113810.996
45 | 2695511.5698 | 1113782.0384
46 | 2695523.6038 | 1113765.9611
47 | 2695496.2125 | 1113769.8557
48 | 2695549.8058 | 1113842.2119
49 | 2695500.0338 | 1113775.7784
50 | 2695490.3425 | 1113770.7248
51 | 2695629.7837 | 1113859.9498
52 | 2695628.5806 | 1113859.8227
53 | 2695623.0598 | 1113860.4034
54 | 2695620.8185 | 1113861.0887
55 | 2695582.2282 | 1113889.1067
56 | 2695576.6847 | 1113888.8558
57 | 2695558.2972 | 1113886.7169
58 | 2695537.4753 | 1113853.7129
59 | 2695532.783 | 1113851.3133
60 | 2695509.6958 | 1113872.987
61 | 2695515.0215 | 1113858.299
62 | 2695508.0482 | 1113883.2039
63 | 2695523.1472 | 1113846.5036
64 | 2695590.7614 | 1113927.9696
65 | 2695517.7829 | 1113923.4327
66 | 2695508.0392 | 1113919.7521
67 | 2695524.0793 | 1113905.7609
68 | 2695382.0297 | 1113837.5331
69 | 2695365.01 | 1113847.0378
70 | 2695399.0701 | 1113829.5026
71 | 2695515.5532 | 1113856.7556
72 | 2695519.6397 | 1113844.8931
73 | 2695508.395 | 1113841.8251
74 | 2695503.3943 | 1113842.1156
75 | 2695498.1585 | 1113842.4198
76 | 2695496.4166 | 1113812.7741
77 | 2695492.9776 | 1113843.2609
78 | 2695473.1718 | 1113805.9755
79 | 2695417.5759 | 1113845.4751
80 | 2695406.6233 | 1113814.5282
81 | 2695361.7414 | 1113855.9475
82 | 2695330.9415 | 1113836.4845
83 | 2695324.8768 | 1113830.2146
84 | 2695335.5645 | 1113861.7727
85 | 2695353.517 | 1113857.1622
86 | 2695329.9957 | 1113855.1957
87 | 2695307.1274 | 1113846.1997
88 | 2695259.6072 | 1113862.0011
89 | 2695402.4201 | 1113921.8592
90 | 2694192.0198 | 1113619.0501
91 | 2694168.5099 | 1113604.544
92 | 2694301.7497 | 1113714.1246
93 | 2694148.2463 | 1113596.2636
94 | 2694307.6633 | 1113713.3861
95 | 2694079.9538 | 1113696.9929
96 | 2694554.239 | 1113726.1312
97 | 2694072.4792 | 1113695.6737
98 | 2694037.9057 | 1113742.3659
99 | 2694033.1682 | 1113740.2875
100 | 2694007.8316 | 1113740.0536
101 | 2694065.3878 | 1113793.2122
102 | 2694000.2151 | 1113748.0293
103 | 2694013.3377 | 1113750.601
104 | 2694668.7912 | 1112793.0371
105 | 2694672.5129 | 1112794.2684
106 | 2694630.1118 | 1112765.89
107 | 2694673.8268 | 1112794.7032
108 | 2694682.8623 | 1112797.6927
109 | 2694722.5625 | 1112823.1818
110 | 2694738.9429 | 1112839.1345
111 | 2694749.3769 | 1112845.264
112 | 2694760.853 | 1112850.3979
113 | 2694774.0885 | 1112841.8742
114 | 2694933.4548 | 1112933.0547
115 | 2694974.4622 | 1112961.9147
116 | 2695000.6209 | 1112981.7971
117 | 2695007.2423 | 1112984.3799
118 | 2695063.4999 | 1113006.3247
119 | 2695068.6858 | 1113008.3476
120 | 2695090.006 | 1113016.6641
121 | 2695160.5928 | 1113113.6088
122 | 2695236.7288 | 1113173.8745
123 | 2695308.6443 | 1113212.595
124 | 2695322.0545 | 1113236.9301
125 | 2695359.6446 | 1113342.2766
126 | 2695453.9978 | 1113309.9303
127 | 2695575.5123 | 1113503.9306
128 | 2695243.7859 | 1113738.9644
129 | 2695398.877 | 1113748.2211
130 | 2695428.3781 | 1113750.0146
131 | 2696003.4902 | 1113668.8051
132 | 2695964.978 | 1113600.8313
133 | 2695953.7112 | 1113598.7819
134 | 2695886.8723 | 1113617.8796
135 | 2695870.7486 | 1113605.4322
136 | 2695903.7227 | 1113556.8015
137 | 2695445.6707 | 1113754.345
138 | 2695461.3679 | 1113770.7964
139 | 2695481.6127 | 1113772.0173
140 | 2695601.2253 | 1113535.9446
141 | 2695558.9896 | 1114503.2811
142 | 2695530.1406 | 1114497.1594
143 | 2695545.712 | 1114529.925
144 | 2695446.2787 | 1114483.3966
145 | 2695173.3656 | 1114391.5049
146 | 2695547.6612 | 1114534.5976
147 | 2695461.3679 | 1113770.7964

## line_std_types
| c_nf_per_km | r_ohm_per_km | x_ohm_per_km | max_i_ka | type | q_mm2 | alpha | voltage_rating
NAYY 4x50 SE | 210 | 0.642 | 0.083 | 0.142 | cs | 50 | 0.00403 | LV
NAYY 4x120 SE | 264 | 0.225 | 0.08 | 0.242 | cs | 120 | 0.00403 | LV
NAYY 4x150 SE | 261 | 0.208 | 0.08 | 0.27 | cs | 150 | 0.00403 | LV
NA2XS2Y 1x95 RM/25 12/20 kV | 216 | 0.313 | 0.132 | 0.252 | cs | 95 | 0.00403 | MV
NA2XS2Y 1x185 RM/25 12/20 kV | 273 | 0.161 | 0.117 | 0.362 | cs | 185 | 0.00403 | MV
NA2XS2Y 1x240 RM/25 12/20 kV | 304 | 0.122 | 0.112 | 0.421 | cs | 240 | 0.00403 | MV
NA2XS2Y 1x95 RM/25 6/10 kV | 315 | 0.313 | 0.123 | 0.249 | cs | 95 | 0.00403 | MV
NA2XS2Y 1x185 RM/25 6/10 kV | 406 | 0.161 | 0.11 | 0.358 | cs | 185 | 0.00403 | MV
NA2XS2Y 1x240 RM/25 6/10 kV | 456 | 0.122 | 0.105 | 0.416 | cs | 240 | 0.00403 | MV
NA2XS2Y 1x150 RM/25 12/20 kV | 250 | 0.206 | 0.116 | 0.319 | cs | 150 | 0.00403 | MV
NA2XS2Y 1x120 RM/25 12/20 kV | 230 | 0.253 | 0.119 | 0.283 | cs | 120 | 0.00403 | MV
NA2XS2Y 1x70 RM/25 12/20 kV | 190 | 0.443 | 0.132 | 0.22 | cs | 70 | 0.00403 | MV
NA2XS2Y 1x150 RM/25 6/10 kV | 360 | 0.206 | 0.11 | 0.315 | cs | 150 | 0.00403 | MV
NA2XS2Y 1x120 RM/25 6/10 kV | 340 | 0.253 | 0.113 | 0.28 | cs | 120 | 0.00403 | MV
NA2XS2Y 1x70 RM/25 6/10 kV | 280 | 0.443 | 0.123 | 0.217 | cs | 70 | 0.00403 | MV
N2XS(FL)2Y 1x120 RM/35 64/110 kV | 112 | 0.153 | 0.166 | 0.366 | cs | 120 | 0.00393 | HV
N2XS(FL)2Y 1x185 RM/35 64/110 kV | 125 | 0.099 | 0.156 | 0.457 | cs | 185 | 0.00393 | HV
N2XS(FL)2Y 1x240 RM/35 64/110 kV | 135 | 0.075 | 0.149 | 0.526 | cs | 240 | 0.00393 | HV
N2XS(FL)2Y 1x300 RM/35 64/110 kV | 144 | 0.06 | 0.144 | 0.588 | cs | 300 | 0.00393 | HV
15-AL1/3-ST1A 0.4 | 11 | 1.8769 | 0.35 | 0.105 | ol | 16 | 0.00403 | LV
24-AL1/4-ST1A 0.4 | 11.25 | 1.2012 | 0.335 | 0.14 | ol | 24 | 0.00403 | LV
48-AL1/8-ST1A 0.4 | 12.2 | 0.5939 | 0.3 | 0.21 | ol | 48 | 0.00403 | LV
94-AL1/15-ST1A 0.4 | 13.2 | 0.306 | 0.29 | 0.35 | ol | 94 | 0.00403 | LV
34-AL1/6-ST1A 10.0 | 9.7 | 0.8342 | 0.36 | 0.17 | ol | 34 | 0.00403 | MV
48-AL1/8-ST1A 10.0 | 10.1 | 0.5939 | 0.35 | 0.21 | ol | 48 | 0.00403 | MV
70-AL1/11-ST1A 10.0 | 10.4 | 0.4132 | 0.339 | 0.29 | ol | 70 | 0.00403 | MV
94-AL1/15-ST1A 10.0 | 10.75 | 0.306 | 0.33 | 0.35 | ol | 94 | 0.00403 | MV
122-AL1/20-ST1A 10.0 | 11.1 | 0.2376 | 0.323 | 0.41 | ol | 122 | 0.00403 | MV
149-AL1/24-ST1A 10.0 | 11.25 | 0.194 | 0.315 | 0.47 | ol | 149 | 0.00403 | MV
34-AL1/6-ST1A 20.0 | 9.15 | 0.8342 | 0.382 | 0.17 | ol | 34 | 0.00403 | MV
48-AL1/8-ST1A 20.0 | 9.5 | 0.5939 | 0.372 | 0.21 | ol | 48 | 0.00403 | MV
70-AL1/11-ST1A 20.0 | 9.7 | 0.4132 | 0.36 | 0.29 | ol | 70 | 0.00403 | MV
94-AL1/15-ST1A 20.0 | 10 | 0.306 | 0.35 | 0.35 | ol | 94 | 0.00403 | MV
122-AL1/20-ST1A 20.0 | 10.3 | 0.2376 | 0.344 | 0.41 | ol | 122 | 0.00403 | MV
149-AL1/24-ST1A 20.0 | 10.5 | 0.194 | 0.337 | 0.47 | ol | 149 | 0.00403 | MV
184-AL1/30-ST1A 20.0 | 10.75 | 0.1571 | 0.33 | 0.535 | ol | 184 | 0.00403 | MV
243-AL1/39-ST1A 20.0 | 11 | 0.1188 | 0.32 | 0.645 | ol | 243 | 0.00403 | MV
48-AL1/8-ST1A 110.0 | 8 | 0.5939 | 0.46 | 0.21 | ol | 48 | 0.00403 | HV
70-AL1/11-ST1A 110.0 | 8.4 | 0.4132 | 0.45 | 0.29 | ol | 70 | 0.00403 | HV
94-AL1/15-ST1A 110.0 | 8.65 | 0.306 | 0.44 | 0.35 | ol | 94 | 0.00403 | HV
122-AL1/20-ST1A 110.0 | 8.5 | 0.2376 | 0.43 | 0.41 | ol | 122 | 0.00403 | HV
149-AL1/24-ST1A 110.0 | 8.75 | 0.194 | 0.41 | 0.47 | ol | 149 | 0.00403 | HV
184-AL1/30-ST1A 110.0 | 8.8 | 0.1571 | 0.4 | 0.535 | ol | 184 | 0.00403 | HV
243-AL1/39-ST1A 110.0 | 9 | 0.1188 | 0.39 | 0.645 | ol | 243 | 0.00403 | HV
305-AL1/39-ST1A 110.0 | 9.2 | 0.0949 | 0.38 | 0.74 | ol | 305 | 0.00403 | HV
490-AL1/64-ST1A 110.0 | 9.75 | 0.059 | 0.37 | 0.96 | ol | 490 | 0.00403 | HV
679-AL1/86-ST1A 110.0 | 9.95 | 0.042 | 0.36 | 1.15 | ol | 679 | 0.00403 | HV
490-AL1/64-ST1A 220.0 | 10 | 0.059 | 0.285 | 0.96 | ol | 490 | 0.00403 | HV
679-AL1/86-ST1A 220.0 | 11.7 | 0.042 | 0.275 | 1.15 | ol | 679 | 0.00403 | HV
490-AL1/64-ST1A 380.0 | 11 | 0.059 | 0.253 | 0.96 | ol | 490 | 0.00403 | HV
679-AL1/86-ST1A 380.0 | 14.6 | 0.042 | 0.25 | 1.15 | ol | 679 | 0.00403 | HV

## trafo_std_types
| i0_percent | pfe_kw | vkr_percent | sn_mva | vn_lv_kv | vn_hv_kv | vk_percent | shift_degree | vector_group | tap_side | tap_neutral | tap_min | tap_max | tap_step_degree | tap_step_percent | tap_phase_shifter
160 MVA 380/110 kV | 0.06 | 60 | 0.25 | 160 | 110 | 380 | 12.2 | 0 | Yy0 | hv | 0 | -9 | 9 | 0 | 1.5 | FALSE
100 MVA 220/110 kV | 0.06 | 55 | 0.26 | 100 | 110 | 220 | 12 | 0 | Yy0 | hv | 0 | -9 | 9 | 0 | 1.5 | FALSE
63 MVA 110/20 kV | 0.04 | 22 | 0.32 | 63 | 20 | 110 | 18 | 150 | YNd5 | hv | 0 | -9 | 9 | 0 | 1.5 | FALSE
40 MVA 110/20 kV | 0.05 | 18 | 0.34 | 40 | 20 | 110 | 16.2 | 150 | YNd5 | hv | 0 | -9 | 9 | 0 | 1.5 | FALSE
25 MVA 110/20 kV | 0.07 | 14 | 0.41 | 25 | 20 | 110 | 12 | 150 | YNd5 | hv | 0 | -9 | 9 | 0 | 1.5 | FALSE
63 MVA 110/10 kV | 0.04 | 22 | 0.32 | 63 | 10 | 110 | 18 | 150 | YNd5 | hv | 0 | -9 | 9 | 0 | 1.5 | FALSE
40 MVA 110/10 kV | 0.05 | 18 | 0.34 | 40 | 10 | 110 | 16.2 | 150 | YNd5 | hv | 0 | -9 | 9 | 0 | 1.5 | FALSE
25 MVA 110/10 kV | 0.07 | 14 | 0.41 | 25 | 10 | 110 | 12 | 150 | YNd5 | hv | 0 | -9 | 9 | 0 | 1.5 | FALSE
0.25 MVA 20/0.4 kV | 0.32 | 0.8 | 1.44 | 0.25 | 0.4 | 20 | 6 | 150 | Yzn5 | hv | 0 | -2 | 2 | 0 | 2.5 | FALSE
0.4 MVA 20/0.4 kV | 0.3375 | 1.35 | 1.425 | 0.4 | 0.4 | 20 | 6 | 150 | Dyn5 | hv | 0 | -2 | 2 | 0 | 2.5 | FALSE
0.63 MVA 20/0.4 kV | 0.2619 | 1.65 | 1.206 | 0.63 | 0.4 | 20 | 6 | 150 | Dyn5 | hv | 0 | -2 | 2 | 0 | 2.5 | FALSE
0.25 MVA 10/0.4 kV | 0.24 | 0.6 | 1.2 | 0.25 | 0.4 | 10 | 4 | 150 | Dyn5 | hv | 0 | -2 | 2 | 0 | 2.5 | FALSE
0.4 MVA 10/0.4 kV | 0.2375 | 0.95 | 1.325 | 0.4 | 0.4 | 10 | 4 | 150 | Dyn5 | hv | 0 | -2 | 2 | 0 | 2.5 | FALSE
0.63 MVA 10/0.4 kV | 0.1873 | 1.18 | 1.0794 | 0.63 | 0.4 | 10 | 4 | 150 | Dyn5 | hv | 0 | -2 | 2 | 0 | 2.5 | FALSE

## trafo3w_std_types
| sn_hv_mva | sn_mv_mva | sn_lv_mva | vn_hv_kv | vn_mv_kv | vn_lv_kv | vk_hv_percent | vk_mv_percent | vk_lv_percent | vkr_hv_percent | vkr_mv_percent | vkr_lv_percent | pfe_kw | i0_percent | shift_mv_degree | shift_lv_degree | vector_group | tap_side | tap_neutral | tap_min | tap_max | tap_step_percent
63/25/38 MVA 110/20/10 kV | 63 | 25 | 38 | 110 | 20 | 10 | 10.4 | 10.4 | 10.4 | 0.28 | 0.32 | 0.35 | 35 | 0.89 | 0 | 0 | YN0yn0yn0 | hv | 0 | -10 | 10 | 1.2
63/25/38 MVA 110/10/10 kV | 63 | 25 | 38 | 110 | 10 | 10 | 10.4 | 10.4 | 10.4 | 0.28 | 0.32 | 0.35 | 35 | 0.89 | 0 | 0 | YN0yn0yn0 | hv | 0 | -10 | 10 | 1.2

## fuse_std_types
| fuse_type | i_rated_a | t_avg | t_min | t_total | x_avg | x_min | x_total
HV 100A | HV 100A | 100 | 0 | [10.0, 3.64, 0.854, 0.281, 0.1, 0.0531, 0.022, 0.01] | [10.0, 4.267, 1.21, 0.403, 0.1, 0.058, 0.022, 0.01] | 0 | [300.0, 350.0, 450.0, 550.0, 700.0, 850.0, 1200.0, 1752.0] | [600.0, 700.0, 900.0, 1150.0, 1665.0, 2000.0, 3000.0, 4313.0]
HV 10A | HV 10A | 10 | 0 | [10.0, 1675.0, 0.344, 0.156, 0.1, 0.0417, 0.0171, 0.01] | [10.0, 1.3, 0.3, 0.155, 0.1, 0.0555, 0.023, 0.01] | 0 | [30.0, 32.0, 35.0, 37.0, 39.0, 50.0, 70.0, 88.0] | [60.0, 70.0, 80.0, 87.0, 94.0, 110.0, 150.0, 216.0]
HV 125A | HV 125A | 125 | 0 | [10.0, 1.82, 0.344, 0.1, 0.0467, 0.0269, 0.01] | [10.0, 2.478, 0.426, 0.1, 0.0427, 0.0211, 0.01] | 0 | [375.0, 500.0, 700.0, 925.0, 1200.0, 1500.0, 2341.0] | [750.0, 1000.0, 1500.0, 2200.0, 3000.0, 4000.0, 5765.0]
HV 160A | HV 160A | 160 | 0 | [10.0, 4.15, 1.03, 0.198, 0.1, 0.051, 0.0172, 0.01] | [10.0, 2.3, 0.734, 0.274, 0.1, 0.046, 0.0177, 0.01] | 0 | [480.0, 550.0, 700.0, 1000.0, 1260.0, 1600.0, 2500.0, 3227.0] | [960.0, 1300.0, 1700.0, 2200.0, 2996.0, 4000.0, 6000.0, 7946.0]
HV 16A | HV 16A | 16 | 0 | [10.0, 0.352, 0.164, 0.1, 0.0649, 0.0342, 0.01] | [10.0, 2.34, 0.722, 0.181, 0.1, 0.055, 0.0296, 0.01] | 0 | [48.0, 60.0, 65.0, 71.0, 80.0, 100.0, 162.0] | [96.0, 110.0, 125.0, 150.0, 168.0, 200.0, 250.0, 398.0]
HV 200A | HV 200A | 200 | 0 | [10.0, 4.267, 1.21, 0.403, 0.1, 0.058, 0.022, 0.01] | [10.0, 3.73, 1.654, 0.328, 0.1, 0.0531, 0.019, 0.01] | 0 | [600.0, 700.0, 900.0, 1150.0, 1665.0, 2000.0, 3000.0, 4313.0] | [1200.0, 1500.0, 1800.0, 2700.0, 3960.0, 5000.0, 7500.0, 10620.0]
HV 20A | HV 20A | 20 | 0 | [10.0, 1.3, 0.3, 0.155, 0.1, 0.0555, 0.023, 0.01] | [10.0, 1.3, 0.161, 0.1, 0.0611, 0.0399, 0.0141, 0.01] | 0 | [60.0, 70.0, 80.0, 87.0, 94.0, 110.0, 150.0, 216.0] | [120.0, 150.0, 200.0, 223.0, 260.0, 300.0, 450.0, 532.0]
HV 25A | HV 25A | 25 | 0 | [10.0, 2.512, 0.833, 0.299, 0.1, 0.0372, 0.0223, 0.01] | [10.0, 3.125, 0.597, 0.198, 0.1, 0.0378, 0.022, 0.01] | 0 | [75.0, 82.0, 90.0, 100.0, 124.0, 170.0, 200.0, 289.0] | [150.0, 170.0, 210.0, 250.0, 294.0, 400.0, 500.0, 711.0]
HV 31.5A | HV 31.5A | 31.5 | 0 | [10.0, 2.34, 0.722, 0.181, 0.1, 0.055, 0.0296, 0.01] | [10.0, 2.84, 0.368, 0.164, 0.1, 0.0621, 0.0378, 0.0195, 0.01] | 0 | [95.0, 110.0, 125.0, 150.0, 165.0, 200.0, 250.0, 390.0] | [189.0, 220.0, 300.0, 350.0, 393.0, 450.0, 530.0, 700.0, 960.0]
HV 40A | HV 40A | 40 | 0 | [10.0, 1.3, 0.161, 0.1, 0.0611, 0.0399, 0.0141, 0.01] | [10.0, 2.05, 0.369, 0.198, 0.1, 0.051, 0.0298, 0.01] | 0 | [120.0, 150.0, 200.0, 223.0, 260.0, 300.0, 450.0, 532.0] | [240.0, 300.0, 400.0, 450.0, 530.0, 650.0, 800.0, 1311.0]
HV 50A | HV 50A | 50 | 0 | [10.0, 3.215, 0.597, 0.198, 0.1, 0.0378, 0.022, 0.01] | [10.0, 3.64, 0.854, 0.281, 0.1, 0.0531, 0.022, 0.01] | 0 | [150.0, 170.0, 210.0, 250.0, 294.0, 400.0, 500.0, 711.0] | [300.0, 350.0, 450.0, 550.0, 700.0, 850.0, 1200.0, 1752.0]
HV 6.3A | HV 6.3A | 6.3 | 0 | [10.0, 1.39, 0.344, 0.168, 0.1, 0.056, 0.0263, 0.01] | [10.0, 1.711, 0.516, 0.198, 0.1, 0.0634, 0.0303, 0.01] | 0 | [19.0, 19.5, 20.4, 20.8, 22.0, 25.0, 32.0, 48.0] | [38.0, 40.0, 43.0, 48.0, 53.0, 60.0, 75.0, 118.0]
HV 63A | HV 63A | 63 | 0 | [10.0, 2.84, 0.368, 0.164, 0.1, 0.0621, 0.0378, 0.0195, 0.01] | [10.0, 1.82, 0.344, 0.1, 0.0467, 0.0269, 0.01] | 0 | [189.0, 220.0, 300.0, 350.0, 393.0, 450.0, 530.0, 700.0, 961.0] | [378.0, 500.0, 700.0, 934.0, 1200.0, 1500.0, 2366.0]
HV 80A | HV 80A | 80 | 0 | [10.0, 2.05, 0.369, 0.198, 0.1, 0.051, 0.0298, 0.01] | [10.0, 4.15, 1.03, 0.198, 0.1, 0.051, 0.0172, 0.01] | 0 | [240.0, 300.0, 400.0, 450.0, 530.0, 650.0, 800.0, 1311.0] | [480.0, 550.0, 700.0, 1000.0, 1260.0, 1600.0, 2500.0, 3227.0]
Siemens NH-1-100 | Siemens NH-1-100 | 100 | [5400.0, 2000.0, 400.0, 20.0, 1.0, 0.2, 0.012, 0.004] | 0 | 0 | [150.0, 190.0, 250.0, 430.0, 900.0, 1250.0, 2700.0, 3600.0] | 0 | 0
Siemens NH-1-125 | Siemens NH-1-125 | 125 | [4800.0, 120.0, 7.0, 0.1, 0.004] | 0 | 0 | [180.0, 400.0, 740.0, 2000.0, 4250.0] | 0 | 0
Siemens NH-1-16 | Siemens NH-1-16 | 16 | [4000.0, 400.0, 2.0, 0.1, 0.04, 0.01] | 0 | 0 | [26.0, 35.0, 75.0, 150.0, 200.0, 300.0] | 0 | 0
Siemens NH-1-160 | Siemens NH-1-160 | 160 | [4800.0, 120.0, 7.0, 0.1, 0.004] | 0 | 0 | [210.0, 500.0, 900.0, 2300.0, 5000.0] | 0 | 0
Siemens NH-1-25 | Siemens NH-1-25 | 25 | [4000.0, 1000.0, 10.0, 0.2, 0.02, 0.01] | 0 | 0 | [40.0, 50.0, 100.0, 210.0, 400.0, 500.0] | 0 | 0
Siemens NH-1-50 | Siemens NH-1-50 | 50 | [4000.0, 40.0, 4.0, 1.0, 0.02, 0.01] | 0 | 0 | [86.0, 200.0, 300.0, 400.0, 1000.0, 1280.0] | 0 | 0
Siemens NH-1-63 | Siemens NH-1-63 | 63 | [4000.0, 100.0, 10.0, 2.0, 0.04, 0.01] | 0 | 0 | [100.0, 200.0, 300.0, 400.0, 1000.0, 1500.0] | 0 | 0
Siemens NH-1-80 | Siemens NH-1-80 | 80 | [4800.0, 120.0, 7.0, 0.1, 0.01] | 0 | 0 | [150.58, 250.0, 450.0, 1150.0, 2470.0] | 0 | 0
Siemens NH-2-1000 | Siemens NH-2-1000 | 1000 | [4800.0, 120.0, 7.0, 0.1, 0.004] | 0 | 0 | [1900.0, 3500.0, 8400.0, 24000.0, 52000.0] | 0 | 0
Siemens NH-2-200 | Siemens NH-2-200 | 200 | [4800.0, 120.0, 7.0, 0.1, 0.004] | 0 | 0 | [280.0, 650.0, 1200.0, 3000.0, 7000.0] | 0 | 0
Siemens NH-2-224 | Siemens NH-2-224 | 224 | [4800.0, 120.0, 7.0, 0.2, 0.04, 0.004] | 0 | 0 | [400.0, 750.0, 1453.0, 3025.0, 4315.0, 7600.0] | 0 | 0
Siemens NH-2-250 | Siemens NH-2-250 | 250 | [4800.0, 120.0, 7.0, 0.1, 0.004] | 0 | 0 | [450.0, 800.0, 1650.0, 4000.0, 8500.0] | 0 | 0
Siemens NH-2-315 | Siemens NH-2-315 | 315 | [4800.0, 120.0, 7.0, 0.1, 0.004] | 0 | 0 | [550.0, 920.0, 1900.0, 5000.0, 11000.0] | 0 | 0
Siemens NH-2-355 | Siemens NH-2-355 | 355 | [4800.0, 120.0, 6.0, 0.1, 0.004] | 0 | 0 | [650.0, 1116.27, 2350.0, 5840.0, 12790.0] | 0 | 0
Siemens NH-2-400 | Siemens NH-2-400 | 400 | [4800.0, 120.0, 7.0, 0.1, 0.004] | 0 | 0 | [720.0, 1350.0, 2800.0, 6500.0, 15000.0] | 0 | 0
Siemens NH-2-425 | Siemens NH-2-425 | 425 | [4800.0, 120.0, 7.0, 0.1, 0.004] | 0 | 0 | [850.0, 1500.0, 3050.0, 7500.0, 16500.0] | 0 | 0
Siemens NH-2-630 | Siemens NH-2-630 | 630 | [4800.0, 120.0, 7.0, 0.1, 0.004] | 0 | 0 | [1200.0, 2000.0, 4800.0, 12000.0, 26000.0] | 0 | 0

## dtypes
| element | column | dtype
0 | bus | name | object
1 | bus | vn_kv | float64
2 | bus | type | object
3 | bus | zone | object
4 | bus | in_service | bool
5 | load | name | object
6 | load | bus | uint32
7 | load | p_mw | float64
8 | load | q_mvar | float64
9 | load | const_z_percent | float64
10 | load | const_i_percent | float64
11 | load | sn_mva | float64
12 | load | scaling | float64
13 | load | in_service | bool
14 | load | type | object
15 | ext_grid | name | object
16 | ext_grid | bus | uint32
17 | ext_grid | vm_pu | float64
18 | ext_grid | va_degree | float64
19 | ext_grid | slack_weight | float64
20 | ext_grid | in_service | bool
21 | line | name | object
22 | line | std_type | object
23 | line | from_bus | uint32
24 | line | to_bus | uint32
25 | line | length_km | float64
26 | line | r_ohm_per_km | float64
27 | line | x_ohm_per_km | float64
28 | line | c_nf_per_km | float64
29 | line | g_us_per_km | float64
30 | line | max_i_ka | float64
31 | line | df | float64
32 | line | parallel | uint32
33 | line | type | object
34 | line | in_service | bool
35 | trafo | name | object
36 | trafo | std_type | object
37 | trafo | hv_bus | uint32
38 | trafo | lv_bus | uint32
39 | trafo | sn_mva | float64
40 | trafo | vn_hv_kv | float64
41 | trafo | vn_lv_kv | float64
42 | trafo | vk_percent | float64
43 | trafo | vkr_percent | float64
44 | trafo | pfe_kw | float64
45 | trafo | i0_percent | float64
46 | trafo | shift_degree | float64
47 | trafo | tap_side | object
48 | trafo | tap_neutral | int32
49 | trafo | tap_min | int32
50 | trafo | tap_max | int32
51 | trafo | tap_step_percent | float64
52 | trafo | tap_step_degree | float64
53 | trafo | tap_pos | int32
54 | trafo | tap_phase_shifter | bool
55 | trafo | parallel | uint32
56 | trafo | df | float64
57 | trafo | in_service | bool
58 | line_geodata | coords | object
59 | bus_geodata | x | float64
60 | bus_geodata | y | float64
61 | bus_geodata | coords | object

## parameters
| version | format_version | converged | OPF_converged | name | f_hz | sn_mva
0 | 2.14.6 | 2.14.0 | FALSE | FALSE |  | 50 | 1