## bus
| name | vn_kv | type | zone | in_service
0 | bus_LV_6008-2_0_5_node_0 | 0.4 | n |  | TRUE
1 | bus_LV_6008-2_0_5_node_2 | 0.4 | n |  | TRUE
2 | bus_LV_6008-2_0_5_node_3 | 0.4 | n |  | TRUE
3 | bus_LV_6008-2_0_5_node_125 | 0.4 | n |  | TRUE
4 | bus_LV_6008-2_0_5_node_123 | 0.4 | n |  | TRUE
5 | bus_LV_6008-2_0_5_node_124 | 0.4 | n |  | TRUE
6 | bus_LV_6008-2_0_5_node_121 | 0.4 | n |  | TRUE
7 | bus_LV_6008-2_0_5_node_129 | 0.4 | n |  | TRUE
8 | bus_LV_6008-2_0_5_node_86 | 0.4 | n |  | TRUE
9 | bus_LV_6008-2_0_5_node_135 | 0.4 | n |  | TRUE
10 | bus_LV_6008-2_0_5_node_120 | 0.4 | n |  | TRUE
11 | bus_LV_6008-2_0_5_node_138 | 0.4 | n |  | TRUE
12 | bus_LV_6008-2_0_5_node_73 | 0.4 | n |  | TRUE
13 | bus_LV_6008-2_0_5_node_5 | 0.4 | n |  | TRUE
14 | bus_LV_6008-2_0_5_node_6 | 0.4 | n |  | TRUE
15 | bus_LV_6008-2_0_5_node_7 | 0.4 | n |  | TRUE
16 | bus_LV_6008-2_0_5_node_8 | 0.4 | n |  | TRUE
17 | bus_LV_6008-2_0_5_node_9 | 0.4 | n |  | TRUE
18 | bus_LV_6008-2_0_5_node_10 | 0.4 | n |  | TRUE
19 | bus_LV_6008-2_0_5_node_12 | 0.4 | n |  | TRUE
20 | bus_LV_6008-2_0_5_node_13 | 0.4 | n |  | TRUE
21 | bus_LV_6008-2_0_5_node_14 | 0.4 | n |  | TRUE
22 | bus_LV_6008-2_0_5_node_15 | 0.4 | n |  | TRUE
23 | bus_LV_6008-2_0_5_node_11 | 0.4 | n |  | TRUE
24 | bus_LV_6008-2_0_5_node_67 | 0.4 | n |  | TRUE
25 | bus_LV_6008-2_0_5_node_71 | 0.4 | n |  | TRUE
26 | bus_LV_6008-2_0_5_node_66 | 0.4 | n |  | TRUE
27 | bus_LV_6008-2_0_5_node_122 | 0.4 | n |  | TRUE
28 | bus_LV_6008-2_0_5_node_16 | 0.4 | n |  | TRUE
29 | bus_LV_6008-2_0_5_node_70 | 0.4 | n |  | TRUE
30 | bus_LV_6008-2_0_5_node_65 | 0.4 | n |  | TRUE
31 | bus_LV_6008-2_0_5_node_17 | 0.4 | n |  | TRUE
32 | bus_LV_6008-2_0_5_node_18 | 0.4 | n |  | TRUE
33 | bus_LV_6008-2_0_5_node_19 | 0.4 | n |  | TRUE
34 | bus_LV_6008-2_0_5_node_20 | 0.4 | n |  | TRUE
35 | bus_LV_6008-2_0_5_node_21 | 0.4 | n |  | TRUE
36 | bus_LV_6008-2_0_5_node_68 | 0.4 | n |  | TRUE
37 | bus_LV_6008-2_0_5_node_78 | 0.4 | n |  | TRUE
38 | bus_LV_6008-2_0_5_node_75 | 0.4 | n |  | TRUE
39 | bus_LV_6008-2_0_5_node_69 | 0.4 | n |  | TRUE
40 | bus_LV_6008-2_0_5_node_126 | 0.4 | n |  | TRUE
41 | bus_LV_6008-2_0_5_node_74 | 0.4 | n |  | TRUE
42 | bus_LV_6008-2_0_5_node_22 | 0.4 | n |  | TRUE
43 | bus_LV_6008-2_0_5_node_23 | 0.4 | n |  | TRUE
44 | bus_LV_6008-2_0_5_node_24 | 0.4 | n |  | TRUE
45 | bus_LV_6008-2_0_5_node_25 | 0.4 | n |  | TRUE
46 | bus_LV_6008-2_0_5_node_26 | 0.4 | n |  | TRUE
47 | bus_LV_6008-2_0_5_node_97 | 0.4 | n |  | TRUE
48 | bus_LV_6008-2_0_5_node_94 | 0.4 | n |  | TRUE
49 | bus_LV_6008-2_0_5_node_59 | 0.4 | n |  | TRUE
50 | bus_LV_6008-2_0_5_node_89 | 0.4 | n |  | TRUE
51 | bus_LV_6008-2_0_5_node_87 | 0.4 | n |  | TRUE
52 | bus_LV_6008-2_0_5_node_88 | 0.4 | n |  | TRUE
53 | bus_LV_6008-2_0_5_node_49 | 0.4 | n |  | TRUE
54 | bus_LV_6008-2_0_5_node_50 | 0.4 | n |  | TRUE
55 | bus_LV_6008-2_0_5_node_52 | 0.4 | n |  | TRUE
56 | bus_LV_6008-2_0_5_node_53 | 0.4 | n |  | TRUE
57 | bus_LV_6008-2_0_5_node_54 | 0.4 | n |  | TRUE
58 | bus_LV_6008-2_0_5_node_61 | 0.4 | n |  | TRUE
59 | bus_LV_6008-2_0_5_node_60 | 0.4 | n |  | TRUE
60 | bus_LV_6008-2_0_5_node_90 | 0.4 | n |  | TRUE
61 | bus_LV_6008-2_0_5_node_62 | 0.4 | n |  | TRUE
62 | bus_LV_6008-2_0_5_node_63 | 0.4 | n |  | TRUE
63 | bus_LV_6008-2_0_5_node_64 | 0.4 | n |  | TRUE
64 | bus_LV_6008-2_0_5_node_72 | 0.4 | n |  | TRUE
65 | bus_LV_6008-2_0_5_node_113 | 0.4 | n |  | TRUE
66 | bus_LV_6008-2_0_5_node_112 | 0.4 | n |  | TRUE
67 | bus_LV_6008-2_0_5_node_76 | 0.4 | n |  | TRUE
68 | bus_LV_6008-2_0_5_node_77 | 0.4 | n |  | TRUE
69 | bus_LV_6008-2_0_5_node_79 | 0.4 | n |  | TRUE
70 | bus_LV_6008-2_0_5_node_137 | 0.4 | n |  | TRUE
71 | bus_LV_6008-2_0_5_node_127 | 0.4 | n |  | TRUE
72 | bus_LV_6008-2_0_5_node_80 | 0.4 | n |  | TRUE
73 | bus_LV_6008-2_0_5_node_81 | 0.4 | n |  | TRUE
74 | bus_LV_6008-2_0_5_node_82 | 0.4 | n |  | TRUE
75 | bus_LV_6008-2_0_5_node_83 | 0.4 | n |  | TRUE
76 | bus_LV_6008-2_0_5_node_84 | 0.4 | n |  | TRUE
77 | bus_LV_6008-2_0_5_node_85 | 0.4 | n |  | TRUE
78 | bus_LV_6008-2_0_5_node_109 | 0.4 | n |  | TRUE
79 | bus_LV_6008-2_0_5_node_131 | 0.4 | n |  | TRUE
80 | bus_LV_6008-2_0_5_node_107 | 0.4 | n |  | TRUE
81 | bus_LV_6008-2_0_5_node_130 | 0.4 | n |  | TRUE
82 | bus_LV_6008-2_0_5_node_91 | 0.4 | n |  | TRUE
83 | bus_LV_6008-2_0_5_node_92 | 0.4 | n |  | TRUE
84 | bus_LV_6008-2_0_5_node_93 | 0.4 | n |  | TRUE
85 | bus_LV_6008-2_0_5_node_95 | 0.4 | n |  | TRUE
86 | bus_LV_6008-2_0_5_node_96 | 0.4 | n |  | TRUE
87 | bus_LV_6008-2_0_5_node_98 | 0.4 | n |  | TRUE
88 | bus_LV_6008-2_0_5_node_99 | 0.4 | n |  | TRUE
89 | bus_LV_6008-2_0_5_node_104 | 0.4 | n |  | TRUE
90 | bus_LV_6008-2_0_5_node_118 | 0.4 | n |  | TRUE
91 | bus_LV_6008-2_0_5_node_102 | 0.4 | n |  | TRUE
92 | bus_LV_6008-2_0_5_node_100 | 0.4 | n |  | TRUE
93 | bus_LV_6008-2_0_5_node_101 | 0.4 | n |  | TRUE
94 | bus_LV_6008-2_0_5_node_103 | 0.4 | n |  | TRUE
95 | bus_LV_6008-2_0_5_node_105 | 0.4 | n |  | TRUE
96 | bus_LV_6008-2_0_5_node_114 | 0.4 | n |  | TRUE
97 | bus_LV_6008-2_0_5_node_115 | 0.4 | n |  | TRUE
98 | bus_LV_6008-2_0_5_node_106 | 0.4 | n |  | TRUE
99 | bus_LV_6008-2_0_5_node_108 | 0.4 | n |  | TRUE
100 | bus_LV_6008-2_0_5_node_110 | 0.4 | n |  | TRUE
101 | bus_LV_6008-2_0_5_node_111 | 0.4 | n |  | TRUE
102 | bus_LV_6008-2_0_5_node_116 | 0.4 | n |  | TRUE
103 | bus_LV_6008-2_0_5_node_117 | 0.4 | n |  | TRUE
104 | bus_LV_6008-2_0_5_node_119 | 0.4 | n |  | TRUE
105 | bus_LV_6008-2_0_5_node_128 | 0.4 | n |  | TRUE
106 | bus_LV_6008-2_0_5_node_132 | 0.4 | n |  | TRUE
107 | bus_LV_6008-2_0_5_node_133 | 0.4 | n |  | TRUE
108 | bus_LV_6008-2_0_5_node_134 | 0.4 | n |  | TRUE
109 | bus_MV_86_0_node_176 | 20 | n |  | TRUE

## load
| name | bus | p_mw | q_mvar | const_z_percent | const_i_percent | sn_mva | scaling | in_service | type
0 | LV_6008-2_0_5_load_0 | 0 | 0.0015838 | 0.00039694 | 0 | 0 |  | 1 | TRUE | wye
1 | LV_6008-2_0_5_load_124 | 5 | 0.00076082 | 0.00019068 | 0 | 0 |  | 1 | TRUE | wye
2 | LV_6008-2_0_5_load_121 | 6 | 0.0010583 | 0.00026524 | 0 | 0 |  | 1 | TRUE | wye
3 | LV_6008-2_0_5_load_129 | 7 | 0.0011187 | 0.00028039 | 0 | 0 |  | 1 | TRUE | wye
4 | LV_6008-2_0_5_load_86 | 8 | 0.00088399 | 0.00022155 | 0 | 0 |  | 1 | TRUE | wye
5 | LV_6008-2_0_5_load_135 | 9 | 0.00068757 | 0.00017232 | 0 | 0 |  | 1 | TRUE | wye
6 | LV_6008-2_0_5_load_138 | 11 | 0.0011132 | 0.00027899 | 0 | 0 |  | 1 | TRUE | wye
7 | LV_6008-2_0_5_load_5 | 13 | 0.010243 | 0.002567 | 0 | 0 |  | 1 | TRUE | wye
8 | LV_6008-2_0_5_load_8 | 16 | 0.00063042 | 0.000158 | 0 | 0 |  | 1 | TRUE | wye
9 | LV_6008-2_0_5_load_9 | 17 | 0.00096428 | 0.00024167 | 0 | 0 |  | 1 | TRUE | wye
10 | LV_6008-2_0_5_load_13 | 20 | 0.00058387 | 0.00014633 | 0 | 0 |  | 1 | TRUE | wye
11 | LV_6008-2_0_5_load_14 | 21 | 0.00065853 | 0.00016504 | 0 | 0 |  | 1 | TRUE | wye
12 | LV_6008-2_0_5_load_15 | 22 | 0.003606 | 0.00090374 | 0 | 0 |  | 1 | TRUE | wye
13 | LV_6008-2_0_5_load_67 | 24 | 0.0018327 | 0.00045931 | 0 | 0 |  | 1 | TRUE | wye
14 | LV_6008-2_0_5_load_71 | 25 | 0.00061815 | 0.00015492 | 0 | 0 |  | 1 | TRUE | wye
15 | LV_6008-2_0_5_load_122 | 27 | 0.0008871 | 0.00022233 | 0 | 0 |  | 1 | TRUE | wye
16 | LV_6008-2_0_5_load_16 | 28 | 0.0004311 | 0.00010804 | 0 | 0 |  | 1 | TRUE | wye
17 | LV_6008-2_0_5_load_70 | 29 | 0.0018184 | 0.00045573 | 0 | 0 |  | 1 | TRUE | wye
18 | LV_6008-2_0_5_load_65 | 30 | 0.00076503 | 0.00019174 | 0 | 0 |  | 1 | TRUE | wye
19 | LV_6008-2_0_5_load_19 | 33 | 0.0026585 | 0.00066628 | 0 | 0 |  | 1 | TRUE | wye
20 | LV_6008-2_0_5_load_20 | 34 | 0.0018784 | 0.00047076 | 0 | 0 |  | 1 | TRUE | wye
21 | LV_6008-2_0_5_load_68 | 36 | 0.0016523 | 0.00041409 | 0 | 0 |  | 1 | TRUE | wye
22 | LV_6008-2_0_5_load_78 | 37 | 0.00062992 | 0.00015787 | 0 | 0 |  | 1 | TRUE | wye
23 | LV_6008-2_0_5_load_75 | 38 | 0.00086304 | 0.0002163 | 0 | 0 |  | 1 | TRUE | wye
24 | LV_6008-2_0_5_load_69 | 39 | 0.0035153 | 0.00088102 | 0 | 0 |  | 1 | TRUE | wye
25 | LV_6008-2_0_5_load_126 | 40 | 0.00065919 | 0.00016521 | 0 | 0 |  | 1 | TRUE | wye
26 | LV_6008-2_0_5_load_74 | 41 | 0.00044191 | 0.00011075 | 0 | 0 |  | 1 | TRUE | wye
27 | LV_6008-2_0_5_load_22 | 42 | 0.0016158 | 0.00040497 | 0 | 0 |  | 1 | TRUE | wye
28 | LV_6008-2_0_5_load_23 | 43 | 0.00047615 | 0.00011933 | 0 | 0 |  | 1 | TRUE | wye
29 | LV_6008-2_0_5_load_25 | 45 | 0.00047441 | 0.0001189 | 0 | 0 |  | 1 | TRUE | wye
30 | LV_6008-2_0_5_load_26 | 46 | 0.00057819 | 0.00014491 | 0 | 0 |  | 1 | TRUE | wye
31 | LV_6008-2_0_5_load_97 | 47 | 0.00058674 | 0.00014705 | 0 | 0 |  | 1 | TRUE | wye
32 | LV_6008-2_0_5_load_94 | 48 | 0.00064616 | 0.00016194 | 0 | 0 |  | 1 | TRUE | wye
33 | LV_6008-2_0_5_load_89 | 50 | 0.0012804 | 0.0003209 | 0 | 0 |  | 1 | TRUE | wye
34 | LV_6008-2_0_5_load_87 | 51 | 0.00054136 | 0.00013568 | 0 | 0 |  | 1 | TRUE | wye
35 | LV_6008-2_0_5_load_88 | 52 | 0.00074317 | 0.00018626 | 0 | 0 |  | 1 | TRUE | wye
36 | LV_6008-2_0_5_load_49 | 53 | 0.00324 | 0.00081202 | 0 | 0 |  | 1 | TRUE | wye
37 | LV_6008-2_0_5_load_52 | 55 | 0.0028077 | 0.00070367 | 0 | 0 |  | 1 | TRUE | wye
38 | LV_6008-2_0_5_load_61 | 58 | 0.00047459 | 0.00011894 | 0 | 0 |  | 1 | TRUE | wye
39 | LV_6008-2_0_5_load_60 | 59 | 0.00049862 | 0.00012497 | 0 | 0 |  | 1 | TRUE | wye
40 | LV_6008-2_0_5_load_63 | 62 | 0.00058325 | 0.00014618 | 0 | 0 |  | 1 | TRUE | wye
41 | LV_6008-2_0_5_load_64 | 63 | 0.001508 | 0.00037795 | 0 | 0 |  | 1 | TRUE | wye
42 | LV_6008-2_0_5_load_113 | 65 | 0.0011631 | 0.0002915 | 0 | 0 |  | 1 | TRUE | wye
43 | LV_6008-2_0_5_load_112 | 66 | 0.00065014 | 0.00016294 | 0 | 0 |  | 1 | TRUE | wye
44 | LV_6008-2_0_5_load_76 | 67 | 0.00061925 | 0.0001552 | 0 | 0 |  | 1 | TRUE | wye
45 | LV_6008-2_0_5_load_77 | 68 | 0.00053863 | 0.00013499 | 0 | 0 |  | 1 | TRUE | wye
46 | LV_6008-2_0_5_load_79 | 69 | 0.00071786 | 0.00017991 | 0 | 0 |  | 1 | TRUE | wye
47 | LV_6008-2_0_5_load_137 | 70 | 0.0016496 | 0.00041343 | 0 | 0 |  | 1 | TRUE | wye
48 | LV_6008-2_0_5_load_127 | 71 | 0.00084939 | 0.00021288 | 0 | 0 |  | 1 | TRUE | wye
49 | LV_6008-2_0_5_load_80 | 72 | 0.0010472 | 0.00026244 | 0 | 0 |  | 1 | TRUE | wye
50 | LV_6008-2_0_5_load_81 | 73 | 0.001174 | 0.00029423 | 0 | 0 |  | 1 | TRUE | wye
51 | LV_6008-2_0_5_load_82 | 74 | 0.00092029 | 0.00023065 | 0 | 0 |  | 1 | TRUE | wye
52 | LV_6008-2_0_5_load_83 | 75 | 0.00097082 | 0.00024331 | 0 | 0 |  | 1 | TRUE | wye
53 | LV_6008-2_0_5_load_84 | 76 | 0.00088945 | 0.00022292 | 0 | 0 |  | 1 | TRUE | wye
54 | LV_6008-2_0_5_load_109 | 78 | 0.0011961 | 0.00029976 | 0 | 0 |  | 1 | TRUE | wye
55 | LV_6008-2_0_5_load_131 | 79 | 0.00086641 | 0.00021714 | 0 | 0 |  | 1 | TRUE | wye
56 | LV_6008-2_0_5_load_107 | 80 | 0.00080767 | 0.00020242 | 0 | 0 |  | 1 | TRUE | wye
57 | LV_6008-2_0_5_load_130 | 81 | 0.001018 | 0.00025514 | 0 | 0 |  | 1 | TRUE | wye
58 | LV_6008-2_0_5_load_91 | 82 | 0.0017423 | 0.00043667 | 0 | 0 |  | 1 | TRUE | wye
59 | LV_6008-2_0_5_load_92 | 83 | 0.00050463 | 0.00012647 | 0 | 0 |  | 1 | TRUE | wye
60 | LV_6008-2_0_5_load_95 | 85 | 0.0010046 | 0.00025178 | 0 | 0 |  | 1 | TRUE | wye
61 | LV_6008-2_0_5_load_96 | 86 | 0.00090143 | 0.00022592 | 0 | 0 |  | 1 | TRUE | wye
62 | LV_6008-2_0_5_load_98 | 87 | 0.00081 | 0.000203 | 0 | 0 |  | 1 | TRUE | wye
63 | LV_6008-2_0_5_load_99 | 88 | 0.00053555 | 0.00013422 | 0 | 0 |  | 1 | TRUE | wye
64 | LV_6008-2_0_5_load_104 | 89 | 0.00068456 | 0.00017157 | 0 | 0 |  | 1 | TRUE | wye
65 | LV_6008-2_0_5_load_102 | 91 | 0.0009486 | 0.00023774 | 0 | 0 |  | 1 | TRUE | wye
66 | LV_6008-2_0_5_load_100 | 92 | 0.00070103 | 0.00017569 | 0 | 0 |  | 1 | TRUE | wye
67 | LV_6008-2_0_5_load_101 | 93 | 0.0004479 | 0.00011225 | 0 | 0 |  | 1 | TRUE | wye
68 | LV_6008-2_0_5_load_103 | 94 | 0.00060269 | 0.00015105 | 0 | 0 |  | 1 | TRUE | wye
69 | LV_6008-2_0_5_load_105 | 95 | 0.0009785 | 0.00024524 | 0 | 0 |  | 1 | TRUE | wye
70 | LV_6008-2_0_5_load_114 | 96 | 0.00043969 | 0.0001102 | 0 | 0 |  | 1 | TRUE | wye
71 | LV_6008-2_0_5_load_115 | 97 | 0.001145 | 0.00028697 | 0 | 0 |  | 1 | TRUE | wye
72 | LV_6008-2_0_5_load_106 | 98 | 0.0014397 | 0.00036081 | 0 | 0 |  | 1 | TRUE | wye
73 | LV_6008-2_0_5_load_108 | 99 | 0.00067552 | 0.0001693 | 0 | 0 |  | 1 | TRUE | wye
74 | LV_6008-2_0_5_load_110 | 100 | 0.00056301 | 0.0001411 | 0 | 0 |  | 1 | TRUE | wye
75 | LV_6008-2_0_5_load_111 | 101 | 0.00042394 | 0.00010625 | 0 | 0 |  | 1 | TRUE | wye
76 | LV_6008-2_0_5_load_116 | 102 | 0.00047592 | 0.00011928 | 0 | 0 |  | 1 | TRUE | wye
77 | LV_6008-2_0_5_load_117 | 103 | 0.00099698 | 0.00024987 | 0 | 0 |  | 1 | TRUE | wye
78 | LV_6008-2_0_5_load_119 | 104 | 0.0007914 | 0.00019834 | 0 | 0 |  | 1 | TRUE | wye
79 | LV_6008-2_0_5_load_128 | 105 | 0.0054621 | 0.0013689 | 0 | 0 |  | 1 | TRUE | wye
80 | LV_6008-2_0_5_load_133 | 107 | 0.0010637 | 0.00026659 | 0 | 0 |  | 1 | TRUE | wye
81 | LV_6008-2_0_5_load_134 | 108 | 0.001028 | 0.00025764 | 0 | 0 |  | 1 | TRUE | wye

## ext_grid
| name | bus | vm_pu | va_degree | slack_weight | in_service
0 |  | 14 | 1 | 0 | 1 | TRUE

## line
| name | std_type | from_bus | to_bus | length_km | r_ohm_per_km | x_ohm_per_km | c_nf_per_km | g_us_per_km | max_i_ka | df | parallel | type | in_service
0 | LV_6008-2_0_5_line_0 |  | 0 | 1 | 0.086224 | 0.125 | 0.08 | 261 | 0 | 0.364 | 1 | 1 | cs | TRUE
1 | LV_6008-2_0_5_line_1 |  | 1 | 2 | 1.4953 | 0.125 | 0.08 | 261 | 0 | 0.364 | 1 | 1 | cs | TRUE
2 | LV_6008-2_0_5_line_2 |  | 2 | 3 | 0.52307 | 0.125 | 0.08 | 261 | 0 | 0.364 | 1 | 1 | cs | TRUE
3 | LV_6008-2_0_5_line_3 |  | 3 | 7 | 0.058849 | 0.125 | 0.08 | 261 | 0 | 0.364 | 1 | 1 | cs | TRUE
4 | LV_6008-2_0_5_line_4 |  | 3 | 8 | 0.037074 | 0.125 | 0.08 | 261 | 0 | 0.364 | 1 | 1 | cs | TRUE
5 | LV_6008-2_0_5_line_5 |  | 4 | 5 | 0.096149 | 0.125 | 0.08 | 261 | 0 | 0.364 | 1 | 1 | cs | TRUE
6 | LV_6008-2_0_5_line_6 |  | 4 | 6 | 0.65493 | 0.125 | 0.08 | 261 | 0 | 0.364 | 1 | 1 | cs | TRUE
7 | LV_6008-2_0_5_line_7 |  | 5 | 10 | 0.0010224 | 0.125 | 0.08 | 261 | 0 | 0.364 | 1 | 1 | cs | TRUE
8 | LV_6008-2_0_5_line_8 |  | 6 | 27 | 0.028299 | 0.125 | 0.08 | 261 | 0 | 0.364 | 1 | 1 | cs | TRUE
9 | LV_6008-2_0_5_line_9 |  | 8 | 76 | 0.0071136 | 0.125 | 0.08 | 261 | 0 | 0.364 | 1 | 1 | cs | TRUE
10 | LV_6008-2_0_5_line_10 |  | 9 | 10 | 0.04042 | 0.125 | 0.08 | 261 | 0 | 0.364 | 1 | 1 | cs | TRUE
11 | LV_6008-2_0_5_line_11 |  | 10 | 90 | 1.1989 | 0.125 | 0.08 | 261 | 0 | 0.364 | 1 | 1 | cs | TRUE
12 | LV_6008-2_0_5_line_12 |  | 10 | 87 | 0.010536 | 0.125 | 0.08 | 261 | 0 | 0.364 | 1 | 1 | cs | TRUE
13 | LV_6008-2_0_5_line_13 |  | 11 | 12 | 0.049763 | 0.125 | 0.08 | 261 | 0 | 0.364 | 1 | 1 | cs | TRUE
14 | LV_6008-2_0_5_line_14 |  | 12 | 65 | 0.11229 | 0.125 | 0.08 | 261 | 0 | 0.364 | 1 | 1 | cs | TRUE
15 | LV_6008-2_0_5_line_15 |  | 12 | 64 | 0.19601 | 0.125 | 0.08 | 261 | 0 | 0.364 | 1 | 1 | cs | TRUE
16 | LV_6008-2_0_5_line_16 |  | 13 | 14 | 0.39561 | 0.125 | 0.08 | 261 | 0 | 0.364 | 1 | 3 | cs | TRUE
17 | LV_6008-2_0_5_line_17 |  | 13 | 15 | 0.052023 | 0.125 | 0.08 | 261 | 0 | 0.364 | 1 | 3 | cs | TRUE
18 | LV_6008-2_0_5_line_18 |  | 14 | 16 | 0.91797 | 0.125 | 0.08 | 261 | 0 | 0.364 | 1 | 1 | cs | TRUE
19 | LV_6008-2_0_5_line_19 |  | 14 | 17 | 0.33712 | 0.125 | 0.08 | 261 | 0 | 0.364 | 1 | 1 | cs | TRUE
20 | LV_6008-2_0_5_line_20 |  | 15 | 18 | 0.33833 | 0.125 | 0.08 | 261 | 0 | 0.364 | 1 | 3 | cs | TRUE
21 | LV_6008-2_0_5_line_21 |  | 15 | 19 | 0.34187 | 0.125 | 0.08 | 261 | 0 | 0.364 | 1 | 3 | cs | TRUE
22 | LV_6008-2_0_5_line_22 |  | 16 | 20 | 0.037493 | 0.125 | 0.08 | 261 | 0 | 0.364 | 1 | 1 | cs | TRUE
23 | LV_6008-2_0_5_line_23 |  | 17 | 21 | 0.019182 | 0.125 | 0.08 | 261 | 0 | 0.364 | 1 | 1 | cs | TRUE
24 | LV_6008-2_0_5_line_24 |  | 18 | 22 | 0.83607 | 0.125 | 0.08 | 261 | 0 | 0.364 | 1 | 3 | cs | TRUE
25 | LV_6008-2_0_5_line_25 |  | 19 | 24 | 0.045388 | 0.125 | 0.08 | 261 | 0 | 0.364 | 1 | 3 | cs | TRUE
26 | LV_6008-2_0_5_line_26 |  | 19 | 26 | 0.78385 | 0.125 | 0.08 | 261 | 0 | 0.364 | 1 | 3 | cs | TRUE
27 | LV_6008-2_0_5_line_27 |  | 21 | 27 | 0.24881 | 0.125 | 0.08 | 261 | 0 | 0.364 | 1 | 1 | cs | TRUE
28 | LV_6008-2_0_5_line_28 |  | 22 | 28 | 0.4019 | 0.125 | 0.08 | 261 | 0 | 0.364 | 1 | 3 | cs | TRUE
29 | LV_6008-2_0_5_line_29 |  | 23 | 24 | 0.024429 | 0.125 | 0.08 | 261 | 0 | 0.364 | 1 | 3 | cs | TRUE
30 | LV_6008-2_0_5_line_30 |  | 23 | 25 | 0.0046077 | 0.125 | 0.08 | 261 | 0 | 0.364 | 1 | 3 | cs | TRUE
31 | LV_6008-2_0_5_line_31 |  | 25 | 29 | 0.029464 | 0.125 | 0.08 | 261 | 0 | 0.364 | 1 | 2 | cs | TRUE
32 | LV_6008-2_0_5_line_32 |  | 26 | 30 | 0.68226 | 0.125 | 0.08 | 261 | 0 | 0.364 | 1 | 3 | cs | TRUE
33 | LV_6008-2_0_5_line_33 |  | 28 | 31 | 0.47861 | 0.125 | 0.08 | 261 | 0 | 0.364 | 1 | 1 | cs | TRUE
34 | LV_6008-2_0_5_line_34 |  | 28 | 32 | 0.38005 | 0.125 | 0.08 | 261 | 0 | 0.364 | 1 | 3 | cs | TRUE
35 | LV_6008-2_0_5_line_35 |  | 29 | 64 | 0.061318 | 0.125 | 0.08 | 261 | 0 | 0.364 | 1 | 1 | cs | TRUE
36 | LV_6008-2_0_5_line_36 |  | 30 | 63 | 0.052972 | 0.125 | 0.08 | 261 | 0 | 0.364 | 1 | 3 | cs | TRUE
37 | LV_6008-2_0_5_line_37 |  | 31 | 33 | 0.036704 | 0.125 | 0.08 | 261 | 0 | 0.364 | 1 | 1 | cs | TRUE
38 | LV_6008-2_0_5_line_38 |  | 31 | 34 | 0.0019323 | 0.125 | 0.08 | 261 | 0 | 0.364 | 1 | 1 | cs | TRUE
39 | LV_6008-2_0_5_line_39 |  | 32 | 35 | 0.58156 | 0.125 | 0.08 | 261 | 0 | 0.364 | 1 | 3 | cs | TRUE
40 | LV_6008-2_0_5_line_40 |  | 34 | 36 | 0.035886 | 0.125 | 0.08 | 261 | 0 | 0.364 | 1 | 1 | cs | TRUE
41 | LV_6008-2_0_5_line_41 |  | 35 | 37 | 0.011317 | 0.125 | 0.08 | 261 | 0 | 0.364 | 1 | 1 | cs | TRUE
42 | LV_6008-2_0_5_line_42 |  | 35 | 38 | 0.026139 | 0.125 | 0.08 | 261 | 0 | 0.364 | 1 | 3 | cs | TRUE
43 | LV_6008-2_0_5_line_43 |  | 36 | 39 | 0.0023382 | 0.125 | 0.08 | 261 | 0 | 0.364 | 1 | 1 | cs | TRUE
44 | LV_6008-2_0_5_line_44 |  | 37 | 40 | 0.13298 | 0.125 | 0.08 | 261 | 0 | 0.364 | 1 | 1 | cs | TRUE
45 | LV_6008-2_0_5_line_45 |  | 38 | 41 | 0.00086154 | 0.125 | 0.08 | 261 | 0 | 0.364 | 1 | 3 | cs | TRUE
46 | LV_6008-2_0_5_line_46 |  | 40 | 71 | 0.060924 | 0.125 | 0.08 | 261 | 0 | 0.364 | 1 | 1 | cs | TRUE
47 | LV_6008-2_0_5_line_47 |  | 41 | 67 | 0.011116 | 0.125 | 0.08 | 261 | 0 | 0.364 | 1 | 3 | cs | TRUE
48 | LV_6008-2_0_5_line_48 |  | 42 | 43 | 0.024546 | 0.125 | 0.08 | 261 | 0 | 0.364 | 1 | 1 | cs | TRUE
49 | LV_6008-2_0_5_line_49 |  | 43 | 44 | 0.16795 | 0.125 | 0.08 | 261 | 0 | 0.364 | 1 | 1 | cs | TRUE
50 | LV_6008-2_0_5_line_50 |  | 44 | 45 | 0.23332 | 0.125 | 0.08 | 261 | 0 | 0.364 | 1 | 1 | cs | TRUE
51 | LV_6008-2_0_5_line_51 |  | 45 | 46 | 0.030323 | 0.125 | 0.08 | 261 | 0 | 0.364 | 1 | 1 | cs | TRUE
52 | LV_6008-2_0_5_line_52 |  | 46 | 47 | 0.013333 | 0.125 | 0.08 | 261 | 0 | 0.364 | 1 | 1 | cs | TRUE
53 | LV_6008-2_0_5_line_53 |  | 47 | 48 | 0.017641 | 0.125 | 0.08 | 261 | 0 | 0.364 | 1 | 1 | cs | TRUE
54 | LV_6008-2_0_5_line_54 |  | 48 | 83 | 0.013314 | 0.125 | 0.08 | 261 | 0 | 0.364 | 1 | 1 | cs | TRUE
55 | LV_6008-2_0_5_line_55 |  | 49 | 50 | 0.060076 | 0.125 | 0.08 | 261 | 0 | 0.364 | 1 | 1 | cs | TRUE
56 | LV_6008-2_0_5_line_56 |  | 49 | 51 | 0.001735 | 0.125 | 0.08 | 261 | 0 | 0.364 | 1 | 1 | cs | TRUE
57 | LV_6008-2_0_5_line_57 |  | 50 | 60 | 0.025498 | 0.125 | 0.08 | 261 | 0 | 0.364 | 1 | 1 | cs | TRUE
58 | LV_6008-2_0_5_line_58 |  | 51 | 52 | 0.013427 | 0.125 | 0.08 | 261 | 0 | 0.364 | 1 | 1 | cs | TRUE
59 | LV_6008-2_0_5_line_59 |  | 53 | 54 | 0.051497 | 0.125 | 0.08 | 261 | 0 | 0.364 | 1 | 1 | cs | TRUE
60 | LV_6008-2_0_5_line_60 |  | 54 | 55 | 0.031951 | 0.125 | 0.08 | 261 | 0 | 0.364 | 1 | 1 | cs | TRUE
61 | LV_6008-2_0_5_line_61 |  | 55 | 56 | 0.79646 | 0.125 | 0.08 | 261 | 0 | 0.364 | 1 | 1 | cs | TRUE
62 | LV_6008-2_0_5_line_62 |  | 56 | 57 | 0.52082 | 0.125 | 0.08 | 261 | 0 | 0.364 | 1 | 2 | cs | TRUE
63 | LV_6008-2_0_5_line_63 |  | 57 | 58 | 0.35505 | 0.125 | 0.08 | 261 | 0 | 0.364 | 1 | 3 | cs | TRUE
64 | LV_6008-2_0_5_line_64 |  | 58 | 59 | 0.0077821 | 0.125 | 0.08 | 261 | 0 | 0.364 | 1 | 3 | cs | TRUE
65 | LV_6008-2_0_5_line_65 |  | 59 | 61 | 0.96476 | 0.125 | 0.08 | 261 | 0 | 0.364 | 1 | 3 | cs | TRUE
66 | LV_6008-2_0_5_line_66 |  | 60 | 70 | 0.044707 | 0.125 | 0.08 | 261 | 0 | 0.364 | 1 | 1 | cs | TRUE
67 | LV_6008-2_0_5_line_67 |  | 61 | 62 | 0.75573 | 0.125 | 0.08 | 261 | 0 | 0.364 | 1 | 3 | cs | TRUE
68 | LV_6008-2_0_5_line_68 |  | 62 | 63 | 0.0049695 | 0.125 | 0.08 | 261 | 0 | 0.364 | 1 | 3 | cs | TRUE
69 | LV_6008-2_0_5_line_69 |  | 65 | 66 | 0.0028017 | 0.125 | 0.08 | 261 | 0 | 0.364 | 1 | 1 | cs | TRUE
70 | LV_6008-2_0_5_line_70 |  | 66 | 101 | 0.020558 | 0.125 | 0.08 | 261 | 0 | 0.364 | 1 | 1 | cs | TRUE
71 | LV_6008-2_0_5_line_71 |  | 67 | 68 | 0.0081255 | 0.125 | 0.08 | 261 | 0 | 0.364 | 1 | 3 | cs | TRUE
72 | LV_6008-2_0_5_line_72 |  | 68 | 69 | 0.4176 | 0.125 | 0.08 | 261 | 0 | 0.364 | 1 | 2 | cs | TRUE
73 | LV_6008-2_0_5_line_73 |  | 69 | 70 | 0.021492 | 0.125 | 0.08 | 261 | 0 | 0.364 | 1 | 1 | cs | TRUE
74 | LV_6008-2_0_5_line_74 |  | 71 | 105 | 0.03694 | 0.125 | 0.08 | 261 | 0 | 0.364 | 1 | 1 | cs | TRUE
75 | LV_6008-2_0_5_line_75 |  | 72 | 73 | 0.00012028 | 0.125 | 0.08 | 261 | 0 | 0.364 | 1 | 1 | cs | TRUE
76 | LV_6008-2_0_5_line_76 |  | 72 | 74 | 0.026301 | 0.125 | 0.08 | 261 | 0 | 0.364 | 1 | 1 | cs | TRUE
77 | LV_6008-2_0_5_line_77 |  | 73 | 75 | 0.01503 | 0.125 | 0.08 | 261 | 0 | 0.364 | 1 | 1 | cs | TRUE
78 | LV_6008-2_0_5_line_78 |  | 74 | 76 | 0.089919 | 0.125 | 0.08 | 261 | 0 | 0.364 | 1 | 1 | cs | TRUE
79 | LV_6008-2_0_5_line_79 |  | 75 | 77 | 0.052452 | 0.125 | 0.08 | 261 | 0 | 0.364 | 1 | 1 | cs | TRUE
80 | LV_6008-2_0_5_line_80 |  | 77 | 78 | 0.13713 | 0.125 | 0.08 | 261 | 0 | 0.364 | 1 | 1 | cs | TRUE
81 | LV_6008-2_0_5_line_81 |  | 77 | 79 | 0.030769 | 0.125 | 0.08 | 261 | 0 | 0.364 | 1 | 1 | cs | TRUE
82 | LV_6008-2_0_5_line_82 |  | 78 | 80 | 0.027517 | 0.125 | 0.08 | 261 | 0 | 0.364 | 1 | 1 | cs | TRUE
83 | LV_6008-2_0_5_line_83 |  | 79 | 81 | 0.039899 | 0.125 | 0.08 | 261 | 0 | 0.364 | 1 | 1 | cs | TRUE
84 | LV_6008-2_0_5_line_84 |  | 80 | 98 | 0.020885 | 0.125 | 0.08 | 261 | 0 | 0.364 | 1 | 1 | cs | TRUE
85 | LV_6008-2_0_5_line_85 |  | 81 | 106 | 0.019611 | 0.125 | 0.08 | 261 | 0 | 0.364 | 1 | 1 | cs | TRUE
86 | LV_6008-2_0_5_line_86 |  | 82 | 83 | 0.021707 | 0.125 | 0.08 | 261 | 0 | 0.364 | 1 | 1 | cs | TRUE
87 | LV_6008-2_0_5_line_87 |  | 82 | 84 | 0.03255 | 0.125 | 0.08 | 261 | 0 | 0.364 | 1 | 1 | cs | TRUE
88 | LV_6008-2_0_5_line_88 |  | 84 | 85 | 0.051187 | 0.125 | 0.08 | 261 | 0 | 0.364 | 1 | 1 | cs | TRUE
89 | LV_6008-2_0_5_line_89 |  | 84 | 86 | 0.013775 | 0.125 | 0.08 | 261 | 0 | 0.364 | 1 | 1 | cs | TRUE
90 | LV_6008-2_0_5_line_90 |  | 85 | 87 | 0.044638 | 0.125 | 0.08 | 261 | 0 | 0.364 | 1 | 1 | cs | TRUE
91 | LV_6008-2_0_5_line_91 |  | 86 | 88 | 0.050335 | 0.125 | 0.08 | 261 | 0 | 0.364 | 1 | 1 | cs | TRUE
92 | LV_6008-2_0_5_line_92 |  | 88 | 89 | 0.0036073 | 0.125 | 0.08 | 261 | 0 | 0.364 | 1 | 1 | cs | TRUE
93 | LV_6008-2_0_5_line_93 |  | 89 | 91 | 0.0063371 | 0.125 | 0.08 | 261 | 0 | 0.364 | 1 | 1 | cs | TRUE
94 | LV_6008-2_0_5_line_94 |  | 90 | 102 | 0.090199 | 0.125 | 0.08 | 261 | 0 | 0.364 | 1 | 1 | cs | TRUE
95 | LV_6008-2_0_5_line_95 |  | 91 | 92 | 0.0086898 | 0.125 | 0.08 | 261 | 0 | 0.364 | 1 | 1 | cs | TRUE
96 | LV_6008-2_0_5_line_96 |  | 92 | 93 | 0.0097048 | 0.125 | 0.08 | 261 | 0 | 0.364 | 1 | 1 | cs | TRUE
97 | LV_6008-2_0_5_line_97 |  | 93 | 94 | 0.0007321 | 0.125 | 0.08 | 261 | 0 | 0.364 | 1 | 1 | cs | TRUE
98 | LV_6008-2_0_5_line_98 |  | 94 | 95 | 0.0080902 | 0.125 | 0.08 | 261 | 0 | 0.364 | 1 | 1 | cs | TRUE
99 | LV_6008-2_0_5_line_99 |  | 95 | 96 | 0.0065925 | 0.125 | 0.08 | 261 | 0 | 0.364 | 1 | 1 | cs | TRUE
100 | LV_6008-2_0_5_line_100 |  | 96 | 97 | 0.02655 | 0.125 | 0.08 | 261 | 0 | 0.364 | 1 | 1 | cs | TRUE
101 | LV_6008-2_0_5_line_101 |  | 98 | 99 | 0.061274 | 0.125 | 0.08 | 261 | 0 | 0.364 | 1 | 1 | cs | TRUE
102 | LV_6008-2_0_5_line_102 |  | 99 | 100 | 0.014959 | 0.125 | 0.08 | 261 | 0 | 0.364 | 1 | 1 | cs | TRUE
103 | LV_6008-2_0_5_line_103 |  | 100 | 101 | 0.01142 | 0.125 | 0.08 | 261 | 0 | 0.364 | 1 | 1 | cs | TRUE
104 | LV_6008-2_0_5_line_104 |  | 102 | 103 | 0.00069855 | 0.125 | 0.08 | 261 | 0 | 0.364 | 1 | 1 | cs | TRUE
105 | LV_6008-2_0_5_line_105 |  | 103 | 104 | 0.018577 | 0.125 | 0.08 | 261 | 0 | 0.364 | 1 | 1 | cs | TRUE
106 | LV_6008-2_0_5_line_106 |  | 106 | 107 | 0.045831 | 0.125 | 0.08 | 261 | 0 | 0.364 | 1 | 1 | cs | TRUE
107 | LV_6008-2_0_5_line_107 |  | 106 | 108 | 0.041334 | 0.125 | 0.08 | 261 | 0 | 0.364 | 1 | 1 | cs | TRUE

## trafo
| name | std_type | hv_bus | lv_bus | sn_mva | vn_hv_kv | vn_lv_kv | vk_percent | vkr_percent | pfe_kw | i0_percent | shift_degree | tap_side | tap_neutral | tap_min | tap_max | tap_step_percent | tap_step_degree | tap_pos | tap_phase_shifter | parallel | df | in_service
0 | LV_6008-2_0_5_trafo_6 | 0.63 MVA 20/0.4 kV | 109 | 14 | 0.63 | 20 | 0.4 | 6 | 1.206 | 1.65 | 0.2619 | 150 | hv | 0 | -2 | 2 | 2.5 | 0 | 0 | FALSE | 1 | 1 | TRUE

## line_geodata
| x0 | y0 | x1 | y1 | x2 | y2 | x3 | y3 | x4 | y4 | x5 | y5 | x6 | y6 | x7 | y7 | x8 | y8 | x9 | y9 | x10 | y10 | x11 | y11 | x12 | y12 | x13 | y13 | x14 | y14 | x15 | y15 | x16 | y16 | x17 | y17 | x18 | y18 | x19 | y19 | x20 | y20 | x21 | y21 | x22 | y22 | x23 | y23 | x24 | y24 | x25 | y25 | x26 | y26 | x27 | y27 | x28 | y28 | x29 | y29 | x30 | y30 | x31 | y31 | x32 | y32 | x33 | y33 | x34 | y34 | x35 | y35 | x36 | y36 | x37 | y37 | x38 | y38 | x39 | y39 | x40 | y40 | x41 | y41 | x42 | y42 | x43 | y43 | x44 | y44 | x45 | y45 | x46 | y46 | x47 | y47 | x48 | y48 | x49 | y49 | x50 | y50 | x51 | y51 | x52 | y52 | x53 | y53 | x54 | y54 | x55 | y55 | x56 | y56 | x57 | y57 | x58 | y58 | x59 | y59 | x60 | y60 | x61 | y61 | x62 | y62 | x63 | y63 | x64 | y64 | x65 | y65 | x66 | y66 | x67 | y67 | x68 | y68 | x69 | y69 | x70 | y70 | x71 | y71 | x72 | y72 | x73 | y73 | x74 | y74 | x75 | y75 | x76 | y76 | x77 | y77 | x78 | y78 | x79 | y79 | x80 | y80 | x81 | y81 | x82 | y82 | x83 | y83 | x84 | y84 | x85 | y85 | x86 | y86 | x87 | y87 | x88 | y88 | x89 | y89 | x90 | y90 | x91 | y91 | x92 | y92 | x93 | y93 | x94 | y94 | x95 | y95 | x96 | y96 | x97 | y97 | x98 | y98 | x99 | y99 | x100 | y100 | x101 | y101 | x102 | y102 | x103 | y103 | x104 | y104 | x105 | y105 | x106 | y106 | x107 | y107 | x108 | y108 | x109 | y109 | x110 | y110 | x111 | y111 | x112 | y112 | x113 | y113 | x114 | y114 | x115 | y115 | x116 | y116 | x117 | y117 | x118 | y118 | x119 | y119 | x120 | y120 | x121 | y121 | x122 | y122 | x123 | y123 | x124 | y124 | x125 | y125 | x126 | y126 | x127 | y127 | x128 | y128 | x129 | y129 | x130 | y130 | x131 | y131 | x132 | y132 | x133 | y133 | x134 | y134 | x135 | y135 | x136 | y136 | x137 | y137 | x138 | y138 | x139 | y139 | x140 | y140 | x141 | y141 | x142 | y142 | x143 | y143 | x144 | y144 | x145 | y145 | x146 | y146 | x147 | y147 | x148 | y148 | x149 | y149 | x150 | y150 | x151 | y151 | x152 | y152 | x153 | y153 | x154 | y154 | x155 | y155 | x156 | y156
0 | 2647232.8916 | 1124700.7267 | 2647227.2978 | 1124700.3385 | 2647216.4804 | 1124702.5108 | 2647207.7384 | 1124705.4664 | 2647200.8768 | 1124711.4604 | 2647195.1466 | 1124716.7074 | 2647190.5724 | 1124721.0073 | 2647183.3652 | 1124721.896 | 2647180.5428 | 1124719.0392 | 2647177.7468 | 1124712.792 | 2647172.1083 | 1124707.2674 | 2647162.8448 | 1124704.9274 | 2647161.5116 | 1124703.9953
1 | 2646836.0233 | 1125566.8254 | 2646822.4219 | 1125558.4381 | 2646806.1541 | 1125548.9741 | 2646789.091 | 1125538.6924 | 2646769.6035 | 1125528.9257 | 2646754.3822 | 1125522.6605 | 2646739.1856 | 1125513.2049 | 2646726.6713 | 1125503.759 | 2646712.0333 | 1125490.8283 | 2646697.6649 | 1125477.8997 | 2646680.3851 | 1125460.6798 | 2646668.7114 | 1125446.16 | 2646662.8226 | 1125437.1322 | 2646670.2816 | 1125438.4571 | 2646680.8684 | 1125440.9955 | 2646695.0727 | 1125442.239 | 2646706.2576 | 1125441.1914 | 2646714.6144 | 1125438.0432 | 2646723.9324 | 1125433.2014 | 2646731.5382 | 1125429.4915 | 2646739.7188 | 1125425.208 | 2646746.0077 | 1125420.3429 | 2646747.1907 | 1125414.8826 | 2646744.7724 | 1125408.6274 | 2646741.8263 | 1125397.8435 | 2646742.2565 | 1125391.0544 | 2646745.9955 | 1125387.9928 | 2646752.7246 | 1125391.0019 | 2646756.8146 | 1125393.4014 | 2646755.7167 | 1125389.8355 | 2646753.8469 | 1125386.4193 | 2646749.9179 | 1125380.1524 | 2646745.4067 | 1125375.404 | 2646743.9412 | 1125369.5341 | 2646743.9951 | 1125362.5531 | 2646740.8331 | 1125354.7802 | 2646735.953 | 1125348.8951 | 2646728.6166 | 1125341.6569 | 2646729.6694 | 1125336.0955 | 2646733.7016 | 1125333.9922 | 2646735.6029 | 1125331.3389 | 2646734.8286 | 1125326.7972 | 2646733.8006 | 1125321.1753 | 2646732.7766 | 1125315.0308 | 2646732.0389 | 1125306.7431 | 2646731.8207 | 1125300.0602 | 2646728.9134 | 1125295.2352 | 2646721.4445 | 1125291.1755 | 2646713.1829 | 1125284.9641 | 2646707.9042 | 1125274.7737 | 2646703.5276 | 1125264.5569 | 2646705.8933 | 1125257.6716 | 2646704.0841 | 1125249.3755 | 2646702.8147 | 1125241.0726 | 2646701.2715 | 1125232.2672 | 2646698.6757 | 1125221.0303 | 2646692.0558 | 1125210.8295 | 2646685.9713 | 1125201.1665 | 2646679.3698 | 1125188.5647 | 2646676.4753 | 1125181.0718 | 2646673.8603 | 1125173.3032 | 2646671.248 | 1125164.2006 | 2646670.4875 | 1125158.8586 | 2646671.8493 | 1125156.19 | 2646675.0862 | 1125153.2801 | 2646684.2116 | 1125151.4828 | 2646693.3045 | 1125152.887 | 2646702.9323 | 1125155.8961 | 2646713.352 | 1125159.1893 | 2646724.5892 | 1125161.4105 | 2646735.0275 | 1125162.2915 | 2646744.6888 | 1125159.9649 | 2646755.1533 | 1125158.4449 | 2646760.4918 | 1125160.8874 | 2646767.4993 | 1125162.8203 | 2646769.3185 | 1125158.8322 | 2646776.728 | 1125158.6227 | 2646793.8385 | 1125168.9047 | 2646801.3274 | 1125167.4062 | 2646808.5427 | 1125165.3832 | 2646822.0211 | 1125161.8967 | 2646834.3542 | 1125158.9683 | 2646846.8816 | 1125155.8525 | 2646855.2508 | 1125152.1487 | 2646866.2626 | 1125148.6432 | 2646876.3472 | 1125143.4297 | 2646885.3012 | 1125136.8956 | 2646894.4227 | 1125132.6196 | 2646902.5995 | 1125128.9032 | 2646910.9761 | 1125124.2546 | 2646921.8114 | 1125118.669 | 2646933.0291 | 1125113.4754 | 2646942.1584 | 1125109.1996 | 2646947.8715 | 1125105.0862 | 2646950.166 | 1125102.4582 | 2646951.5181 | 1125099.078 | 2646950.9847 | 1125095.2941 | 2646948.9222 | 1125091.8764 | 2646946.5087 | 1125085.9991 | 2646942.9514 | 1125080.502 | 2646942.2371 | 1125075.2048 | 2646943.9552 | 1125073.3283 | 2646946.7962 | 1125072.7833 | 2646950.5843 | 1125073.3797 | 2646956.2564 | 1125074.5576 | 2646962.1315 | 1125074.4142 | 2646968.7781 | 1125072.1979 | 2646974.6736 | 1125069.42 | 2646977.5613 | 1125062.8613 | 2646976.2713 | 1125059.2271 | 2646973.8266 | 1125056.3845 | 2646971.9627 | 1125052.2123 | 2646973.5223 | 1125046.9328 | 2646976.0134 | 1125042.7944 | 2646979.2929 | 1125036.4166 | 2646981.0269 | 1125031.5053 | 2646984.6882 | 1125023.6074 | 2646987.9601 | 1125017.2072 | 2646991.6155 | 1125010.0652 | 2646996.4192 | 1125001.9761 | 2647002.5541 | 1124992.2075 | 2647009.0715 | 1124982.8199 | 2647013.8558 | 1124976.2426 | 2647021.8782 | 1124967.6226 | 2647028.3708 | 1124961.4365 | 2647038.4715 | 1124953.2107 | 2647050.4631 | 1124946.6894 | 2647063.9519 | 1124940.9468 | 2647078.5702 | 1124937.6587 | 2647093.3809 | 1124933.4273 | 2647106.8585 | 1124930.1304 | 2647118.816 | 1124927.0107 | 2647130.7097 | 1124924.1684 | 2647136.3856 | 1124922.8897 | 2647140.7883 | 1124917.8214 | 2647140.2752 | 1124910.458 | 2647139.7696 | 1124902.1387 | 2647146.4473 | 1124895.9652 | 2647150.0677 | 1124893.3476 | 2647155.0346 | 1124888.0947 | 2647160.2044 | 1124881.5316 | 2647164.7936 | 1124876.2757 | 2647169.7546 | 1124871.7787 | 2647172.6354 | 1124866.1427 | 2647172.6855 | 1124859.7175 | 2647170.8613 | 1124850.4541 | 2647169.7988 | 1124841.3744 | 2647169.1229 | 1124831.175 | 2647168.6319 | 1124820.977 | 2647167.3174 | 1124818.521 | 2647171.0589 | 1124813.2252 | 2647186.0919 | 1124794.377 | 2647205.2663 | 1124774.3272 | 2647219.9166 | 1124752.1855 | 2647232.9514 | 1124724.6729 | 2647236.3486 | 1124713.149 | 2647232.8916 | 1124700.7267
2 | 2646671.3199 | 1125651.6419 | 2646690.3037 | 1125648.7423 | 2646714.1692 | 1125647.5035 | 2646730.7708 | 1125646.6534 | 2646740.4087 | 1125647.2614 | 2646755.9428 | 1125647.915 | 2646770.9033 | 1125648.9756 | 2646781.3803 | 1125649.7124 | 2646789.9365 | 1125651.6462 | 2646800.6655 | 1125653.6969 | 2646806.5295 | 1125653.909 | 2646809.8575 | 1125650.155 | 2646805.2134 | 1125644.694 | 2646798.6948 | 1125642.398 | 2646782.2296 | 1125637.5683 | 2646757.5391 | 1125626.8609 | 2646734.7786 | 1125615.7572 | 2646688.6122 | 1125590.2435 | 2646674.5908 | 1125580.3302 | 2646666.6067 | 1125573.1539 | 2646664.072 | 1125570.9999 | 2646662.2682 | 1125566.0168 | 2646663.8551 | 1125563.1386 | 2646666.4217 | 1125561.1685 | 2646668.7662 | 1125561.9981 | 2646670.2114 | 1125562.5095 | 2646668.6001 | 1125555.549 | 2646674.552 | 1125551.3817 | 2646694.2268 | 1125556.8695 | 2646717.8706 | 1125560.4204 | 2646735.3402 | 1125559.9994 | 2646762.657 | 1125561.0442 | 2646803.7509 | 1125566.698 | 2646840.3445 | 1125571.1944 | 2646846.304 | 1125569.0394 | 2646836.0233 | 1125566.8254
3 | 2646671.3199 | 1125651.6419 | 2646614.1237 | 1125637.116
4 | 2646671.3199 | 1125651.6419 | 2646635.2791 | 1125660.3319
5 | 2647273.8753 | 1125756.3817 | 2647273.6879 | 1125774.4563 | 2647272.8898 | 1125810.5131 | 2647276.0972 | 1125833.0721 | 2647276.8571 | 1125838.4141 | 2647280.0318 | 1125843.4526 | 2647285.6575 | 1125848.9571
6 | 2647273.8753 | 1125756.3817 | 2647180.5963 | 1125699.9916 | 2647068.5473 | 1125659.3986 | 2647036.5247 | 1125685.6966 | 2646993.1537 | 1125692.5078 | 2646962.3371 | 1125686.6435 | 2646953.9555 | 1125685.0554 | 2646922.2799 | 1125696.5158 | 2646887.5478 | 1125695.6018 | 2646872.8723 | 1125725.4258 | 2646861.4706 | 1125741.6015 | 2646836.6228 | 1125745.3111 | 2646813.1215 | 1125750.3431 | 2646768.3343 | 1125764.9601 | 2646755.5513 | 1125784.3825 | 2646738.3852 | 1125787.5072 | 2646725.5995 | 1125806.2848 | 2646707.2232 | 1125815.069
7 | 2647286.3883 | 1125849.6721 | 2647285.6575 | 1125848.9571
8 | 2646707.2232 | 1125815.069 | 2646681.6908 | 1125827.2738
9 | 2646628.3596 | 1125661.9824 | 2646634.8633 | 1125660.4322 | 2646635.2791 | 1125660.3319
10 | 2647286.3883 | 1125849.6721 | 2647289.2896 | 1125840.3789 | 2647288.8499 | 1125824.6451 | 2647297.3882 | 1125812.3798
11 | 2647717.6416 | 1125361.5361 | 2647727.6148 | 1125361.7037 | 2647730.8067 | 1125369.4329 | 2647727.3893 | 1125383.4576 | 2647724.0615 | 1125394.9151 | 2647722.418 | 1125407.8311 | 2647725.5891 | 1125426.0099 | 2647737.1045 | 1125431.9593 | 2647744.3725 | 1125434.996 | 2647747.7571 | 1125444.6721 | 2647747.8895 | 1125454.267 | 2647749.8983 | 1125461.4977 | 2647756.7497 | 1125470.4342 | 2647766.3273 | 1125480.6484 | 2647779.2945 | 1125491.1228 | 2647792.2132 | 1125497.9616 | 2647807.4265 | 1125500.2273 | 2647826.3518 | 1125499.0095 | 2647850.9349 | 1125498.7703 | 2647895.9781 | 1125508.8761 | 2647911.381 | 1125519.3145 | 2647927.5658 | 1125537.1073 | 2647928.0482 | 1125544.326 | 2647923.3772 | 1125554.0496 | 2647923.2081 | 1125561.7745 | 2647925.216 | 1125570.0614 | 2647936.7831 | 1125578.1682 | 2647952.3078 | 1125583.9053 | 2647957.3152 | 1125589.1254 | 2647951.1003 | 1125596.2243 | 2647919.5789 | 1125608.3366 | 2647905.4878 | 1125612.3494 | 2647895.4888 | 1125621.3416 | 2647887.1796 | 1125626.2228 | 2647870.6667 | 1125623.6131 | 2647849.9746 | 1125625.0948 | 2647805.2536 | 1125633.8127 | 2647783.522 | 1125662.4894 | 2647760.0892 | 1125697.7561 | 2647746.2516 | 1125706.8072 | 2647733.2505 | 1125729.9945 | 2647715.6405 | 1125734.5914 | 2647690.9538 | 1125746.1473 | 2647675.551 | 1125759.2105 | 2647662.9288 | 1125760.7675 | 2647651.3817 | 1125756.9635 | 2647640.1047 | 1125751.1607 | 2647633.9097 | 1125737.1936 | 2647624.9095 | 1125730.9974 | 2647614.0965 | 1125730.8567 | 2647602.9991 | 1125739.4405 | 2647589.4085 | 1125758.2879 | 2647582.8899 | 1125765.8628 | 2647575.4411 | 1125779 | 2647564.172 | 1125793.7635 | 2647540.5699 | 1125809.5863 | 2647525.2523 | 1125818.7264 | 2647477.7457 | 1125824.1676 | 2647445.769 | 1125827.7855 | 2647382.7394 | 1125845.023 | 2647336.3526 | 1125859.0897 | 2647320.2638 | 1125859.4752 | 2647286.3883 | 1125849.6721
12 | 2647286.3883 | 1125849.6721 | 2647294.7067 | 1125856.139
13 | 2646253.5225 | 1125663.6754 | 2646273.7256 | 1125659.5388 | 2646280.0061 | 1125671.8265 | 2646288.5657 | 1125659.2187 | 2646288.6075 | 1125659.1252
14 | 2646253.5225 | 1125663.6754 | 2646250.6313 | 1125672.8581 | 2646250.6461 | 1125679.9952 | 2646254.4359 | 1125684.3487 | 2646260.0958 | 1125687.0711 | 2646267.0847 | 1125692.3828 | 2646273.7607 | 1125698.3035 | 2646289.529 | 1125717.7007 | 2646304.2903 | 1125734.7112 | 2646318.2593 | 1125746.4575
15 | 2646197.9238 | 1125494.2969 | 2646203.3721 | 1125504.566 | 2646204.4088 | 1125509.1096 | 2646207.8743 | 1125511.5373 | 2646210.8329 | 1125509.6923 | 2646214.0551 | 1125508.6496 | 2646216.9668 | 1125512.9407 | 2646218.2426 | 1125521.4993 | 2646219.7597 | 1125533.795 | 2646220.7108 | 1125549.5549 | 2646222.7434 | 1125563.989 | 2646223.9662 | 1125579.4841 | 2646225.4449 | 1125595.7927 | 2646226.4328 | 1125602.6815 | 2646227.4795 | 1125609.96 | 2646228.1832 | 1125622.7831 | 2646226.3723 | 1125636.8432 | 2646231.4999 | 1125645.6869 | 2646243.5923 | 1125653.9168 | 2646253.5225 | 1125663.6754
16 | 2646507.9925 | 1126006.335 | 2646494.8423 | 1126011.5255 | 2646441.0831 | 1126058.7151 | 2646411.0571 | 1126066.5111 | 2646380.9439 | 1126066.5915 | 2646357.9492 | 1126056.0099 | 2646349.6292 | 1126051.4661 | 2646325.7531 | 1126041.2225 | 2646301.631 | 1126033.912 | 2646263.5414 | 1126017.7458 | 2646220.888 | 1125991.5843 | 2646206.4124 | 1125935.1892 | 2646198.2828 | 1125924.809
17 | 2646157.5411 | 1125894.4954 | 2646185.3297 | 1125908.27 | 2646198.2828 | 1125924.809
18 | 2646507.9925 | 1126006.335 | 2646543.1481 | 1125998.0564 | 2646555.0027 | 1125986.964 | 2646628.9087 | 1125950.0581 | 2646667.942 | 1125943.7334 | 2646704.9403 | 1125932.4573 | 2646730.4925 | 1125920.2593 | 2646746.9613 | 1125898.5974 | 2646778.803 | 1125881.4234 | 2646812.756 | 1125864.3436 | 2646836.3481 | 1125836.5784 | 2646858.354 | 1125828.5445 | 2646878.7357 | 1125834.1719 | 2646892.8775 | 1125818.4844 | 2646907.5929 | 1125807.3593 | 2646918.8521 | 1125809.5699 | 2646927.2921 | 1125821.4859 | 2646923.8241 | 1125836.3445 | 2646912.426 | 1125852.0532 | 2646907.162 | 1125862.9514 | 2646913.7683 | 1125875.7647 | 2646922.5301 | 1125884.9374 | 2646942.279 | 1125893.606 | 2646960.4731 | 1125904.9863 | 2646972.4983 | 1125926.6464 | 2646978.126 | 1125947.3452 | 2646977.665 | 1125968.0078 | 2646983.2525 | 1125993.8757 | 2646983.7812 | 1126004.2073 | 2646981.46 | 1126028.1906 | 2646986.1546 | 1126051.9171 | 2646990.849 | 1126075.6547 | 2646987.9615 | 1126094.1641 | 2646975.0372 | 1126149.648 | 2646974.2814 | 1126167.5736 | 2646977.2343 | 1126180.3476 | 2646978.6588 | 1126193.4321 | 2646972.2216 | 1126207.4546
19 | 2646507.9925 | 1126006.335 | 2646469.6208 | 1126000.8486 | 2646488.2376 | 1125985.3724 | 2646472.5059 | 1125977.4476 | 2646424.7887 | 1125963.4187 | 2646385.7762 | 1125931.8812 | 2646365.2704 | 1125899.1739 | 2646393.3393 | 1125886.3823 | 2646387.1768 | 1125866.8028 | 2646411.4015 | 1125826.6455 | 2646427.7383 | 1125815.5416
20 | 2646157.5411 | 1125894.4954 | 2646160.0827 | 1125896.7715 | 2646163.2026 | 1125906.0779 | 2646164.1788 | 1125921.5822 | 2646164.3385 | 1125933.9899 | 2646164.833 | 1125941.9199 | 2646160.5314 | 1125950.1025 | 2646154.3236 | 1125955.5913 | 2646157.4367 | 1125981.9509 | 2646162.3953 | 1126002.8217 | 2646173.2156 | 1126021.1247 | 2646195.6563 | 1126045.7864 | 2646214.1018 | 1126066.738 | 2646241.2442 | 1126085.277 | 2646291.0481 | 1126100.4988 | 2646322.1229 | 1126105.6613 | 2646346.6713 | 1126108.5952
21 | 2646081.0104 | 1125583.0296 | 2646082.3183 | 1125592.4666 | 2646089.9461 | 1125611.0788 | 2646104.3813 | 1125630.532 | 2646095.5267 | 1125666.7277 | 2646086.4104 | 1125722.1314 | 2646084.4046 | 1125741.5928 | 2646085.4971 | 1125761.0778 | 2646093.1268 | 1125788.539 | 2646107.3912 | 1125816.184 | 2646135.7311 | 1125863.8578 | 2646143.0066 | 1125886.1581 | 2646152.7337 | 1125890.1788 | 2646157.5411 | 1125894.4954
22 | 2646972.2216 | 1126207.4546 | 2646969.353 | 1126213.7037 | 2646967.1357 | 1126224.3253 | 2646973.758 | 1126235.0044 | 2646979.292 | 1126239.6105
23 | 2646443.6025 | 1125804.7588 | 2646443.6025 | 1125804.7588 | 2646427.7383 | 1125815.5416
24 | 2646346.6713 | 1126108.5952 | 2646401.243 | 1126115.1054 | 2646488.6794 | 1126123.5027 | 2646516.9012 | 1126122.7857 | 2646546.9134 | 1126117.7694 | 2646570.0208 | 1126110.6323 | 2646597.1836 | 1126100.3248 | 2646625.6082 | 1126086.3253 | 2646671.0276 | 1126061.3179 | 2646691.5039 | 1126051.6152 | 2646711.0663 | 1126048.4756 | 2646725.1115 | 1126049.1732 | 2646741.5427 | 1126053.28 | 2646753.3846 | 1126058.8298 | 2646766.44 | 1126068.9247 | 2646776.4664 | 1126081.9867 | 2646784.8055 | 1126099.9716 | 2646787.7241 | 1126118.2258 | 2646787.1953 | 1126131.7954 | 2646783.6258 | 1126150.8776 | 2646768.4949 | 1126203.9326 | 2646750.4612 | 1126257.6544 | 2646736.6607 | 1126284.2171 | 2646714.6344 | 1126316.0969 | 2646679.513 | 1126359.1038 | 2646666.6164 | 1126382.4609 | 2646661.4884 | 1126402.8208 | 2646660.8839 | 1126424.2494 | 2646661.1742 | 1126426.0874
25 | 2646081.0104 | 1125583.0296 | 2646084.0361 | 1125574.3815 | 2646094.7666 | 1125566.1478 | 2646111.762 | 1125562.1974 | 2646116.9829 | 1125562.7682
26 | 2646081.0104 | 1125583.0296 | 2646078.0931 | 1125579.4611 | 2646077.9446 | 1125571.6337 | 2646085.3567 | 1125561.8962 | 2646106.1192 | 1125551.1376 | 2646123.0785 | 1125535.7477 | 2646146.4762 | 1125518.0613 | 2646153.5872 | 1125507.3989 | 2646154.8292 | 1125493.1232 | 2646148.5681 | 1125446.9072 | 2646148.2475 | 1125421.2137 | 2646148.9703 | 1125394.1608 | 2646152.9595 | 1125372.4022 | 2646151.4703 | 1125351.3689 | 2646155.1296 | 1125332.4426 | 2646174.4499 | 1125292.6027 | 2646182.6994 | 1125268.1418 | 2646183.7446 | 1125185.7184 | 2646180.645 | 1125131.2778 | 2646171.4686 | 1125114.5214 | 2646156.0668 | 1125100.3855 | 2646138.8009 | 1125087.0693 | 2646133.3097 | 1125075.2769 | 2646131.2306 | 1125049.7035 | 2646126.85 | 1125000.4113 | 2646118.3181 | 1124926.3526 | 2646114.6172 | 1124910.2494 | 2646114.0925 | 1124897.1609 | 2646117.8246 | 1124882.8597 | 2646130.1277 | 1124868.735
27 | 2646681.6908 | 1125827.2738 | 2646659.5479 | 1125837.8584 | 2646625.1897 | 1125818.5282 | 2646585.6313 | 1125818.8684 | 2646547.8173 | 1125806.8602 | 2646498.6075 | 1125810.395 | 2646458.9648 | 1125801.6306 | 2646443.6025 | 1125804.7588
28 | 2646997.947 | 1126588.7305 | 2646974.1286 | 1126584.3656 | 2646884.7041 | 1126571.9104 | 2646820.3921 | 1126561.8853 | 2646781.6146 | 1126550.5686 | 2646756.2776 | 1126539.2448 | 2646729.1238 | 1126522.6488 | 2646702.8223 | 1126502.4576 | 2646684.8801 | 1126483.5761 | 2646671.3871 | 1126463.3839 | 2646663.8011 | 1126442.7147 | 2646661.1742 | 1126426.0874
29 | 2646140.2218 | 1125569.0288 | 2646130.4537 | 1125564.2408 | 2646116.9829 | 1125562.7682
30 | 2646140.2218 | 1125569.0288 | 2646143.4708 | 1125565.7616
31 | 2646164.2464 | 1125544.8689 | 2646164.2391 | 1125544.8772 | 2646143.4708 | 1125565.7616
32 | 2646130.1277 | 1124868.735 | 2646133.3692 | 1124851.0394 | 2646140.1214 | 1124832.9482 | 2646146.9419 | 1124778.5943 | 2646148.31 | 1124752.8359 | 2646140.4074 | 1124735.7558 | 2646133.0275 | 1124705.7285 | 2646127.6208 | 1124682.8088 | 2646126.0749 | 1124668.1673 | 2646118.8239 | 1124669.7573 | 2646116.5138 | 1124674.4755 | 2646117.4714 | 1124684.3768 | 2646124.1881 | 1124699.2689 | 2646122.8481 | 1124712.2432 | 2646117.3513 | 1124727.4536 | 2646122.4272 | 1124767.4796 | 2646114.6579 | 1124782.4726 | 2646111.6637 | 1124796.0457 | 2646101.8804 | 1124804.2199 | 2646090.4523 | 1124811.759 | 2646084.3516 | 1124825.3085 | 2646075.0971 | 1124846.0599 | 2646047.9465 | 1124881.505 | 2646013.6316 | 1124907.213 | 2646001.1317 | 1124919.9024 | 2645990.8479 | 1124940.2236 | 2645988.2562 | 1124954.6336 | 2645990.7225 | 1124984.1231 | 2645993.3329 | 1124993.6256 | 2645994.7038 | 1125003.9413 | 2645993.7327 | 1125008.981 | 2645989.9877 | 1125011.8429 | 2645984.1182 | 1125009.2192 | 2645979.0446 | 1124996.1962 | 2645974.276 | 1124971.425 | 2645964.3071 | 1124949.2935 | 2645964.3318 | 1124948.6117
33 | 2646997.947 | 1126588.7305 | 2646985.8551 | 1126596.6852 | 2646961.2345 | 1126599.3734 | 2646927.98 | 1126595.4134 | 2646917.4472 | 1126595.1205 | 2646907.064 | 1126600.3984 | 2646893.789 | 1126606.8878 | 2646881.2687 | 1126621.4205 | 2646869.8797 | 1126624.2227 | 2646852.3112 | 1126623.8754 | 2646836.5948 | 1126625.1989 | 2646809.8692 | 1126633.0296 | 2646785.8571 | 1126637.7909 | 2646770.9847 | 1126635.6081 | 2646739.1965 | 1126630.4155 | 2646714.0044 | 1126626.3078 | 2646684.0747 | 1126620.9297 | 2646673.9551 | 1126620.029 | 2646663.1955 | 1126621.18 | 2646650.7216 | 1126630.7666 | 2646643.4696 | 1126632.7673 | 2646629.0162 | 1126631.2218 | 2646612.3009 | 1126627.1688 | 2646583.4482 | 1126616.0299 | 2646558.9372 | 1126604.5131 | 2646545.9907 | 1126594.4084
34 | 2646997.947 | 1126588.7305 | 2647015.8003 | 1126595.0835 | 2647032.9433 | 1126609.5242 | 2647046.6143 | 1126626.4503 | 2647072.476 | 1126662.3476 | 2647089.9108 | 1126675.8902 | 2647110.4546 | 1126684.0654 | 2647132.6566 | 1126686.1282 | 2647159.5861 | 1126681.8246 | 2647196.5141 | 1126674.1639 | 2647218.6543 | 1126671.3129 | 2647239.4187 | 1126672.9202 | 2647259.9533 | 1126677.3049 | 2647280.6376 | 1126688.1832 | 2647295.411 | 1126701.9946 | 2647308.3546 | 1126723.1289 | 2647310.2782 | 1126732.3932
35 | 2646197.9238 | 1125494.2969 | 2646193.0442 | 1125505.4543 | 2646183.8477 | 1125522.7264 | 2646164.2464 | 1125544.8689
36 | 2645964.3318 | 1124948.6117 | 2645965.0974 | 1124927.4549 | 2645969.7626 | 1124912.0379 | 2645974.8988 | 1124897.2083
37 | 2646545.9907 | 1126594.4084 | 2646543.8858 | 1126585.5209 | 2646540.9926 | 1126575.9048 | 2646536.5325 | 1126567.6218 | 2646531.4016 | 1126561.3261
38 | 2646545.9907 | 1126594.4084 | 2646544.9642 | 1126592.7712
39 | 2647688.4111 | 1127126.7865 | 2647664.2714 | 1127095.0689 | 2647643.8241 | 1127067.0934 | 2647619.9597 | 1127039.5025 | 2647578.2118 | 1126994.9067 | 2647539.8872 | 1126955.8965 | 2647520.3764 | 1126937.078 | 2647498.7259 | 1126920.8441 | 2647480.7498 | 1126911.6761 | 2647447.6471 | 1126902.3784 | 2647400.0406 | 1126889.1987 | 2647373.2248 | 1126879.0724 | 2647353.1612 | 1126865.8086 | 2647336.0567 | 1126847.6098 | 2647323.3654 | 1126825.7993 | 2647316.5956 | 1126794.7192 | 2647314.9843 | 1126766.2252 | 2647310.2782 | 1126732.3932
40 | 2646544.9642 | 1126592.7712 | 2646540.4787 | 1126585.617 | 2646534.788 | 1126573.0001 | 2646523.0573 | 1126566.1175 | 2646523.0573 | 1126566.1175
41 | 2647688.4111 | 1127126.7865 | 2647684.8374 | 1127131.4385 | 2647680.0499 | 1127134.0435
42 | 2647688.4111 | 1127126.7865 | 2647701.7498 | 1127139.5538 | 2647708.0004 | 1127144.008
43 | 2646523.0573 | 1126566.1175 | 2646521.2983 | 1126564.577
44 | 2647560.075 | 1127094.9954 | 2647581.8512 | 1127110.2616 | 2647596.0996 | 1127116.1434 | 2647604.2831 | 1127119.1315 | 2647615.8356 | 1127117.9995 | 2647628.7652 | 1127119.124 | 2647638.9216 | 1127125.9853 | 2647657.2189 | 1127137.3241 | 2647672.5321 | 1127138.134 | 2647680.0499 | 1127134.0435
45 | 2647708.0004 | 1127144.008 | 2647708.702 | 1127144.508
46 | 2647560.075 | 1127094.9954 | 2647536.8186 | 1127078.6915 | 2647521.8816 | 1127073.138 | 2647505.4586 | 1127075.4567
47 | 2647708.702 | 1127144.508 | 2647717.7548 | 1127150.959
48 | 2647742.194 | 1126050.1197 | 2647744.0764 | 1126043.0642 | 2647745.9559 | 1126031.4841 | 2647748.8889 | 1126026.8166
49 | 2647712.0145 | 1125896.3132 | 2647714.9019 | 1125905.4852 | 2647715.8621 | 1125921.5344 | 2647718.0518 | 1125939.0385 | 2647724.7777 | 1125948.1851 | 2647735.3222 | 1125950.0581 | 2647750.0204 | 1125947.1392 | 2647756.9734 | 1125950.9404 | 2647760.2737 | 1125963.4507 | 2647763.6921 | 1125983.4547 | 2647760.865 | 1126001.8086 | 2647754.6589 | 1126017.6345 | 2647748.8889 | 1126026.8166
50 | 2647712.0145 | 1125896.3132 | 2647705.7424 | 1125887.2813 | 2647694.8774 | 1125882.0375 | 2647691.3237 | 1125880.1529 | 2647686.9091 | 1125879.9069 | 2647668.1316 | 1125898.7244 | 2647654.5488 | 1125903.8756 | 2647642.2584 | 1125915.2181 | 2647630.4317 | 1125919.5607 | 2647621.7767 | 1125917.5249 | 2647606.0619 | 1125917.4012 | 2647575.3943 | 1125927.1096 | 2647515.8255 | 1125919.8714 | 2647501.5103 | 1125922.747
51 | 2647471.5125 | 1125921.1542 | 2647494.6812 | 1125924.1188 | 2647501.5103 | 1125922.747
52 | 2647471.5125 | 1125921.1542 | 2647458.2872 | 1125919.4619
53 | 2647458.2872 | 1125919.4619 | 2647457.9376 | 1125919.4171 | 2647440.6527 | 1125919.7856
54 | 2647440.6527 | 1125919.7856 | 2647427.3419 | 1125920.0694
55 | 2648098.7844 | 1127234.8116 | 2648105.5416 | 1127236.8553 | 2648120.8989 | 1127235.9546 | 2648127.1297 | 1127234.4256 | 2648134.8169 | 1127230.9627 | 2648147.3471 | 1127217.3664 | 2648149.0425 | 1127213.4189
56 | 2648098.7844 | 1127234.8116 | 2648097.1239 | 1127234.3085
57 | 2648154.0094 | 1127188.7268 | 2648152.7096 | 1127204.8804 | 2648149.0425 | 1127213.4189
58 | 2648097.1239 | 1127234.3085 | 2648089.2136 | 1127231.9119 | 2648084.7637 | 1127229.296
59 | 2645106.6517 | 1126508.0578 | 2645114.6178 | 1126540.4561 | 2645126.8574 | 1126553.8366
60 | 2645106.6517 | 1126508.0578 | 2645125.4146 | 1126482.196
61 | 2645389.6503 | 1125894.8127 | 2645361.824 | 1125930.0445 | 2645346.0864 | 1125986.4668 | 2645334.5896 | 1125987.1366 | 2645325.2122 | 1126011.5012 | 2645319.6022 | 1126044.2983 | 2645330.4161 | 1126032.9178 | 2645334.1435 | 1126046.6973 | 2645267.8017 | 1126211.13 | 2645275.8253 | 1126264.6397 | 2645231.3796 | 1126369.6727 | 2645240.4173 | 1126389.5949 | 2645218.0361 | 1126412.3283 | 2645186.2047 | 1126469.3645 | 2645184.3576 | 1126511.3389 | 2645137.2072 | 1126465.9417 | 2645125.4146 | 1126482.196
62 | 2645389.6503 | 1125894.8127 | 2645411.0972 | 1125846.96 | 2645412.0657 | 1125827.8018 | 2645409.7433 | 1125806.5512 | 2645416.9145 | 1125787.6508 | 2645428.7831 | 1125748.7976 | 2645442.7616 | 1125731.7938 | 2645457.7791 | 1125713.9751 | 2645467.4054 | 1125670.9808 | 2645477.2136 | 1125631.4896 | 2645485.4189 | 1125612.4859 | 2645485.5167 | 1125607.6842 | 2645495.0922 | 1125600.1967 | 2645507.983 | 1125565.9537 | 2645515.7934 | 1125532.862 | 2645552.4678 | 1125474.53 | 2645579.5007 | 1125421.2282
63 | 2645579.5007 | 1125421.2282 | 2645586.3267 | 1125390.9862 | 2645580.8718 | 1125346.6334 | 2645583.4576 | 1125305.2315 | 2645577.8164 | 1125285.6123 | 2645553.6272 | 1125258.016 | 2645554.5776 | 1125241.3368 | 2645561.9315 | 1125198.3144 | 2645589.1136 | 1125158.1205 | 2645588.1847 | 1125144.3064 | 2645601.8179 | 1125122.2087 | 2645632.8671 | 1125114.1385 | 2645632.8671 | 1125114.1385
64 | 2645637.2932 | 1125107.7376 | 2645632.8671 | 1125114.1385
65 | 2645910.9473 | 1124222.5359 | 2645907.8572 | 1124268.0805 | 2645896.5683 | 1124339.5207 | 2645877.8704 | 1124404.9238 | 2645878.7492 | 1124452.7441 | 2645868.8957 | 1124498.6375 | 2645861.3396 | 1124513.01 | 2645856.1951 | 1124509.258 | 2645848.5369 | 1124510.6451 | 2645828.3505 | 1124527.3899 | 2645817.5988 | 1124554.5225 | 2645809.9188 | 1124612.7945 | 2645795.4502 | 1124640.0991 | 2645769.5024 | 1124680.7128 | 2645755.6961 | 1124702.0417 | 2645749.1486 | 1124719.7125 | 2645745.4184 | 1124748.1323 | 2645741.9526 | 1124769.128 | 2645727.7458 | 1124788.3973 | 2645715.5023 | 1124821.2774 | 2645706.2383 | 1124843.4634 | 2645701.5066 | 1124867.7513 | 2645692.1929 | 1124896.5403 | 2645689.0923 | 1124923.3085 | 2645677.365 | 1124943.008 | 2645665.6565 | 1124960.2285 | 2645670.3967 | 1124989.9463 | 2645676.4463 | 1125010.6025 | 2645671.2457 | 1125034.7535 | 2645663.2513 | 1125060.3731 | 2645649.1712 | 1125090.5603 | 2645637.2932 | 1125107.7376
66 | 2648154.0094 | 1127188.7268 | 2648150.7438 | 1127176.8947 | 2648142.7997 | 1127165.181 | 2648132.6745 | 1127155.4399 | 2648129.1623 | 1127153.0841
67 | 2645910.9473 | 1124222.5359 | 2645918.4 | 1124239.1343 | 2645921.1638 | 1124272.1835 | 2645929.8951 | 1124312.2926 | 2645935.6881 | 1124343.3748 | 2645927.3817 | 1124378.3521 | 2645916.0386 | 1124418.3089 | 2645918.7186 | 1124461.3737 | 2645929.4845 | 1124498.4967 | 2645919.083 | 1124546.4648 | 2645916.7293 | 1124591.4924 | 2645917.4884 | 1124623.5369 | 2645943.2864 | 1124664.776 | 2645953.1409 | 1124689.8749 | 2645988.1401 | 1124709.1616 | 2646011.2809 | 1124704.3349 | 2646027.2316 | 1124719.4639 | 2646025.0522 | 1124741.4698 | 2646016.5632 | 1124801.4696 | 2646007.1408 | 1124852.4465 | 2645984.9793 | 1124882.6827 | 2645976.5251 | 1124892.5125
68 | 2645974.8988 | 1124897.2083 | 2645976.5251 | 1124892.5125 | 2645976.5251 | 1124892.5125
69 | 2646321.061 | 1125746.4789 | 2646318.2593 | 1125746.4575
70 | 2646339.6637 | 1125739.6138 | 2646328.3867 | 1125746.535 | 2646321.061 | 1125746.4789
71 | 2647717.7548 | 1127150.959 | 2647718.7078 | 1127151.6381 | 2647725.1146 | 1127154.3454
72 | 2648110.6817 | 1127142.1898 | 2648102.1982 | 1127137.8774 | 2648078.137 | 1127125.6466 | 2648047.345 | 1127111.9061 | 2648031.1665 | 1127106.5193 | 2648012.8955 | 1127103.5951 | 2647995.6277 | 1127104.3808 | 2647980.6129 | 1127108.6973 | 2647958.3137 | 1127119.126 | 2647938.5563 | 1127133.5992 | 2647915.2515 | 1127153.2916 | 2647894.7858 | 1127166.7366 | 2647877.1521 | 1127174.8346 | 2647858.0063 | 1127178.285 | 2647835.0671 | 1127178.1036 | 2647811.6304 | 1127175.5504 | 2647775.9216 | 1127169.6098 | 2647742.8089 | 1127161.8223 | 2647725.1146 | 1127154.3454
73 | 2648110.6817 | 1127142.1898 | 2648119.9274 | 1127146.8897 | 2648129.1623 | 1127153.0841
74 | 2647470.3739 | 1127084.9511 | 2647475.5824 | 1127081.1233 | 2647485.4068 | 1127078.2877 | 2647505.4586 | 1127075.4567
75 | 2646517.7517 | 1125694.5607 | 2646517.6322 | 1125694.5748
76 | 2646517.7517 | 1125694.5607 | 2646537.0906 | 1125692.2853 | 2646543.3381 | 1125689.5277
77 | 2646517.6322 | 1125694.5748 | 2646506.6712 | 1125695.8645 | 2646502.6787 | 1125695.8082
78 | 2646628.3596 | 1125661.9824 | 2646597.9982 | 1125669.2196 | 2646565.1107 | 1125677.9822 | 2646550.1613 | 1125686.5161 | 2646543.3381 | 1125689.5277
79 | 2646455.1603 | 1125696.8029 | 2646458.4434 | 1125689.8356 | 2646491.0645 | 1125695.6445 | 2646502.6787 | 1125695.8082
80 | 2646455.1603 | 1125696.8029 | 2646457.221 | 1125701.4655 | 2646475.3526 | 1125709.1309 | 2646497.2926 | 1125719.7048 | 2646513.2411 | 1125725.5747 | 2646520.9177 | 1125728.6353 | 2646523.3183 | 1125732.1889 | 2646525.1477 | 1125735.8604 | 2646518.971 | 1125738.2142 | 2646510.5603 | 1125738.4163 | 2646476.2274 | 1125743.7555 | 2646471.6518 | 1125743.8944
81 | 2646455.1603 | 1125696.8029 | 2646449.4463 | 1125695.1137 | 2646437.4787 | 1125688.7409 | 2646430.1143 | 1125680.2338
82 | 2646471.6518 | 1125743.8944 | 2646449.3442 | 1125744.5718 | 2646444.2764 | 1125743.4125
83 | 2646409.5208 | 1125648.7149 | 2646409.1455 | 1125657.4853 | 2646412.8461 | 1125663.4056 | 2646426.3471 | 1125675.8822 | 2646430.1143 | 1125680.2338
84 | 2646423.9177 | 1125738.7551 | 2646444.2764 | 1125743.4125
85 | 2646415.4669 | 1125630.2308 | 2646412.8641 | 1125634.9355 | 2646409.6244 | 1125646.2943 | 2646409.5208 | 1125648.7149
86 | 2647407.8699 | 1125911.6818 | 2647422.8624 | 1125920.1649 | 2647427.3419 | 1125920.0694
87 | 2647376.3965 | 1125905.0155 | 2647402.1822 | 1125908.4636 | 2647407.8699 | 1125911.6818
88 | 2647376.3965 | 1125905.0155 | 2647360.702 | 1125900.3348 | 2647355.0737 | 1125896.6221 | 2647331.6373 | 1125881.1784
89 | 2647376.3965 | 1125905.0155 | 2647362.6966 | 1125906.4535 | 2647362.6966 | 1125906.4535
90 | 2647331.6373 | 1125881.1784 | 2647300.6456 | 1125860.7559 | 2647294.7067 | 1125856.139
91 | 2647312.9427 | 1125898.8279 | 2647362.6966 | 1125906.4535
92 | 2647312.9427 | 1125898.8279 | 2647311.3332 | 1125898.5812 | 2647309.3612 | 1125898.4155
93 | 2647303.0464 | 1125897.8847 | 2647309.3612 | 1125898.4155
94 | 2647717.6416 | 1125361.5361 | 2647706.5964 | 1125369.2642 | 2647684.0472 | 1125386.2176 | 2647667.7898 | 1125401.9644 | 2647659.5253 | 1125409.959 | 2647645.8093 | 1125414.2644 | 2647645.8093 | 1125414.2644
95 | 2647294.5582 | 1125896.3153 | 2647298.0618 | 1125897.4658 | 2647303.0464 | 1125897.8847
96 | 2647294.5582 | 1125896.3153 | 2647285.3379 | 1125893.2873
97 | 2647284.6424 | 1125893.0589 | 2647285.3379 | 1125893.2873
98 | 2647284.6424 | 1125893.0589 | 2647280.0645 | 1125891.5555 | 2647277.4714 | 1125889.5604
99 | 2647277.4714 | 1125889.5604 | 2647272.2466 | 1125885.5403
100 | 2647261.2304 | 1125861.5374 | 2647265.2303 | 1125872.4298 | 2647271.5985 | 1125885.0416 | 2647272.2466 | 1125885.5403
101 | 2646423.9177 | 1125738.7551 | 2646417.6669 | 1125737.3251 | 2646388.1364 | 1125732.563 | 2646363.4613 | 1125728.8721
102 | 2646349.3965 | 1125733.6403 | 2646352.2697 | 1125731.8769 | 2646363.4613 | 1125728.8721 | 2646363.4613 | 1125728.8721
103 | 2646339.6637 | 1125739.6138 | 2646349.3965 | 1125733.6403
104 | 2647645.4786 | 1125413.6491 | 2647645.8093 | 1125414.2644
105 | 2647645.4786 | 1125413.6491 | 2647643.3251 | 1125409.6425 | 2647644.8324 | 1125399.3268 | 2647644.1313 | 1125395.7929
106 | 2646415.4669 | 1125630.2308 | 2646426.6981 | 1125630.1279 | 2646434.3221 | 1125638.046 | 2646447.963 | 1125657.394
107 | 2646382.1569 | 1125605.6295 | 2646415.4669 | 1125630.2308

## bus_geodata
| x | y | coords
0 | 2647161.5116 | 1124703.9953
1 | 2647232.8916 | 1124700.7267
2 | 2646836.0233 | 1125566.8254
3 | 2646671.3199 | 1125651.6419
4 | 2647273.8753 | 1125756.3817
5 | 2647285.6575 | 1125848.9571
6 | 2646707.2232 | 1125815.069
7 | 2646614.1237 | 1125637.116
8 | 2646635.2791 | 1125660.3319
9 | 2647297.3882 | 1125812.3798
10 | 2647286.3883 | 1125849.6721
11 | 2646288.6075 | 1125659.1252
12 | 2646253.5225 | 1125663.6754
13 | 2646198.2828 | 1125924.809
14 | 2646507.9925 | 1126006.335
15 | 2646157.5411 | 1125894.4954
16 | 2646972.2216 | 1126207.4546
17 | 2646427.7383 | 1125815.5416
18 | 2646346.6713 | 1126108.5952
19 | 2646081.0104 | 1125583.0296
20 | 2646979.292 | 1126239.6105
21 | 2646443.6025 | 1125804.7588
22 | 2646661.1742 | 1126426.0874
23 | 2646140.2218 | 1125569.0288
24 | 2646116.9829 | 1125562.7682
25 | 2646143.4708 | 1125565.7616
26 | 2646130.1277 | 1124868.735
27 | 2646681.6908 | 1125827.2738
28 | 2646997.947 | 1126588.7305
29 | 2646164.2464 | 1125544.8689
30 | 2645964.3318 | 1124948.6117
31 | 2646545.9907 | 1126594.4084
32 | 2647310.2782 | 1126732.3932
33 | 2646531.4016 | 1126561.3261
34 | 2646544.9642 | 1126592.7712
35 | 2647688.4111 | 1127126.7865
36 | 2646523.0573 | 1126566.1175
37 | 2647680.0499 | 1127134.0435
38 | 2647708.0004 | 1127144.008
39 | 2646521.2983 | 1126564.577
40 | 2647560.075 | 1127094.9954
41 | 2647708.702 | 1127144.508
42 | 2647742.194 | 1126050.1197
43 | 2647748.8889 | 1126026.8166
44 | 2647712.0145 | 1125896.3132
45 | 2647501.5103 | 1125922.747
46 | 2647471.5125 | 1125921.1542
47 | 2647458.2872 | 1125919.4619
48 | 2647440.6527 | 1125919.7856
49 | 2648098.7844 | 1127234.8116
50 | 2648149.0425 | 1127213.4189
51 | 2648097.1239 | 1127234.3085
52 | 2648084.7637 | 1127229.296
53 | 2645126.8574 | 1126553.8366
54 | 2645106.6517 | 1126508.0578
55 | 2645125.4146 | 1126482.196
56 | 2645389.6503 | 1125894.8127
57 | 2645579.5007 | 1125421.2282
58 | 2645632.8671 | 1125114.1385
59 | 2645637.2932 | 1125107.7376
60 | 2648154.0094 | 1127188.7268
61 | 2645910.9473 | 1124222.5359
62 | 2645976.5251 | 1124892.5125
63 | 2645974.8988 | 1124897.2083
64 | 2646197.9238 | 1125494.2969
65 | 2646318.2593 | 1125746.4575
66 | 2646321.061 | 1125746.4789
67 | 2647717.7548 | 1127150.959
68 | 2647725.1146 | 1127154.3454
69 | 2648110.6817 | 1127142.1898
70 | 2648129.1623 | 1127153.0841
71 | 2647505.4586 | 1127075.4567
72 | 2646517.7517 | 1125694.5607
73 | 2646517.6322 | 1125694.5748
74 | 2646543.3381 | 1125689.5277
75 | 2646502.6787 | 1125695.8082
76 | 2646628.3596 | 1125661.9824
77 | 2646455.1603 | 1125696.8029
78 | 2646471.6518 | 1125743.8944
79 | 2646430.1143 | 1125680.2338
80 | 2646444.2764 | 1125743.4125
81 | 2646409.5208 | 1125648.7149
82 | 2647407.8699 | 1125911.6818
83 | 2647427.3419 | 1125920.0694
84 | 2647376.3965 | 1125905.0155
85 | 2647331.6373 | 1125881.1784
86 | 2647362.6966 | 1125906.4535
87 | 2647294.7067 | 1125856.139
88 | 2647312.9427 | 1125898.8279
89 | 2647309.3612 | 1125898.4155
90 | 2647717.6416 | 1125361.5361
91 | 2647303.0464 | 1125897.8847
92 | 2647294.5582 | 1125896.3153
93 | 2647285.3379 | 1125893.2873
94 | 2647284.6424 | 1125893.0589
95 | 2647277.4714 | 1125889.5604
96 | 2647272.2466 | 1125885.5403
97 | 2647261.2304 | 1125861.5374
98 | 2646423.9177 | 1125738.7551
99 | 2646363.4613 | 1125728.8721
100 | 2646349.3965 | 1125733.6403
101 | 2646339.6637 | 1125739.6138
102 | 2647645.8093 | 1125414.2644
103 | 2647645.4786 | 1125413.6491
104 | 2647644.1313 | 1125395.7929
105 | 2647470.3739 | 1127084.9511
106 | 2646415.4669 | 1125630.2308
107 | 2646447.963 | 1125657.394
108 | 2646382.1569 | 1125605.6295
109 | 2646157.5411 | 1125894.4954

## line_std_types
| c_nf_per_km | r_ohm_per_km | x_ohm_per_km | max_i_ka | type | q_mm2 | alpha | voltage_rating
NAYY 4x50 SE | 210 | 0.642 | 0.083 | 0.142 | cs | 50 | 0.00403 | LV
NAYY 4x120 SE | 264 | 0.225 | 0.08 | 0.242 | cs | 120 | 0.00403 | LV
NAYY 4x150 SE | 261 | 0.208 | 0.08 | 0.27 | cs | 150 | 0.00403 | LV
NA2XS2Y 1x95 RM/25 12/20 kV | 216 | 0.313 | 0.132 | 0.252 | cs | 95 | 0.00403 | MV
NA2XS2Y 1x185 RM/25 12/20 kV | 273 | 0.161 | 0.117 | 0.362 | cs | 185 | 0.00403 | MV
NA2XS2Y 1x240 RM/25 12/20 kV | 304 | 0.122 | 0.112 | 0.421 | cs | 240 | 0.00403 | MV
NA2XS2Y 1x95 RM/25 6/10 kV | 315 | 0.313 | 0.123 | 0.249 | cs | 95 | 0.00403 | MV
NA2XS2Y 1x185 RM/25 6/10 kV | 406 | 0.161 | 0.11 | 0.358 | cs | 185 | 0.00403 | MV
NA2XS2Y 1x240 RM/25 6/10 kV | 456 | 0.122 | 0.105 | 0.416 | cs | 240 | 0.00403 | MV
NA2XS2Y 1x150 RM/25 12/20 kV | 250 | 0.206 | 0.116 | 0.319 | cs | 150 | 0.00403 | MV
NA2XS2Y 1x120 RM/25 12/20 kV | 230 | 0.253 | 0.119 | 0.283 | cs | 120 | 0.00403 | MV
NA2XS2Y 1x70 RM/25 12/20 kV | 190 | 0.443 | 0.132 | 0.22 | cs | 70 | 0.00403 | MV
NA2XS2Y 1x150 RM/25 6/10 kV | 360 | 0.206 | 0.11 | 0.315 | cs | 150 | 0.00403 | MV
NA2XS2Y 1x120 RM/25 6/10 kV | 340 | 0.253 | 0.113 | 0.28 | cs | 120 | 0.00403 | MV
NA2XS2Y 1x70 RM/25 6/10 kV | 280 | 0.443 | 0.123 | 0.217 | cs | 70 | 0.00403 | MV
N2XS(FL)2Y 1x120 RM/35 64/110 kV | 112 | 0.153 | 0.166 | 0.366 | cs | 120 | 0.00393 | HV
N2XS(FL)2Y 1x185 RM/35 64/110 kV | 125 | 0.099 | 0.156 | 0.457 | cs | 185 | 0.00393 | HV
N2XS(FL)2Y 1x240 RM/35 64/110 kV | 135 | 0.075 | 0.149 | 0.526 | cs | 240 | 0.00393 | HV
N2XS(FL)2Y 1x300 RM/35 64/110 kV | 144 | 0.06 | 0.144 | 0.588 | cs | 300 | 0.00393 | HV
15-AL1/3-ST1A 0.4 | 11 | 1.8769 | 0.35 | 0.105 | ol | 16 | 0.00403 | LV
24-AL1/4-ST1A 0.4 | 11.25 | 1.2012 | 0.335 | 0.14 | ol | 24 | 0.00403 | LV
48-AL1/8-ST1A 0.4 | 12.2 | 0.5939 | 0.3 | 0.21 | ol | 48 | 0.00403 | LV
94-AL1/15-ST1A 0.4 | 13.2 | 0.306 | 0.29 | 0.35 | ol | 94 | 0.00403 | LV
34-AL1/6-ST1A 10.0 | 9.7 | 0.8342 | 0.36 | 0.17 | ol | 34 | 0.00403 | MV
48-AL1/8-ST1A 10.0 | 10.1 | 0.5939 | 0.35 | 0.21 | ol | 48 | 0.00403 | MV
70-AL1/11-ST1A 10.0 | 10.4 | 0.4132 | 0.339 | 0.29 | ol | 70 | 0.00403 | MV
94-AL1/15-ST1A 10.0 | 10.75 | 0.306 | 0.33 | 0.35 | ol | 94 | 0.00403 | MV
122-AL1/20-ST1A 10.0 | 11.1 | 0.2376 | 0.323 | 0.41 | ol | 122 | 0.00403 | MV
149-AL1/24-ST1A 10.0 | 11.25 | 0.194 | 0.315 | 0.47 | ol | 149 | 0.00403 | MV
34-AL1/6-ST1A 20.0 | 9.15 | 0.8342 | 0.382 | 0.17 | ol | 34 | 0.00403 | MV
48-AL1/8-ST1A 20.0 | 9.5 | 0.5939 | 0.372 | 0.21 | ol | 48 | 0.00403 | MV
70-AL1/11-ST1A 20.0 | 9.7 | 0.4132 | 0.36 | 0.29 | ol | 70 | 0.00403 | MV
94-AL1/15-ST1A 20.0 | 10 | 0.306 | 0.35 | 0.35 | ol | 94 | 0.00403 | MV
122-AL1/20-ST1A 20.0 | 10.3 | 0.2376 | 0.344 | 0.41 | ol | 122 | 0.00403 | MV
149-AL1/24-ST1A 20.0 | 10.5 | 0.194 | 0.337 | 0.47 | ol | 149 | 0.00403 | MV
184-AL1/30-ST1A 20.0 | 10.75 | 0.1571 | 0.33 | 0.535 | ol | 184 | 0.00403 | MV
243-AL1/39-ST1A 20.0 | 11 | 0.1188 | 0.32 | 0.645 | ol | 243 | 0.00403 | MV
48-AL1/8-ST1A 110.0 | 8 | 0.5939 | 0.46 | 0.21 | ol | 48 | 0.00403 | HV
70-AL1/11-ST1A 110.0 | 8.4 | 0.4132 | 0.45 | 0.29 | ol | 70 | 0.00403 | HV
94-AL1/15-ST1A 110.0 | 8.65 | 0.306 | 0.44 | 0.35 | ol | 94 | 0.00403 | HV
122-AL1/20-ST1A 110.0 | 8.5 | 0.2376 | 0.43 | 0.41 | ol | 122 | 0.00403 | HV
149-AL1/24-ST1A 110.0 | 8.75 | 0.194 | 0.41 | 0.47 | ol | 149 | 0.00403 | HV
184-AL1/30-ST1A 110.0 | 8.8 | 0.1571 | 0.4 | 0.535 | ol | 184 | 0.00403 | HV
243-AL1/39-ST1A 110.0 | 9 | 0.1188 | 0.39 | 0.645 | ol | 243 | 0.00403 | HV
305-AL1/39-ST1A 110.0 | 9.2 | 0.0949 | 0.38 | 0.74 | ol | 305 | 0.00403 | HV
490-AL1/64-ST1A 110.0 | 9.75 | 0.059 | 0.37 | 0.96 | ol | 490 | 0.00403 | HV
679-AL1/86-ST1A 110.0 | 9.95 | 0.042 | 0.36 | 1.15 | ol | 679 | 0.00403 | HV
490-AL1/64-ST1A 220.0 | 10 | 0.059 | 0.285 | 0.96 | ol | 490 | 0.00403 | HV
679-AL1/86-ST1A 220.0 | 11.7 | 0.042 | 0.275 | 1.15 | ol | 679 | 0.00403 | HV
490-AL1/64-ST1A 380.0 | 11 | 0.059 | 0.253 | 0.96 | ol | 490 | 0.00403 | HV
679-AL1/86-ST1A 380.0 | 14.6 | 0.042 | 0.25 | 1.15 | ol | 679 | 0.00403 | HV

## trafo_std_types
| i0_percent | pfe_kw | vkr_percent | sn_mva | vn_lv_kv | vn_hv_kv | vk_percent | shift_degree | vector_group | tap_side | tap_neutral | tap_min | tap_max | tap_step_degree | tap_step_percent | tap_phase_shifter
160 MVA 380/110 kV | 0.06 | 60 | 0.25 | 160 | 110 | 380 | 12.2 | 0 | Yy0 | hv | 0 | -9 | 9 | 0 | 1.5 | FALSE
100 MVA 220/110 kV | 0.06 | 55 | 0.26 | 100 | 110 | 220 | 12 | 0 | Yy0 | hv | 0 | -9 | 9 | 0 | 1.5 | FALSE
63 MVA 110/20 kV | 0.04 | 22 | 0.32 | 63 | 20 | 110 | 18 | 150 | YNd5 | hv | 0 | -9 | 9 | 0 | 1.5 | FALSE
40 MVA 110/20 kV | 0.05 | 18 | 0.34 | 40 | 20 | 110 | 16.2 | 150 | YNd5 | hv | 0 | -9 | 9 | 0 | 1.5 | FALSE
25 MVA 110/20 kV | 0.07 | 14 | 0.41 | 25 | 20 | 110 | 12 | 150 | YNd5 | hv | 0 | -9 | 9 | 0 | 1.5 | FALSE
63 MVA 110/10 kV | 0.04 | 22 | 0.32 | 63 | 10 | 110 | 18 | 150 | YNd5 | hv | 0 | -9 | 9 | 0 | 1.5 | FALSE
40 MVA 110/10 kV | 0.05 | 18 | 0.34 | 40 | 10 | 110 | 16.2 | 150 | YNd5 | hv | 0 | -9 | 9 | 0 | 1.5 | FALSE
25 MVA 110/10 kV | 0.07 | 14 | 0.41 | 25 | 10 | 110 | 12 | 150 | YNd5 | hv | 0 | -9 | 9 | 0 | 1.5 | FALSE
0.25 MVA 20/0.4 kV | 0.32 | 0.8 | 1.44 | 0.25 | 0.4 | 20 | 6 | 150 | Yzn5 | hv | 0 | -2 | 2 | 0 | 2.5 | FALSE
0.4 MVA 20/0.4 kV | 0.3375 | 1.35 | 1.425 | 0.4 | 0.4 | 20 | 6 | 150 | Dyn5 | hv | 0 | -2 | 2 | 0 | 2.5 | FALSE
0.63 MVA 20/0.4 kV | 0.2619 | 1.65 | 1.206 | 0.63 | 0.4 | 20 | 6 | 150 | Dyn5 | hv | 0 | -2 | 2 | 0 | 2.5 | FALSE
0.25 MVA 10/0.4 kV | 0.24 | 0.6 | 1.2 | 0.25 | 0.4 | 10 | 4 | 150 | Dyn5 | hv | 0 | -2 | 2 | 0 | 2.5 | FALSE
0.4 MVA 10/0.4 kV | 0.2375 | 0.95 | 1.325 | 0.4 | 0.4 | 10 | 4 | 150 | Dyn5 | hv | 0 | -2 | 2 | 0 | 2.5 | FALSE
0.63 MVA 10/0.4 kV | 0.1873 | 1.18 | 1.0794 | 0.63 | 0.4 | 10 | 4 | 150 | Dyn5 | hv | 0 | -2 | 2 | 0 | 2.5 | FALSE

## trafo3w_std_types
| sn_hv_mva | sn_mv_mva | sn_lv_mva | vn_hv_kv | vn_mv_kv | vn_lv_kv | vk_hv_percent | vk_mv_percent | vk_lv_percent | vkr_hv_percent | vkr_mv_percent | vkr_lv_percent | pfe_kw | i0_percent | shift_mv_degree | shift_lv_degree | vector_group | tap_side | tap_neutral | tap_min | tap_max | tap_step_percent
63/25/38 MVA 110/20/10 kV | 63 | 25 | 38 | 110 | 20 | 10 | 10.4 | 10.4 | 10.4 | 0.28 | 0.32 | 0.35 | 35 | 0.89 | 0 | 0 | YN0yn0yn0 | hv | 0 | -10 | 10 | 1.2
63/25/38 MVA 110/10/10 kV | 63 | 25 | 38 | 110 | 10 | 10 | 10.4 | 10.4 | 10.4 | 0.28 | 0.32 | 0.35 | 35 | 0.89 | 0 | 0 | YN0yn0yn0 | hv | 0 | -10 | 10 | 1.2

## fuse_std_types
| fuse_type | i_rated_a | t_avg | t_min | t_total | x_avg | x_min | x_total
HV 100A | HV 100A | 100 | 0 | [10.0, 3.64, 0.854, 0.281, 0.1, 0.0531, 0.022, 0.01] | [10.0, 4.267, 1.21, 0.403, 0.1, 0.058, 0.022, 0.01] | 0 | [300.0, 350.0, 450.0, 550.0, 700.0, 850.0, 1200.0, 1752.0] | [600.0, 700.0, 900.0, 1150.0, 1665.0, 2000.0, 3000.0, 4313.0]
HV 10A | HV 10A | 10 | 0 | [10.0, 1675.0, 0.344, 0.156, 0.1, 0.0417, 0.0171, 0.01] | [10.0, 1.3, 0.3, 0.155, 0.1, 0.0555, 0.023, 0.01] | 0 | [30.0, 32.0, 35.0, 37.0, 39.0, 50.0, 70.0, 88.0] | [60.0, 70.0, 80.0, 87.0, 94.0, 110.0, 150.0, 216.0]
HV 125A | HV 125A | 125 | 0 | [10.0, 1.82, 0.344, 0.1, 0.0467, 0.0269, 0.01] | [10.0, 2.478, 0.426, 0.1, 0.0427, 0.0211, 0.01] | 0 | [375.0, 500.0, 700.0, 925.0, 1200.0, 1500.0, 2341.0] | [750.0, 1000.0, 1500.0, 2200.0, 3000.0, 4000.0, 5765.0]
HV 160A | HV 160A | 160 | 0 | [10.0, 4.15, 1.03, 0.198, 0.1, 0.051, 0.0172, 0.01] | [10.0, 2.3, 0.734, 0.274, 0.1, 0.046, 0.0177, 0.01] | 0 | [480.0, 550.0, 700.0, 1000.0, 1260.0, 1600.0, 2500.0, 3227.0] | [960.0, 1300.0, 1700.0, 2200.0, 2996.0, 4000.0, 6000.0, 7946.0]
HV 16A | HV 16A | 16 | 0 | [10.0, 0.352, 0.164, 0.1, 0.0649, 0.0342, 0.01] | [10.0, 2.34, 0.722, 0.181, 0.1, 0.055, 0.0296, 0.01] | 0 | [48.0, 60.0, 65.0, 71.0, 80.0, 100.0, 162.0] | [96.0, 110.0, 125.0, 150.0, 168.0, 200.0, 250.0, 398.0]
HV 200A | HV 200A | 200 | 0 | [10.0, 4.267, 1.21, 0.403, 0.1, 0.058, 0.022, 0.01] | [10.0, 3.73, 1.654, 0.328, 0.1, 0.0531, 0.019, 0.01] | 0 | [600.0, 700.0, 900.0, 1150.0, 1665.0, 2000.0, 3000.0, 4313.0] | [1200.0, 1500.0, 1800.0, 2700.0, 3960.0, 5000.0, 7500.0, 10620.0]
HV 20A | HV 20A | 20 | 0 | [10.0, 1.3, 0.3, 0.155, 0.1, 0.0555, 0.023, 0.01] | [10.0, 1.3, 0.161, 0.1, 0.0611, 0.0399, 0.0141, 0.01] | 0 | [60.0, 70.0, 80.0, 87.0, 94.0, 110.0, 150.0, 216.0] | [120.0, 150.0, 200.0, 223.0, 260.0, 300.0, 450.0, 532.0]
HV 25A | HV 25A | 25 | 0 | [10.0, 2.512, 0.833, 0.299, 0.1, 0.0372, 0.0223, 0.01] | [10.0, 3.125, 0.597, 0.198, 0.1, 0.0378, 0.022, 0.01] | 0 | [75.0, 82.0, 90.0, 100.0, 124.0, 170.0, 200.0, 289.0] | [150.0, 170.0, 210.0, 250.0, 294.0, 400.0, 500.0, 711.0]
HV 31.5A | HV 31.5A | 31.5 | 0 | [10.0, 2.34, 0.722, 0.181, 0.1, 0.055, 0.0296, 0.01] | [10.0, 2.84, 0.368, 0.164, 0.1, 0.0621, 0.0378, 0.0195, 0.01] | 0 | [95.0, 110.0, 125.0, 150.0, 165.0, 200.0, 250.0, 390.0] | [189.0, 220.0, 300.0, 350.0, 393.0, 450.0, 530.0, 700.0, 960.0]
HV 40A | HV 40A | 40 | 0 | [10.0, 1.3, 0.161, 0.1, 0.0611, 0.0399, 0.0141, 0.01] | [10.0, 2.05, 0.369, 0.198, 0.1, 0.051, 0.0298, 0.01] | 0 | [120.0, 150.0, 200.0, 223.0, 260.0, 300.0, 450.0, 532.0] | [240.0, 300.0, 400.0, 450.0, 530.0, 650.0, 800.0, 1311.0]
HV 50A | HV 50A | 50 | 0 | [10.0, 3.215, 0.597, 0.198, 0.1, 0.0378, 0.022, 0.01] | [10.0, 3.64, 0.854, 0.281, 0.1, 0.0531, 0.022, 0.01] | 0 | [150.0, 170.0, 210.0, 250.0, 294.0, 400.0, 500.0, 711.0] | [300.0, 350.0, 450.0, 550.0, 700.0, 850.0, 1200.0, 1752.0]
HV 6.3A | HV 6.3A | 6.3 | 0 | [10.0, 1.39, 0.344, 0.168, 0.1, 0.056, 0.0263, 0.01] | [10.0, 1.711, 0.516, 0.198, 0.1, 0.0634, 0.0303, 0.01] | 0 | [19.0, 19.5, 20.4, 20.8, 22.0, 25.0, 32.0, 48.0] | [38.0, 40.0, 43.0, 48.0, 53.0, 60.0, 75.0, 118.0]
HV 63A | HV 63A | 63 | 0 | [10.0, 2.84, 0.368, 0.164, 0.1, 0.0621, 0.0378, 0.0195, 0.01] | [10.0, 1.82, 0.344, 0.1, 0.0467, 0.0269, 0.01] | 0 | [189.0, 220.0, 300.0, 350.0, 393.0, 450.0, 530.0, 700.0, 961.0] | [378.0, 500.0, 700.0, 934.0, 1200.0, 1500.0, 2366.0]
HV 80A | HV 80A | 80 | 0 | [10.0, 2.05, 0.369, 0.198, 0.1, 0.051, 0.0298, 0.01] | [10.0, 4.15, 1.03, 0.198, 0.1, 0.051, 0.0172, 0.01] | 0 | [240.0, 300.0, 400.0, 450.0, 530.0, 650.0, 800.0, 1311.0] | [480.0, 550.0, 700.0, 1000.0, 1260.0, 1600.0, 2500.0, 3227.0]
Siemens NH-1-100 | Siemens NH-1-100 | 100 | [5400.0, 2000.0, 400.0, 20.0, 1.0, 0.2, 0.012, 0.004] | 0 | 0 | [150.0, 190.0, 250.0, 430.0, 900.0, 1250.0, 2700.0, 3600.0] | 0 | 0
Siemens NH-1-125 | Siemens NH-1-125 | 125 | [4800.0, 120.0, 7.0, 0.1, 0.004] | 0 | 0 | [180.0, 400.0, 740.0, 2000.0, 4250.0] | 0 | 0
Siemens NH-1-16 | Siemens NH-1-16 | 16 | [4000.0, 400.0, 2.0, 0.1, 0.04, 0.01] | 0 | 0 | [26.0, 35.0, 75.0, 150.0, 200.0, 300.0] | 0 | 0
Siemens NH-1-160 | Siemens NH-1-160 | 160 | [4800.0, 120.0, 7.0, 0.1, 0.004] | 0 | 0 | [210.0, 500.0, 900.0, 2300.0, 5000.0] | 0 | 0
Siemens NH-1-25 | Siemens NH-1-25 | 25 | [4000.0, 1000.0, 10.0, 0.2, 0.02, 0.01] | 0 | 0 | [40.0, 50.0, 100.0, 210.0, 400.0, 500.0] | 0 | 0
Siemens NH-1-50 | Siemens NH-1-50 | 50 | [4000.0, 40.0, 4.0, 1.0, 0.02, 0.01] | 0 | 0 | [86.0, 200.0, 300.0, 400.0, 1000.0, 1280.0] | 0 | 0
Siemens NH-1-63 | Siemens NH-1-63 | 63 | [4000.0, 100.0, 10.0, 2.0, 0.04, 0.01] | 0 | 0 | [100.0, 200.0, 300.0, 400.0, 1000.0, 1500.0] | 0 | 0
Siemens NH-1-80 | Siemens NH-1-80 | 80 | [4800.0, 120.0, 7.0, 0.1, 0.01] | 0 | 0 | [150.58, 250.0, 450.0, 1150.0, 2470.0] | 0 | 0
Siemens NH-2-1000 | Siemens NH-2-1000 | 1000 | [4800.0, 120.0, 7.0, 0.1, 0.004] | 0 | 0 | [1900.0, 3500.0, 8400.0, 24000.0, 52000.0] | 0 | 0
Siemens NH-2-200 | Siemens NH-2-200 | 200 | [4800.0, 120.0, 7.0, 0.1, 0.004] | 0 | 0 | [280.0, 650.0, 1200.0, 3000.0, 7000.0] | 0 | 0
Siemens NH-2-224 | Siemens NH-2-224 | 224 | [4800.0, 120.0, 7.0, 0.2, 0.04, 0.004] | 0 | 0 | [400.0, 750.0, 1453.0, 3025.0, 4315.0, 7600.0] | 0 | 0
Siemens NH-2-250 | Siemens NH-2-250 | 250 | [4800.0, 120.0, 7.0, 0.1, 0.004] | 0 | 0 | [450.0, 800.0, 1650.0, 4000.0, 8500.0] | 0 | 0
Siemens NH-2-315 | Siemens NH-2-315 | 315 | [4800.0, 120.0, 7.0, 0.1, 0.004] | 0 | 0 | [550.0, 920.0, 1900.0, 5000.0, 11000.0] | 0 | 0
Siemens NH-2-355 | Siemens NH-2-355 | 355 | [4800.0, 120.0, 6.0, 0.1, 0.004] | 0 | 0 | [650.0, 1116.27, 2350.0, 5840.0, 12790.0] | 0 | 0
Siemens NH-2-400 | Siemens NH-2-400 | 400 | [4800.0, 120.0, 7.0, 0.1, 0.004] | 0 | 0 | [720.0, 1350.0, 2800.0, 6500.0, 15000.0] | 0 | 0
Siemens NH-2-425 | Siemens NH-2-425 | 425 | [4800.0, 120.0, 7.0, 0.1, 0.004] | 0 | 0 | [850.0, 1500.0, 3050.0, 7500.0, 16500.0] | 0 | 0
Siemens NH-2-630 | Siemens NH-2-630 | 630 | [4800.0, 120.0, 7.0, 0.1, 0.004] | 0 | 0 | [1200.0, 2000.0, 4800.0, 12000.0, 26000.0] | 0 | 0

## dtypes
| element | column | dtype
0 | bus | name | object
1 | bus | vn_kv | float64
2 | bus | type | object
3 | bus | zone | object
4 | bus | in_service | bool
5 | load | name | object
6 | load | bus | uint32
7 | load | p_mw | float64
8 | load | q_mvar | float64
9 | load | const_z_percent | float64
10 | load | const_i_percent | float64
11 | load | sn_mva | float64
12 | load | scaling | float64
13 | load | in_service | bool
14 | load | type | object
15 | ext_grid | name | object
16 | ext_grid | bus | uint32
17 | ext_grid | vm_pu | float64
18 | ext_grid | va_degree | float64
19 | ext_grid | slack_weight | float64
20 | ext_grid | in_service | bool
21 | line | name | object
22 | line | std_type | object
23 | line | from_bus | uint32
24 | line | to_bus | uint32
25 | line | length_km | float64
26 | line | r_ohm_per_km | float64
27 | line | x_ohm_per_km | float64
28 | line | c_nf_per_km | float64
29 | line | g_us_per_km | float64
30 | line | max_i_ka | float64
31 | line | df | float64
32 | line | parallel | uint32
33 | line | type | object
34 | line | in_service | bool
35 | trafo | name | object
36 | trafo | std_type | object
37 | trafo | hv_bus | uint32
38 | trafo | lv_bus | uint32
39 | trafo | sn_mva | float64
40 | trafo | vn_hv_kv | float64
41 | trafo | vn_lv_kv | float64
42 | trafo | vk_percent | float64
43 | trafo | vkr_percent | float64
44 | trafo | pfe_kw | float64
45 | trafo | i0_percent | float64
46 | trafo | shift_degree | float64
47 | trafo | tap_side | object
48 | trafo | tap_neutral | int32
49 | trafo | tap_min | int32
50 | trafo | tap_max | int32
51 | trafo | tap_step_percent | float64
52 | trafo | tap_step_degree | float64
53 | trafo | tap_pos | int32
54 | trafo | tap_phase_shifter | bool
55 | trafo | parallel | uint32
56 | trafo | df | float64
57 | trafo | in_service | bool
58 | line_geodata | coords | object
59 | bus_geodata | x | float64
60 | bus_geodata | y | float64
61 | bus_geodata | coords | object

## parameters
| version | format_version | converged | OPF_converged | name | f_hz | sn_mva
0 | 2.14.6 | 2.14.0 | FALSE | FALSE |  | 50 | 1