## bus
| name | vn_kv | type | zone | in_service
0 | bus_LV_6024-44_0_6_node_0 | 0.4 | n |  | TRUE
1 | bus_LV_6024-44_0_6_node_1 | 0.4 | n |  | TRUE
2 | bus_LV_6024-44_0_6_node_9 | 0.4 | n |  | TRUE
3 | bus_LV_6024-44_0_6_node_3 | 0.4 | n |  | TRUE
4 | bus_LV_6024-44_0_6_node_7 | 0.4 | n |  | TRUE
5 | bus_LV_6024-44_0_6_node_178 | 0.4 | n |  | TRUE
6 | bus_LV_6024-44_0_6_node_175 | 0.4 | n |  | TRUE
7 | bus_LV_6024-44_0_6_node_13 | 0.4 | n |  | TRUE
8 | bus_LV_6024-44_0_6_node_6 | 0.4 | n |  | TRUE
9 | bus_LV_6024-44_0_6_node_4 | 0.4 | n |  | TRUE
10 | bus_LV_6024-44_0_6_node_5 | 0.4 | n |  | TRUE
11 | bus_LV_6024-44_0_6_node_44 | 0.4 | n |  | TRUE
12 | bus_LV_6024-44_0_6_node_8 | 0.4 | n |  | TRUE
13 | bus_LV_6024-44_0_6_node_10 | 0.4 | n |  | TRUE
14 | bus_LV_6024-44_0_6_node_11 | 0.4 | n |  | TRUE
15 | bus_LV_6024-44_0_6_node_12 | 0.4 | n |  | TRUE
16 | bus_LV_6024-44_0_6_node_28 | 0.4 | n |  | TRUE
17 | bus_LV_6024-44_0_6_node_23 | 0.4 | n |  | TRUE
18 | bus_LV_6024-44_0_6_node_45 | 0.4 | n |  | TRUE
19 | bus_LV_6024-44_0_6_node_46 | 0.4 | n |  | TRUE
20 | bus_LV_6024-44_0_6_node_14 | 0.4 | n |  | TRUE
21 | bus_LV_6024-44_0_6_node_17 | 0.4 | n |  | TRUE
22 | bus_LV_6024-44_0_6_node_16 | 0.4 | n |  | TRUE
23 | bus_LV_6024-44_0_6_node_15 | 0.4 | n |  | TRUE
24 | bus_LV_6024-44_0_6_node_18 | 0.4 | n |  | TRUE
25 | bus_LV_6024-44_0_6_node_19 | 0.4 | n |  | TRUE
26 | bus_LV_6024-44_0_6_node_57 | 0.4 | n |  | TRUE
27 | bus_LV_6024-44_0_6_node_24 | 0.4 | n |  | TRUE
28 | bus_LV_6024-44_0_6_node_25 | 0.4 | n |  | TRUE
29 | bus_LV_6024-44_0_6_node_20 | 0.4 | n |  | TRUE
30 | bus_LV_6024-44_0_6_node_58 | 0.4 | n |  | TRUE
31 | bus_LV_6024-44_0_6_node_21 | 0.4 | n |  | TRUE
32 | bus_LV_6024-44_0_6_node_22 | 0.4 | n |  | TRUE
33 | bus_LV_6024-44_0_6_node_34 | 0.4 | n |  | TRUE
34 | bus_LV_6024-44_0_6_node_54 | 0.4 | n |  | TRUE
35 | bus_LV_6024-44_0_6_node_55 | 0.4 | n |  | TRUE
36 | bus_LV_6024-44_0_6_node_56 | 0.4 | n |  | TRUE
37 | bus_LV_6024-44_0_6_node_59 | 0.4 | n |  | TRUE
38 | bus_LV_6024-44_0_6_node_60 | 0.4 | n |  | TRUE
39 | bus_LV_6024-44_0_6_node_61 | 0.4 | n |  | TRUE
40 | bus_LV_6024-44_0_6_node_62 | 0.4 | n |  | TRUE
41 | bus_LV_6024-44_0_6_node_63 | 0.4 | n |  | TRUE
42 | bus_LV_6024-44_0_6_node_31 | 0.4 | n |  | TRUE
43 | bus_LV_6024-44_0_6_node_64 | 0.4 | n |  | TRUE
44 | bus_LV_6024-44_0_6_node_65 | 0.4 | n |  | TRUE
45 | bus_LV_6024-44_0_6_node_66 | 0.4 | n |  | TRUE
46 | bus_LV_6024-44_0_6_node_125 | 0.4 | n |  | TRUE
47 | bus_LV_6024-44_0_6_node_124 | 0.4 | n |  | TRUE
48 | bus_LV_6024-44_0_6_node_26 | 0.4 | n |  | TRUE
49 | bus_LV_6024-44_0_6_node_27 | 0.4 | n |  | TRUE
50 | bus_LV_6024-44_0_6_node_29 | 0.4 | n |  | TRUE
51 | bus_LV_6024-44_0_6_node_30 | 0.4 | n |  | TRUE
52 | bus_LV_6024-44_0_6_node_37 | 0.4 | n |  | TRUE
53 | bus_LV_6024-44_0_6_node_38 | 0.4 | n |  | TRUE
54 | bus_LV_6024-44_0_6_node_32 | 0.4 | n |  | TRUE
55 | bus_LV_6024-44_0_6_node_33 | 0.4 | n |  | TRUE
56 | bus_LV_6024-44_0_6_node_35 | 0.4 | n |  | TRUE
57 | bus_LV_6024-44_0_6_node_36 | 0.4 | n |  | TRUE
58 | bus_LV_6024-44_0_6_node_126 | 0.4 | n |  | TRUE
59 | bus_LV_6024-44_0_6_node_127 | 0.4 | n |  | TRUE
60 | bus_LV_6024-44_0_6_node_128 | 0.4 | n |  | TRUE
61 | bus_LV_6024-44_0_6_node_115 | 0.4 | n |  | TRUE
62 | bus_LV_6024-44_0_6_node_116 | 0.4 | n |  | TRUE
63 | bus_LV_6024-44_0_6_node_114 | 0.4 | n |  | TRUE
64 | bus_LV_6024-44_0_6_node_117 | 0.4 | n |  | TRUE
65 | bus_LV_6024-44_0_6_node_118 | 0.4 | n |  | TRUE
66 | bus_LV_6024-44_0_6_node_119 | 0.4 | n |  | TRUE
67 | bus_LV_6024-44_0_6_node_120 | 0.4 | n |  | TRUE
68 | bus_LV_6024-44_0_6_node_121 | 0.4 | n |  | TRUE
69 | bus_LV_6024-44_0_6_node_122 | 0.4 | n |  | TRUE
70 | bus_LV_6024-44_0_6_node_123 | 0.4 | n |  | TRUE
71 | bus_LV_6024-44_0_6_node_39 | 0.4 | n |  | TRUE
72 | bus_LV_6024-44_0_6_node_91 | 0.4 | n |  | TRUE
73 | bus_LV_6024-44_0_6_node_92 | 0.4 | n |  | TRUE
74 | bus_LV_6024-44_0_6_node_102 | 0.4 | n |  | TRUE
75 | bus_LV_6024-44_0_6_node_90 | 0.4 | n |  | TRUE
76 | bus_LV_6024-44_0_6_node_40 | 0.4 | n |  | TRUE
77 | bus_LV_6024-44_0_6_node_41 | 0.4 | n |  | TRUE
78 | bus_LV_6024-44_0_6_node_42 | 0.4 | n |  | TRUE
79 | bus_LV_6024-44_0_6_node_85 | 0.4 | n |  | TRUE
80 | bus_LV_6024-44_0_6_node_86 | 0.4 | n |  | TRUE
81 | bus_LV_6024-44_0_6_node_68 | 0.4 | n |  | TRUE
82 | bus_LV_6024-44_0_6_node_43 | 0.4 | n |  | TRUE
83 | bus_LV_6024-44_0_6_node_71 | 0.4 | n |  | TRUE
84 | bus_LV_6024-44_0_6_node_142 | 0.4 | n |  | TRUE
85 | bus_LV_6024-44_0_6_node_73 | 0.4 | n |  | TRUE
86 | bus_LV_6024-44_0_6_node_87 | 0.4 | n |  | TRUE
87 | bus_LV_6024-44_0_6_node_69 | 0.4 | n |  | TRUE
88 | bus_LV_6024-44_0_6_node_67 | 0.4 | n |  | TRUE
89 | bus_LV_6024-44_0_6_node_88 | 0.4 | n |  | TRUE
90 | bus_LV_6024-44_0_6_node_72 | 0.4 | n |  | TRUE
91 | bus_LV_6024-44_0_6_node_76 | 0.4 | n |  | TRUE
92 | bus_LV_6024-44_0_6_node_78 | 0.4 | n |  | TRUE
93 | bus_LV_6024-44_0_6_node_74 | 0.4 | n |  | TRUE
94 | bus_LV_6024-44_0_6_node_50 | 0.4 | n |  | TRUE
95 | bus_LV_6024-44_0_6_node_51 | 0.4 | n |  | TRUE
96 | bus_LV_6024-44_0_6_node_47 | 0.4 | n |  | TRUE
97 | bus_LV_6024-44_0_6_node_53 | 0.4 | n |  | TRUE
98 | bus_LV_6024-44_0_6_node_48 | 0.4 | n |  | TRUE
99 | bus_LV_6024-44_0_6_node_135 | 0.4 | n |  | TRUE
100 | bus_LV_6024-44_0_6_node_137 | 0.4 | n |  | TRUE
101 | bus_LV_6024-44_0_6_node_49 | 0.4 | n |  | TRUE
102 | bus_LV_6024-44_0_6_node_52 | 0.4 | n |  | TRUE
103 | bus_LV_6024-44_0_6_node_160 | 0.4 | n |  | TRUE
104 | bus_LV_6024-44_0_6_node_138 | 0.4 | n |  | TRUE
105 | bus_LV_6024-44_0_6_node_139 | 0.4 | n |  | TRUE
106 | bus_LV_6024-44_0_6_node_162 | 0.4 | n |  | TRUE
107 | bus_LV_6024-44_0_6_node_158 | 0.4 | n |  | TRUE
108 | bus_LV_6024-44_0_6_node_136 | 0.4 | n |  | TRUE
109 | bus_LV_6024-44_0_6_node_70 | 0.4 | n |  | TRUE
110 | bus_LV_6024-44_0_6_node_75 | 0.4 | n |  | TRUE
111 | bus_LV_6024-44_0_6_node_140 | 0.4 | n |  | TRUE
112 | bus_LV_6024-44_0_6_node_79 | 0.4 | n |  | TRUE
113 | bus_LV_6024-44_0_6_node_80 | 0.4 | n |  | TRUE
114 | bus_LV_6024-44_0_6_node_81 | 0.4 | n |  | TRUE
115 | bus_LV_6024-44_0_6_node_83 | 0.4 | n |  | TRUE
116 | bus_LV_6024-44_0_6_node_84 | 0.4 | n |  | TRUE
117 | bus_LV_6024-44_0_6_node_82 | 0.4 | n |  | TRUE
118 | bus_LV_6024-44_0_6_node_106 | 0.4 | n |  | TRUE
119 | bus_LV_6024-44_0_6_node_104 | 0.4 | n |  | TRUE
120 | bus_LV_6024-44_0_6_node_96 | 0.4 | n |  | TRUE
121 | bus_LV_6024-44_0_6_node_105 | 0.4 | n |  | TRUE
122 | bus_LV_6024-44_0_6_node_107 | 0.4 | n |  | TRUE
123 | bus_LV_6024-44_0_6_node_108 | 0.4 | n |  | TRUE
124 | bus_LV_6024-44_0_6_node_95 | 0.4 | n |  | TRUE
125 | bus_LV_6024-44_0_6_node_97 | 0.4 | n |  | TRUE
126 | bus_LV_6024-44_0_6_node_94 | 0.4 | n |  | TRUE
127 | bus_LV_6024-44_0_6_node_89 | 0.4 | n |  | TRUE
128 | bus_LV_6024-44_0_6_node_100 | 0.4 | n |  | TRUE
129 | bus_LV_6024-44_0_6_node_93 | 0.4 | n |  | TRUE
130 | bus_LV_6024-44_0_6_node_129 | 0.4 | n |  | TRUE
131 | bus_LV_6024-44_0_6_node_109 | 0.4 | n |  | TRUE
132 | bus_LV_6024-44_0_6_node_110 | 0.4 | n |  | TRUE
133 | bus_LV_6024-44_0_6_node_111 | 0.4 | n |  | TRUE
134 | bus_LV_6024-44_0_6_node_98 | 0.4 | n |  | TRUE
135 | bus_LV_6024-44_0_6_node_99 | 0.4 | n |  | TRUE
136 | bus_LV_6024-44_0_6_node_101 | 0.4 | n |  | TRUE
137 | bus_LV_6024-44_0_6_node_103 | 0.4 | n |  | TRUE
138 | bus_LV_6024-44_0_6_node_134 | 0.4 | n |  | TRUE
139 | bus_LV_6024-44_0_6_node_133 | 0.4 | n |  | TRUE
140 | bus_LV_6024-44_0_6_node_112 | 0.4 | n |  | TRUE
141 | bus_LV_6024-44_0_6_node_113 | 0.4 | n |  | TRUE
142 | bus_LV_6024-44_0_6_node_130 | 0.4 | n |  | TRUE
143 | bus_LV_6024-44_0_6_node_131 | 0.4 | n |  | TRUE
144 | bus_LV_6024-44_0_6_node_132 | 0.4 | n |  | TRUE
145 | bus_LV_6024-44_0_6_node_150 | 0.4 | n |  | TRUE
146 | bus_LV_6024-44_0_6_node_143 | 0.4 | n |  | TRUE
147 | bus_LV_6024-44_0_6_node_141 | 0.4 | n |  | TRUE
148 | bus_LV_6024-44_0_6_node_151 | 0.4 | n |  | TRUE
149 | bus_LV_6024-44_0_6_node_149 | 0.4 | n |  | TRUE
150 | bus_LV_6024-44_0_6_node_144 | 0.4 | n |  | TRUE
151 | bus_LV_6024-44_0_6_node_145 | 0.4 | n |  | TRUE
152 | bus_LV_6024-44_0_6_node_146 | 0.4 | n |  | TRUE
153 | bus_LV_6024-44_0_6_node_147 | 0.4 | n |  | TRUE
154 | bus_LV_6024-44_0_6_node_148 | 0.4 | n |  | TRUE
155 | bus_LV_6024-44_0_6_node_152 | 0.4 | n |  | TRUE
156 | bus_LV_6024-44_0_6_node_153 | 0.4 | n |  | TRUE
157 | bus_LV_6024-44_0_6_node_156 | 0.4 | n |  | TRUE
158 | bus_LV_6024-44_0_6_node_155 | 0.4 | n |  | TRUE
159 | bus_LV_6024-44_0_6_node_157 | 0.4 | n |  | TRUE
160 | bus_LV_6024-44_0_6_node_154 | 0.4 | n |  | TRUE
161 | bus_LV_6024-44_0_6_node_159 | 0.4 | n |  | TRUE
162 | bus_LV_6024-44_0_6_node_161 | 0.4 | n |  | TRUE
163 | bus_LV_6024-44_0_6_node_163 | 0.4 | n |  | TRUE
164 | bus_LV_6024-44_0_6_node_164 | 0.4 | n |  | TRUE
165 | bus_LV_6024-44_0_6_node_165 | 0.4 | n |  | TRUE
166 | bus_LV_6024-44_0_6_node_176 | 0.4 | n |  | TRUE
167 | bus_LV_6024-44_0_6_node_166 | 0.4 | n |  | TRUE
168 | bus_LV_6024-44_0_6_node_167 | 0.4 | n |  | TRUE
169 | bus_LV_6024-44_0_6_node_168 | 0.4 | n |  | TRUE
170 | bus_LV_6024-44_0_6_node_169 | 0.4 | n |  | TRUE
171 | bus_LV_6024-44_0_6_node_170 | 0.4 | n |  | TRUE
172 | bus_LV_6024-44_0_6_node_171 | 0.4 | n |  | TRUE
173 | bus_LV_6024-44_0_6_node_172 | 0.4 | n |  | TRUE
174 | bus_LV_6024-44_0_6_node_173 | 0.4 | n |  | TRUE
175 | bus_LV_6024-44_0_6_node_174 | 0.4 | n |  | TRUE
176 | bus_LV_6024-44_0_6_node_177 | 0.4 | n |  | TRUE
177 | bus_MV_89_0_node_73 | 20 | n |  | TRUE

## load
| name | bus | p_mw | q_mvar | const_z_percent | const_i_percent | sn_mva | scaling | in_service | type
0 | LV_6024-44_0_6_load_0 | 0 | 0.0011896 | 0.00029814 | 0 | 0 |  | 1 | TRUE | wye
1 | LV_6024-44_0_6_load_1 | 1 | 0.0019456 | 0.00048762 | 0 | 0 |  | 1 | TRUE | wye
2 | LV_6024-44_0_6_load_9 | 2 | 0.00076714 | 0.00019226 | 0 | 0 |  | 1 | TRUE | wye
3 | LV_6024-44_0_6_load_3 | 3 | 0.0013743 | 0.00034442 | 0 | 0 |  | 1 | TRUE | wye
4 | LV_6024-44_0_6_load_7 | 4 | 0.0009599 | 0.00024057 | 0 | 0 |  | 1 | TRUE | wye
5 | LV_6024-44_0_6_load_178 | 5 | 0.00045132 | 0.00011311 | 0 | 0 |  | 1 | TRUE | wye
6 | LV_6024-44_0_6_load_175 | 6 | 0.0015104 | 0.00037853 | 0 | 0 |  | 1 | TRUE | wye
7 | LV_6024-44_0_6_load_13 | 7 | 0.00083538 | 0.00020937 | 0 | 0 |  | 1 | TRUE | wye
8 | LV_6024-44_0_6_load_6 | 8 | 0.00095636 | 0.00023969 | 0 | 0 |  | 1 | TRUE | wye
9 | LV_6024-44_0_6_load_4 | 9 | 0.0023085 | 0.00057856 | 0 | 0 |  | 1 | TRUE | wye
10 | LV_6024-44_0_6_load_5 | 10 | 0.0013774 | 0.0003452 | 0 | 0 |  | 1 | TRUE | wye
11 | LV_6024-44_0_6_load_8 | 12 | 0.0009353 | 0.00023441 | 0 | 0 |  | 1 | TRUE | wye
12 | LV_6024-44_0_6_load_10 | 13 | 0.0011248 | 0.00028189 | 0 | 0 |  | 1 | TRUE | wye
13 | LV_6024-44_0_6_load_11 | 14 | 0.00087978 | 0.00022049 | 0 | 0 |  | 1 | TRUE | wye
14 | LV_6024-44_0_6_load_12 | 15 | 0.00083706 | 0.00020979 | 0 | 0 |  | 1 | TRUE | wye
15 | LV_6024-44_0_6_load_28 | 16 | 0.00077575 | 0.00019442 | 0 | 0 |  | 1 | TRUE | wye
16 | LV_6024-44_0_6_load_23 | 17 | 0.0035386 | 0.00088685 | 0 | 0 |  | 1 | TRUE | wye
17 | LV_6024-44_0_6_load_46 | 19 | 0.00086272 | 0.00021622 | 0 | 0 |  | 1 | TRUE | wye
18 | LV_6024-44_0_6_load_14 | 20 | 0.0010136 | 0.00025403 | 0 | 0 |  | 1 | TRUE | wye
19 | LV_6024-44_0_6_load_17 | 21 | 0.00058955 | 0.00014776 | 0 | 0 |  | 1 | TRUE | wye
20 | LV_6024-44_0_6_load_15 | 23 | 0.00058704 | 0.00014713 | 0 | 0 |  | 1 | TRUE | wye
21 | LV_6024-44_0_6_load_18 | 24 | 0.0013021 | 0.00032634 | 0 | 0 |  | 1 | TRUE | wye
22 | LV_6024-44_0_6_load_19 | 25 | 0.00056809 | 0.00014238 | 0 | 0 |  | 1 | TRUE | wye
23 | LV_6024-44_0_6_load_24 | 27 | 0.0017371 | 0.00043535 | 0 | 0 |  | 1 | TRUE | wye
24 | LV_6024-44_0_6_load_25 | 28 | 0.0029899 | 0.00074933 | 0 | 0 |  | 1 | TRUE | wye
25 | LV_6024-44_0_6_load_20 | 29 | 0.0005851 | 0.00014664 | 0 | 0 |  | 1 | TRUE | wye
26 | LV_6024-44_0_6_load_58 | 30 | 0.0017272 | 0.00043287 | 0 | 0 |  | 1 | TRUE | wye
27 | LV_6024-44_0_6_load_21 | 31 | 0.00064302 | 0.00016116 | 0 | 0 |  | 1 | TRUE | wye
28 | LV_6024-44_0_6_load_22 | 32 | 0.0033329 | 0.00083531 | 0 | 0 |  | 1 | TRUE | wye
29 | LV_6024-44_0_6_load_34 | 33 | 0.0044157 | 0.0011067 | 0 | 0 |  | 1 | TRUE | wye
30 | LV_6024-44_0_6_load_54 | 34 | 0.00078389 | 0.00019646 | 0 | 0 |  | 1 | TRUE | wye
31 | LV_6024-44_0_6_load_55 | 35 | 0.00065955 | 0.0001653 | 0 | 0 |  | 1 | TRUE | wye
32 | LV_6024-44_0_6_load_56 | 36 | 0.00061788 | 0.00015485 | 0 | 0 |  | 1 | TRUE | wye
33 | LV_6024-44_0_6_load_59 | 37 | 0.0005777 | 0.00014479 | 0 | 0 |  | 1 | TRUE | wye
34 | LV_6024-44_0_6_load_60 | 38 | 0.00061452 | 0.00015401 | 0 | 0 |  | 1 | TRUE | wye
35 | LV_6024-44_0_6_load_61 | 39 | 0.00063266 | 0.00015856 | 0 | 0 |  | 1 | TRUE | wye
36 | LV_6024-44_0_6_load_62 | 40 | 0.0026506 | 0.0006643 | 0 | 0 |  | 1 | TRUE | wye
37 | LV_6024-44_0_6_load_63 | 41 | 0.0073515 | 0.0018425 | 0 | 0 |  | 1 | TRUE | wye
38 | LV_6024-44_0_6_load_64 | 43 | 0.0071765 | 0.0017986 | 0 | 0 |  | 1 | TRUE | wye
39 | LV_6024-44_0_6_load_65 | 44 | 0.002943 | 0.00073759 | 0 | 0 |  | 1 | TRUE | wye
40 | LV_6024-44_0_6_load_66 | 45 | 0.0042856 | 0.0010741 | 0 | 0 |  | 1 | TRUE | wye
41 | LV_6024-44_0_6_load_125 | 46 | 0.0035808 | 0.00089743 | 0 | 0 |  | 1 | TRUE | wye
42 | LV_6024-44_0_6_load_124 | 47 | 0.0028293 | 0.00070908 | 0 | 0 |  | 1 | TRUE | wye
43 | LV_6024-44_0_6_load_27 | 49 | 0.0018572 | 0.00046545 | 0 | 0 |  | 1 | TRUE | wye
44 | LV_6024-44_0_6_load_29 | 50 | 0.0014568 | 0.00036512 | 0 | 0 |  | 1 | TRUE | wye
45 | LV_6024-44_0_6_load_30 | 51 | 0.0012459 | 0.00031226 | 0 | 0 |  | 1 | TRUE | wye
46 | LV_6024-44_0_6_load_37 | 52 | 0.0030605 | 0.00076703 | 0 | 0 |  | 1 | TRUE | wye
47 | LV_6024-44_0_6_load_38 | 53 | 0.0013321 | 0.00033386 | 0 | 0 |  | 1 | TRUE | wye
48 | LV_6024-44_0_6_load_32 | 54 | 0.0025462 | 0.00063813 | 0 | 0 |  | 1 | TRUE | wye
49 | LV_6024-44_0_6_load_35 | 56 | 0.0029226 | 0.00073248 | 0 | 0 |  | 1 | TRUE | wye
50 | LV_6024-44_0_6_load_36 | 57 | 0.0083876 | 0.0021021 | 0 | 0 |  | 1 | TRUE | wye
51 | LV_6024-44_0_6_load_127 | 59 | 0.0037587 | 0.00094202 | 0 | 0 |  | 1 | TRUE | wye
52 | LV_6024-44_0_6_load_115 | 61 | 0.0030447 | 0.00076307 | 0 | 0 |  | 1 | TRUE | wye
53 | LV_6024-44_0_6_load_116 | 62 | 0.0032953 | 0.00082588 | 0 | 0 |  | 1 | TRUE | wye
54 | LV_6024-44_0_6_load_114 | 63 | 0.0027897 | 0.00069917 | 0 | 0 |  | 1 | TRUE | wye
55 | LV_6024-44_0_6_load_117 | 64 | 0.0029686 | 0.00074401 | 0 | 0 |  | 1 | TRUE | wye
56 | LV_6024-44_0_6_load_118 | 65 | 0.0054142 | 0.0013569 | 0 | 0 |  | 1 | TRUE | wye
57 | LV_6024-44_0_6_load_119 | 66 | 0.0030593 | 0.00076673 | 0 | 0 |  | 1 | TRUE | wye
58 | LV_6024-44_0_6_load_120 | 67 | 0.002804 | 0.00070276 | 0 | 0 |  | 1 | TRUE | wye
59 | LV_6024-44_0_6_load_121 | 68 | 0.003828 | 0.00095938 | 0 | 0 |  | 1 | TRUE | wye
60 | LV_6024-44_0_6_load_122 | 69 | 0.0037197 | 0.00093223 | 0 | 0 |  | 1 | TRUE | wye
61 | LV_6024-44_0_6_load_123 | 70 | 0.0029559 | 0.00074081 | 0 | 0 |  | 1 | TRUE | wye
62 | LV_6024-44_0_6_load_39 | 71 | 0.0032478 | 0.00081398 | 0 | 0 |  | 1 | TRUE | wye
63 | LV_6024-44_0_6_load_91 | 72 | 0.0042021 | 0.0010531 | 0 | 0 |  | 1 | TRUE | wye
64 | LV_6024-44_0_6_load_92 | 73 | 0.0041093 | 0.0010299 | 0 | 0 |  | 1 | TRUE | wye
65 | LV_6024-44_0_6_load_102 | 74 | 0.0027685 | 0.00069385 | 0 | 0 |  | 1 | TRUE | wye
66 | LV_6024-44_0_6_load_90 | 75 | 0.0026184 | 0.00065623 | 0 | 0 |  | 1 | TRUE | wye
67 | LV_6024-44_0_6_load_41 | 77 | 0.0016347 | 0.0004097 | 0 | 0 |  | 1 | TRUE | wye
68 | LV_6024-44_0_6_load_42 | 78 | 0.001542 | 0.00038646 | 0 | 0 |  | 1 | TRUE | wye
69 | LV_6024-44_0_6_load_85 | 79 | 0.0041617 | 0.001043 | 0 | 0 |  | 1 | TRUE | wye
70 | LV_6024-44_0_6_load_86 | 80 | 0.0040702 | 0.0010201 | 0 | 0 |  | 1 | TRUE | wye
71 | LV_6024-44_0_6_load_43 | 82 | 0.0015034 | 0.00037678 | 0 | 0 |  | 1 | TRUE | wye
72 | LV_6024-44_0_6_load_71 | 83 | 0.0017052 | 0.00042737 | 0 | 0 |  | 1 | TRUE | wye
73 | LV_6024-44_0_6_load_142 | 84 | 0.0036427 | 0.00091294 | 0 | 0 |  | 1 | TRUE | wye
74 | LV_6024-44_0_6_load_73 | 85 | 0.0012053 | 0.00030208 | 0 | 0 |  | 1 | TRUE | wye
75 | LV_6024-44_0_6_load_87 | 86 | 0.0014555 | 0.00036479 | 0 | 0 |  | 1 | TRUE | wye
76 | LV_6024-44_0_6_load_69 | 87 | 0.0019505 | 0.00048883 | 0 | 0 |  | 1 | TRUE | wye
77 | LV_6024-44_0_6_load_67 | 88 | 0.0027956 | 0.00070065 | 0 | 0 |  | 1 | TRUE | wye
78 | LV_6024-44_0_6_load_88 | 89 | 0.0018807 | 0.00047136 | 0 | 0 |  | 1 | TRUE | wye
79 | LV_6024-44_0_6_load_72 | 90 | 0.0039605 | 0.0009926 | 0 | 0 |  | 1 | TRUE | wye
80 | LV_6024-44_0_6_load_76 | 91 | 0.0010709 | 0.00026838 | 0 | 0 |  | 1 | TRUE | wye
81 | LV_6024-44_0_6_load_74 | 93 | 0.0022307 | 0.00055906 | 0 | 0 |  | 1 | TRUE | wye
82 | LV_6024-44_0_6_load_50 | 94 | 0.0011464 | 0.00028732 | 0 | 0 |  | 1 | TRUE | wye
83 | LV_6024-44_0_6_load_51 | 95 | 0.0035781 | 0.00089677 | 0 | 0 |  | 1 | TRUE | wye
84 | LV_6024-44_0_6_load_47 | 96 | 0.0017706 | 0.00044374 | 0 | 0 |  | 1 | TRUE | wye
85 | LV_6024-44_0_6_load_48 | 98 | 0.0034092 | 0.00085442 | 0 | 0 |  | 1 | TRUE | wye
86 | LV_6024-44_0_6_load_49 | 101 | 0.0022777 | 0.00057085 | 0 | 0 |  | 1 | TRUE | wye
87 | LV_6024-44_0_6_load_52 | 102 | 0.0034448 | 0.00086335 | 0 | 0 |  | 1 | TRUE | wye
88 | LV_6024-44_0_6_load_138 | 104 | 0.0073381 | 0.0018391 | 0 | 0 |  | 1 | TRUE | wye
89 | LV_6024-44_0_6_load_139 | 105 | 0.0040792 | 0.0010223 | 0 | 0 |  | 1 | TRUE | wye
90 | LV_6024-44_0_6_load_162 | 106 | 0.0036976 | 0.0009267 | 0 | 0 |  | 1 | TRUE | wye
91 | LV_6024-44_0_6_load_158 | 107 | 0.0024241 | 0.00060753 | 0 | 0 |  | 1 | TRUE | wye
92 | LV_6024-44_0_6_load_70 | 109 | 0.0021135 | 0.0005297 | 0 | 0 |  | 1 | TRUE | wye
93 | LV_6024-44_0_6_load_75 | 110 | 0.0025283 | 0.00063365 | 0 | 0 |  | 1 | TRUE | wye
94 | LV_6024-44_0_6_load_140 | 111 | 0.0010084 | 0.00025273 | 0 | 0 |  | 1 | TRUE | wye
95 | LV_6024-44_0_6_load_79 | 112 | 0.0013574 | 0.00034019 | 0 | 0 |  | 1 | TRUE | wye
96 | LV_6024-44_0_6_load_80 | 113 | 0.0016075 | 0.00040289 | 0 | 0 |  | 1 | TRUE | wye
97 | LV_6024-44_0_6_load_81 | 114 | 0.0014323 | 0.00035898 | 0 | 0 |  | 1 | TRUE | wye
98 | LV_6024-44_0_6_load_83 | 115 | 0.0031229 | 0.00078266 | 0 | 0 |  | 1 | TRUE | wye
99 | LV_6024-44_0_6_load_84 | 116 | 0.0016338 | 0.00040947 | 0 | 0 |  | 1 | TRUE | wye
100 | LV_6024-44_0_6_load_82 | 117 | 0.0028611 | 0.00071705 | 0 | 0 |  | 1 | TRUE | wye
101 | LV_6024-44_0_6_load_106 | 118 | 0.0014186 | 0.00035552 | 0 | 0 |  | 1 | TRUE | wye
102 | LV_6024-44_0_6_load_104 | 119 | 0.0015234 | 0.00038181 | 0 | 0 |  | 1 | TRUE | wye
103 | LV_6024-44_0_6_load_96 | 120 | 0.0041886 | 0.0010498 | 0 | 0 |  | 1 | TRUE | wye
104 | LV_6024-44_0_6_load_105 | 121 | 0.0016075 | 0.00040287 | 0 | 0 |  | 1 | TRUE | wye
105 | LV_6024-44_0_6_load_107 | 122 | 0.0015014 | 0.00037629 | 0 | 0 |  | 1 | TRUE | wye
106 | LV_6024-44_0_6_load_108 | 123 | 0.0033108 | 0.00082977 | 0 | 0 |  | 1 | TRUE | wye
107 | LV_6024-44_0_6_load_95 | 124 | 0.0029924 | 0.00074996 | 0 | 0 |  | 1 | TRUE | wye
108 | LV_6024-44_0_6_load_97 | 125 | 0.0038048 | 0.00095357 | 0 | 0 |  | 1 | TRUE | wye
109 | LV_6024-44_0_6_load_94 | 126 | 0.0016102 | 0.00040356 | 0 | 0 |  | 1 | TRUE | wye
110 | LV_6024-44_0_6_load_89 | 127 | 0.0017045 | 0.0004272 | 0 | 0 |  | 1 | TRUE | wye
111 | LV_6024-44_0_6_load_100 | 128 | 0.0022209 | 0.00055662 | 0 | 0 |  | 1 | TRUE | wye
112 | LV_6024-44_0_6_load_93 | 129 | 0.0018413 | 0.00046148 | 0 | 0 |  | 1 | TRUE | wye
113 | LV_6024-44_0_6_load_129 | 130 | 0.0035463 | 0.00088879 | 0 | 0 |  | 1 | TRUE | wye
114 | LV_6024-44_0_6_load_109 | 131 | 0.0032654 | 0.00081838 | 0 | 0 |  | 1 | TRUE | wye
115 | LV_6024-44_0_6_load_110 | 132 | 0.0035464 | 0.00088881 | 0 | 0 |  | 1 | TRUE | wye
116 | LV_6024-44_0_6_load_111 | 133 | 0.0041705 | 0.0010452 | 0 | 0 |  | 1 | TRUE | wye
117 | LV_6024-44_0_6_load_98 | 134 | 0.0036286 | 0.0009094 | 0 | 0 |  | 1 | TRUE | wye
118 | LV_6024-44_0_6_load_99 | 135 | 0.0030214 | 0.00075723 | 0 | 0 |  | 1 | TRUE | wye
119 | LV_6024-44_0_6_load_101 | 136 | 0.0026214 | 0.00065698 | 0 | 0 |  | 1 | TRUE | wye
120 | LV_6024-44_0_6_load_103 | 137 | 0.0036025 | 0.00090288 | 0 | 0 |  | 1 | TRUE | wye
121 | LV_6024-44_0_6_load_134 | 138 | 0.0043731 | 0.001096 | 0 | 0 |  | 1 | TRUE | wye
122 | LV_6024-44_0_6_load_133 | 139 | 0.004203 | 0.0010534 | 0 | 0 |  | 1 | TRUE | wye
123 | LV_6024-44_0_6_load_112 | 140 | 0.0027954 | 0.00070058 | 0 | 0 |  | 1 | TRUE | wye
124 | LV_6024-44_0_6_load_113 | 141 | 0.0027936 | 0.00070015 | 0 | 0 |  | 1 | TRUE | wye
125 | LV_6024-44_0_6_load_130 | 142 | 0.0021029 | 0.00052705 | 0 | 0 |  | 1 | TRUE | wye
126 | LV_6024-44_0_6_load_131 | 143 | 0.0050446 | 0.0012643 | 0 | 0 |  | 1 | TRUE | wye
127 | LV_6024-44_0_6_load_132 | 144 | 0.0051435 | 0.0012891 | 0 | 0 |  | 1 | TRUE | wye
128 | LV_6024-44_0_6_load_143 | 146 | 0.0011741 | 0.00029426 | 0 | 0 |  | 1 | TRUE | wye
129 | LV_6024-44_0_6_load_141 | 147 | 0.0014606 | 0.00036605 | 0 | 0 |  | 1 | TRUE | wye
130 | LV_6024-44_0_6_load_149 | 149 | 0.0016318 | 0.00040897 | 0 | 0 |  | 1 | TRUE | wye
131 | LV_6024-44_0_6_load_144 | 150 | 0.00156 | 0.00039098 | 0 | 0 |  | 1 | TRUE | wye
132 | LV_6024-44_0_6_load_145 | 151 | 0.0017444 | 0.00043719 | 0 | 0 |  | 1 | TRUE | wye
133 | LV_6024-44_0_6_load_147 | 153 | 0.0015223 | 0.00038152 | 0 | 0 |  | 1 | TRUE | wye
134 | LV_6024-44_0_6_load_148 | 154 | 0.0017161 | 0.0004301 | 0 | 0 |  | 1 | TRUE | wye
135 | LV_6024-44_0_6_load_152 | 155 | 0.0016132 | 0.00040429 | 0 | 0 |  | 1 | TRUE | wye
136 | LV_6024-44_0_6_load_153 | 156 | 0.0015799 | 0.00039595 | 0 | 0 |  | 1 | TRUE | wye
137 | LV_6024-44_0_6_load_156 | 157 | 0.0048902 | 0.0012256 | 0 | 0 |  | 1 | TRUE | wye
138 | LV_6024-44_0_6_load_155 | 158 | 0.0015276 | 0.00038286 | 0 | 0 |  | 1 | TRUE | wye
139 | LV_6024-44_0_6_load_157 | 159 | 0.0021372 | 0.00053564 | 0 | 0 |  | 1 | TRUE | wye
140 | LV_6024-44_0_6_load_154 | 160 | 0.0015395 | 0.00038582 | 0 | 0 |  | 1 | TRUE | wye
141 | LV_6024-44_0_6_load_159 | 161 | 0.0023748 | 0.00059518 | 0 | 0 |  | 1 | TRUE | wye
142 | LV_6024-44_0_6_load_161 | 162 | 0.0010039 | 0.00025161 | 0 | 0 |  | 1 | TRUE | wye
143 | LV_6024-44_0_6_load_163 | 163 | 0.003589 | 0.00089949 | 0 | 0 |  | 1 | TRUE | wye
144 | LV_6024-44_0_6_load_164 | 164 | 0.00055042 | 0.00013795 | 0 | 0 |  | 1 | TRUE | wye
145 | LV_6024-44_0_6_load_165 | 165 | 0.0019023 | 0.00047677 | 0 | 0 |  | 1 | TRUE | wye
146 | LV_6024-44_0_6_load_176 | 166 | 0.00029895 | 7.4924e-05 | 0 | 0 |  | 1 | TRUE | wye
147 | LV_6024-44_0_6_load_166 | 167 | 0.00098909 | 0.00024789 | 0 | 0 |  | 1 | TRUE | wye
148 | LV_6024-44_0_6_load_167 | 168 | 0.0015812 | 0.00039629 | 0 | 0 |  | 1 | TRUE | wye
149 | LV_6024-44_0_6_load_170 | 171 | 0.0022448 | 0.00056259 | 0 | 0 |  | 1 | TRUE | wye
150 | LV_6024-44_0_6_load_171 | 172 | 0.00054962 | 0.00013775 | 0 | 0 |  | 1 | TRUE | wye
151 | LV_6024-44_0_6_load_172 | 173 | 0.00050023 | 0.00012537 | 0 | 0 |  | 1 | TRUE | wye
152 | LV_6024-44_0_6_load_174 | 175 | 0.00090102 | 0.00022582 | 0 | 0 |  | 1 | TRUE | wye
153 | LV_6024-44_0_6_load_177 | 176 | 0.0013548 | 0.00033956 | 0 | 0 |  | 1 | TRUE | wye

## ext_grid
| name | bus | vm_pu | va_degree | slack_weight | in_service
0 |  | 71 | 1 | 0 | 1 | TRUE

## line
| name | std_type | from_bus | to_bus | length_km | r_ohm_per_km | x_ohm_per_km | c_nf_per_km | g_us_per_km | max_i_ka | df | parallel | type | in_service
0 | LV_6024-44_0_6_line_0 |  | 0 | 1 | 0.012833 | 0.125 | 0.08 | 261 | 0 | 0.364 | 1 | 1 | cs | TRUE
1 | LV_6024-44_0_6_line_1 |  | 0 | 2 | 0.15499 | 0.125 | 0.08 | 261 | 0 | 0.364 | 1 | 1 | cs | TRUE
2 | LV_6024-44_0_6_line_2 |  | 1 | 3 | 0.037344 | 0.125 | 0.08 | 261 | 0 | 0.364 | 1 | 1 | cs | TRUE
3 | LV_6024-44_0_6_line_3 |  | 2 | 4 | 0.10231 | 0.125 | 0.08 | 261 | 0 | 0.364 | 1 | 1 | cs | TRUE
4 | LV_6024-44_0_6_line_4 |  | 4 | 7 | 0.1303 | 0.125 | 0.08 | 261 | 0 | 0.364 | 1 | 1 | cs | TRUE
5 | LV_6024-44_0_6_line_5 |  | 4 | 8 | 0.011996 | 0.125 | 0.08 | 261 | 0 | 0.364 | 1 | 1 | cs | TRUE
6 | LV_6024-44_0_6_line_6 |  | 5 | 6 | 0.054476 | 0.125 | 0.08 | 261 | 0 | 0.364 | 1 | 1 | cs | TRUE
7 | LV_6024-44_0_6_line_7 |  | 6 | 176 | 0.012976 | 0.125 | 0.08 | 261 | 0 | 0.364 | 1 | 1 | cs | TRUE
8 | LV_6024-44_0_6_line_8 |  | 6 | 166 | 0.060428 | 0.125 | 0.08 | 261 | 0 | 0.364 | 1 | 1 | cs | TRUE
9 | LV_6024-44_0_6_line_9 |  | 7 | 20 | 0.0022707 | 0.125 | 0.08 | 261 | 0 | 0.364 | 1 | 1 | cs | TRUE
10 | LV_6024-44_0_6_line_10 |  | 8 | 12 | 0.032115 | 0.125 | 0.08 | 261 | 0 | 0.364 | 1 | 1 | cs | TRUE
11 | LV_6024-44_0_6_line_11 |  | 9 | 10 | 0.027124 | 0.125 | 0.08 | 261 | 0 | 0.364 | 1 | 1 | cs | TRUE
12 | LV_6024-44_0_6_line_12 |  | 10 | 11 | 0.059449 | 0.125 | 0.08 | 261 | 0 | 0.364 | 1 | 1 | cs | TRUE
13 | LV_6024-44_0_6_line_13 |  | 11 | 18 | 0.024529 | 0.125 | 0.08 | 261 | 0 | 0.364 | 1 | 1 | cs | TRUE
14 | LV_6024-44_0_6_line_14 |  | 11 | 19 | 0.017429 | 0.125 | 0.08 | 261 | 0 | 0.364 | 1 | 1 | cs | TRUE
15 | LV_6024-44_0_6_line_15 |  | 12 | 13 | 0.09123 | 0.125 | 0.08 | 261 | 0 | 0.364 | 1 | 1 | cs | TRUE
16 | LV_6024-44_0_6_line_16 |  | 13 | 14 | 0.0057174 | 0.125 | 0.08 | 261 | 0 | 0.364 | 1 | 1 | cs | TRUE
17 | LV_6024-44_0_6_line_17 |  | 14 | 15 | 0.025431 | 0.125 | 0.08 | 261 | 0 | 0.364 | 1 | 1 | cs | TRUE
18 | LV_6024-44_0_6_line_18 |  | 15 | 16 | 0.033441 | 0.125 | 0.08 | 261 | 0 | 0.364 | 1 | 1 | cs | TRUE
19 | LV_6024-44_0_6_line_19 |  | 16 | 17 | 0.085449 | 0.125 | 0.08 | 261 | 0 | 0.364 | 1 | 1 | cs | TRUE
20 | LV_6024-44_0_6_line_20 |  | 17 | 27 | 0.04438 | 0.125 | 0.08 | 261 | 0 | 0.364 | 1 | 1 | cs | TRUE
21 | LV_6024-44_0_6_line_21 |  | 18 | 94 | 0.05772 | 0.125 | 0.08 | 261 | 0 | 0.364 | 1 | 1 | cs | TRUE
22 | LV_6024-44_0_6_line_22 |  | 18 | 95 | 0.043779 | 0.125 | 0.08 | 261 | 0 | 0.364 | 1 | 1 | cs | TRUE
23 | LV_6024-44_0_6_line_23 |  | 18 | 96 | 0.066754 | 0.125 | 0.08 | 261 | 0 | 0.364 | 1 | 1 | cs | TRUE
24 | LV_6024-44_0_6_line_24 |  | 21 | 22 | 0.088362 | 0.125 | 0.08 | 261 | 0 | 0.364 | 1 | 1 | cs | TRUE
25 | LV_6024-44_0_6_line_25 |  | 22 | 24 | 0.096291 | 0.125 | 0.08 | 261 | 0 | 0.364 | 1 | 1 | cs | TRUE
26 | LV_6024-44_0_6_line_26 |  | 22 | 23 | 0.0097167 | 0.125 | 0.08 | 261 | 0 | 0.364 | 1 | 1 | cs | TRUE
27 | LV_6024-44_0_6_line_27 |  | 24 | 25 | 0.037013 | 0.125 | 0.08 | 261 | 0 | 0.364 | 1 | 1 | cs | TRUE
28 | LV_6024-44_0_6_line_28 |  | 24 | 26 | 0.13247 | 0.125 | 0.08 | 261 | 0 | 0.364 | 1 | 1 | cs | TRUE
29 | LV_6024-44_0_6_line_29 |  | 25 | 29 | 0.064197 | 0.125 | 0.08 | 261 | 0 | 0.364 | 1 | 1 | cs | TRUE
30 | LV_6024-44_0_6_line_30 |  | 26 | 30 | 0.014042 | 0.125 | 0.08 | 261 | 0 | 0.364 | 1 | 1 | cs | TRUE
31 | LV_6024-44_0_6_line_31 |  | 27 | 28 | 0.066304 | 0.125 | 0.08 | 261 | 0 | 0.364 | 1 | 1 | cs | TRUE
32 | LV_6024-44_0_6_line_32 |  | 28 | 48 | 0.025833 | 0.125 | 0.08 | 261 | 0 | 0.364 | 1 | 1 | cs | TRUE
33 | LV_6024-44_0_6_line_33 |  | 29 | 31 | 0.046396 | 0.125 | 0.08 | 261 | 0 | 0.364 | 1 | 1 | cs | TRUE
34 | LV_6024-44_0_6_line_34 |  | 31 | 32 | 0.044285 | 0.125 | 0.08 | 261 | 0 | 0.364 | 1 | 1 | cs | TRUE
35 | LV_6024-44_0_6_line_35 |  | 32 | 33 | 0.072596 | 0.125 | 0.08 | 261 | 0 | 0.364 | 1 | 1 | cs | TRUE
36 | LV_6024-44_0_6_line_36 |  | 33 | 42 | 0.044069 | 0.125 | 0.08 | 261 | 0 | 0.364 | 1 | 1 | cs | TRUE
37 | LV_6024-44_0_6_line_37 |  | 34 | 35 | 0.0051746 | 0.125 | 0.08 | 261 | 0 | 0.364 | 1 | 1 | cs | TRUE
38 | LV_6024-44_0_6_line_38 |  | 35 | 36 | 0.015397 | 0.125 | 0.08 | 261 | 0 | 0.364 | 1 | 1 | cs | TRUE
39 | LV_6024-44_0_6_line_39 |  | 36 | 37 | 0.0042865 | 0.125 | 0.08 | 261 | 0 | 0.364 | 1 | 1 | cs | TRUE
40 | LV_6024-44_0_6_line_40 |  | 37 | 38 | 0.013538 | 0.125 | 0.08 | 261 | 0 | 0.364 | 1 | 1 | cs | TRUE
41 | LV_6024-44_0_6_line_41 |  | 38 | 39 | 0.001348 | 0.125 | 0.08 | 261 | 0 | 0.364 | 1 | 1 | cs | TRUE
42 | LV_6024-44_0_6_line_42 |  | 39 | 40 | 0.001155 | 0.125 | 0.08 | 261 | 0 | 0.364 | 1 | 1 | cs | TRUE
43 | LV_6024-44_0_6_line_43 |  | 40 | 41 | 0.027278 | 0.125 | 0.08 | 261 | 0 | 0.364 | 1 | 1 | cs | TRUE
44 | LV_6024-44_0_6_line_44 |  | 41 | 43 | 0.016167 | 0.125 | 0.08 | 261 | 0 | 0.364 | 1 | 1 | cs | TRUE
45 | LV_6024-44_0_6_line_45 |  | 42 | 55 | 0.028634 | 0.125 | 0.08 | 261 | 0 | 0.364 | 1 | 1 | cs | TRUE
46 | LV_6024-44_0_6_line_46 |  | 42 | 50 | 0.072714 | 0.125 | 0.08 | 261 | 0 | 0.364 | 1 | 1 | cs | TRUE
47 | LV_6024-44_0_6_line_47 |  | 43 | 44 | 0.021706 | 0.125 | 0.08 | 261 | 0 | 0.364 | 1 | 1 | cs | TRUE
48 | LV_6024-44_0_6_line_48 |  | 44 | 45 | 0.045409 | 0.125 | 0.08 | 261 | 0 | 0.364 | 1 | 2 | cs | TRUE
49 | LV_6024-44_0_6_line_49 |  | 45 | 46 | 5.138e-05 | 0.125 | 0.08 | 261 | 0 | 0.364 | 1 | 5 | cs | TRUE
50 | LV_6024-44_0_6_line_50 |  | 46 | 47 | 0.016388 | 0.125 | 0.08 | 261 | 0 | 0.364 | 1 | 5 | cs | TRUE
51 | LV_6024-44_0_6_line_51 |  | 47 | 70 | 0.0049266 | 0.125 | 0.08 | 261 | 0 | 0.364 | 1 | 5 | cs | TRUE
52 | LV_6024-44_0_6_line_52 |  | 48 | 49 | 0.043584 | 0.125 | 0.08 | 261 | 0 | 0.364 | 1 | 1 | cs | TRUE
53 | LV_6024-44_0_6_line_53 |  | 49 | 52 | 0.013754 | 0.125 | 0.08 | 261 | 0 | 0.364 | 1 | 1 | cs | TRUE
54 | LV_6024-44_0_6_line_54 |  | 50 | 51 | 0.014756 | 0.125 | 0.08 | 261 | 0 | 0.364 | 1 | 1 | cs | TRUE
55 | LV_6024-44_0_6_line_55 |  | 51 | 54 | 0.01864 | 0.125 | 0.08 | 261 | 0 | 0.364 | 1 | 1 | cs | TRUE
56 | LV_6024-44_0_6_line_56 |  | 52 | 53 | 0.030249 | 0.125 | 0.08 | 261 | 0 | 0.364 | 1 | 1 | cs | TRUE
57 | LV_6024-44_0_6_line_57 |  | 53 | 71 | 0.10368 | 0.125 | 0.08 | 261 | 0 | 0.364 | 1 | 1 | cs | TRUE
58 | LV_6024-44_0_6_line_58 |  | 55 | 56 | 0.017529 | 0.125 | 0.08 | 261 | 0 | 0.364 | 1 | 1 | cs | TRUE
59 | LV_6024-44_0_6_line_59 |  | 55 | 57 | 0.045699 | 0.125 | 0.08 | 261 | 0 | 0.364 | 1 | 1 | cs | TRUE
60 | LV_6024-44_0_6_line_60 |  | 56 | 58 | 0.0052781 | 0.125 | 0.08 | 261 | 0 | 0.364 | 1 | 1 | cs | TRUE
61 | LV_6024-44_0_6_line_61 |  | 58 | 59 | 0.011694 | 0.125 | 0.08 | 261 | 0 | 0.364 | 1 | 1 | cs | TRUE
62 | LV_6024-44_0_6_line_62 |  | 58 | 60 | 0.04339 | 0.125 | 0.08 | 261 | 0 | 0.364 | 1 | 1 | cs | TRUE
63 | LV_6024-44_0_6_line_63 |  | 59 | 130 | 0.01549 | 0.125 | 0.08 | 261 | 0 | 0.364 | 1 | 1 | cs | TRUE
64 | LV_6024-44_0_6_line_64 |  | 60 | 142 | 0.014432 | 0.125 | 0.08 | 261 | 0 | 0.364 | 1 | 1 | cs | TRUE
65 | LV_6024-44_0_6_line_65 |  | 60 | 143 | 0.018089 | 0.125 | 0.08 | 261 | 0 | 0.364 | 1 | 1 | cs | TRUE
66 | LV_6024-44_0_6_line_66 |  | 61 | 62 | 0.010834 | 0.125 | 0.08 | 261 | 0 | 0.364 | 1 | 5 | cs | TRUE
67 | LV_6024-44_0_6_line_67 |  | 61 | 63 | 0.0052524 | 0.125 | 0.08 | 261 | 0 | 0.364 | 1 | 5 | cs | TRUE
68 | LV_6024-44_0_6_line_68 |  | 62 | 64 | 0.0067711 | 0.125 | 0.08 | 261 | 0 | 0.364 | 1 | 5 | cs | TRUE
69 | LV_6024-44_0_6_line_69 |  | 63 | 141 | 0.0047872 | 0.125 | 0.08 | 261 | 0 | 0.364 | 1 | 5 | cs | TRUE
70 | LV_6024-44_0_6_line_70 |  | 64 | 65 | 0.006616 | 0.125 | 0.08 | 261 | 0 | 0.364 | 1 | 5 | cs | TRUE
71 | LV_6024-44_0_6_line_71 |  | 65 | 66 | 0.0036422 | 0.125 | 0.08 | 261 | 0 | 0.364 | 1 | 5 | cs | TRUE
72 | LV_6024-44_0_6_line_72 |  | 66 | 67 | 0.0023024 | 0.125 | 0.08 | 261 | 0 | 0.364 | 1 | 5 | cs | TRUE
73 | LV_6024-44_0_6_line_73 |  | 67 | 68 | 0.0062853 | 0.125 | 0.08 | 261 | 0 | 0.364 | 1 | 5 | cs | TRUE
74 | LV_6024-44_0_6_line_74 |  | 68 | 69 | 0.0065176 | 0.125 | 0.08 | 261 | 0 | 0.364 | 1 | 5 | cs | TRUE
75 | LV_6024-44_0_6_line_75 |  | 69 | 70 | 0.010481 | 0.125 | 0.08 | 261 | 0 | 0.364 | 1 | 5 | cs | TRUE
76 | LV_6024-44_0_6_line_76 |  | 71 | 72 | 0.070344 | 0.125 | 0.08 | 261 | 0 | 0.364 | 1 | 5 | cs | TRUE
77 | LV_6024-44_0_6_line_77 |  | 72 | 75 | 0.016898 | 0.125 | 0.08 | 261 | 0 | 0.364 | 1 | 5 | cs | TRUE
78 | LV_6024-44_0_6_line_78 |  | 72 | 73 | 0.00090893 | 0.125 | 0.08 | 261 | 0 | 0.364 | 1 | 1 | cs | TRUE
79 | LV_6024-44_0_6_line_79 |  | 73 | 74 | 0.0044382 | 0.125 | 0.08 | 261 | 0 | 0.364 | 1 | 1 | cs | TRUE
80 | LV_6024-44_0_6_line_80 |  | 74 | 128 | 0.025518 | 0.125 | 0.08 | 261 | 0 | 0.364 | 1 | 1 | cs | TRUE
81 | LV_6024-44_0_6_line_81 |  | 75 | 127 | 0.042545 | 0.125 | 0.08 | 261 | 0 | 0.364 | 1 | 5 | cs | TRUE
82 | LV_6024-44_0_6_line_82 |  | 76 | 77 | 0.0070294 | 0.125 | 0.08 | 261 | 0 | 0.364 | 1 | 5 | cs | TRUE
83 | LV_6024-44_0_6_line_83 |  | 76 | 78 | 0.010444 | 0.125 | 0.08 | 261 | 0 | 0.364 | 1 | 5 | cs | TRUE
84 | LV_6024-44_0_6_line_84 |  | 76 | 79 | 0.080887 | 0.125 | 0.08 | 261 | 0 | 0.364 | 1 | 5 | cs | TRUE
85 | LV_6024-44_0_6_line_85 |  | 77 | 80 | 0.045565 | 0.125 | 0.08 | 261 | 0 | 0.364 | 1 | 5 | cs | TRUE
86 | LV_6024-44_0_6_line_86 |  | 78 | 81 | 0.078054 | 0.125 | 0.08 | 261 | 0 | 0.364 | 1 | 5 | cs | TRUE
87 | LV_6024-44_0_6_line_87 |  | 79 | 84 | 0.10714 | 0.125 | 0.08 | 261 | 0 | 0.364 | 1 | 5 | cs | TRUE
88 | LV_6024-44_0_6_line_88 |  | 79 | 85 | 0.069473 | 0.125 | 0.08 | 261 | 0 | 0.364 | 1 | 1 | cs | TRUE
89 | LV_6024-44_0_6_line_89 |  | 80 | 86 | 0.011519 | 0.125 | 0.08 | 261 | 0 | 0.364 | 1 | 5 | cs | TRUE
90 | LV_6024-44_0_6_line_90 |  | 81 | 87 | 0.038572 | 0.125 | 0.08 | 261 | 0 | 0.364 | 1 | 5 | cs | TRUE
91 | LV_6024-44_0_6_line_91 |  | 81 | 88 | 0.039808 | 0.125 | 0.08 | 261 | 0 | 0.364 | 1 | 1 | cs | TRUE
92 | LV_6024-44_0_6_line_92 |  | 82 | 83 | 0.01553 | 0.125 | 0.08 | 261 | 0 | 0.364 | 1 | 1 | cs | TRUE
93 | LV_6024-44_0_6_line_93 |  | 83 | 90 | 0.054895 | 0.125 | 0.08 | 261 | 0 | 0.364 | 1 | 1 | cs | TRUE
94 | LV_6024-44_0_6_line_94 |  | 84 | 111 | 0.0044397 | 0.125 | 0.08 | 261 | 0 | 0.364 | 1 | 5 | cs | TRUE
95 | LV_6024-44_0_6_line_95 |  | 85 | 90 | 0.010746 | 0.125 | 0.08 | 261 | 0 | 0.364 | 1 | 1 | cs | TRUE
96 | LV_6024-44_0_6_line_96 |  | 86 | 89 | 0.0020832 | 0.125 | 0.08 | 261 | 0 | 0.364 | 1 | 5 | cs | TRUE
97 | LV_6024-44_0_6_line_97 |  | 87 | 109 | 0.013933 | 0.125 | 0.08 | 261 | 0 | 0.364 | 1 | 5 | cs | TRUE
98 | LV_6024-44_0_6_line_98 |  | 89 | 127 | 0.0016019 | 0.125 | 0.08 | 261 | 0 | 0.364 | 1 | 5 | cs | TRUE
99 | LV_6024-44_0_6_line_99 |  | 91 | 92 | 0.10576 | 0.125 | 0.08 | 261 | 0 | 0.364 | 1 | 5 | cs | TRUE
100 | LV_6024-44_0_6_line_100 |  | 91 | 93 | 0.079374 | 0.125 | 0.08 | 261 | 0 | 0.364 | 1 | 5 | cs | TRUE
101 | LV_6024-44_0_6_line_101 |  | 92 | 112 | 0.052971 | 0.125 | 0.08 | 261 | 0 | 0.364 | 1 | 5 | cs | TRUE
102 | LV_6024-44_0_6_line_102 |  | 92 | 113 | 0.046034 | 0.125 | 0.08 | 261 | 0 | 0.364 | 1 | 1 | cs | TRUE
103 | LV_6024-44_0_6_line_103 |  | 92 | 114 | 0.057244 | 0.125 | 0.08 | 261 | 0 | 0.364 | 1 | 5 | cs | TRUE
104 | LV_6024-44_0_6_line_104 |  | 93 | 110 | 0.023677 | 0.125 | 0.08 | 261 | 0 | 0.364 | 1 | 5 | cs | TRUE
105 | LV_6024-44_0_6_line_105 |  | 95 | 97 | 0.046517 | 0.125 | 0.08 | 261 | 0 | 0.364 | 1 | 2 | cs | TRUE
106 | LV_6024-44_0_6_line_106 |  | 96 | 98 | 0.089217 | 0.125 | 0.08 | 261 | 0 | 0.364 | 1 | 1 | cs | TRUE
107 | LV_6024-44_0_6_line_107 |  | 97 | 104 | 0.012136 | 0.125 | 0.08 | 261 | 0 | 0.364 | 1 | 1 | cs | TRUE
108 | LV_6024-44_0_6_line_108 |  | 97 | 105 | 0.013043 | 0.125 | 0.08 | 261 | 0 | 0.364 | 1 | 1 | cs | TRUE
109 | LV_6024-44_0_6_line_109 |  | 97 | 99 | 0.005559 | 0.125 | 0.08 | 261 | 0 | 0.364 | 1 | 5 | cs | TRUE
110 | LV_6024-44_0_6_line_110 |  | 98 | 101 | 0.017782 | 0.125 | 0.08 | 261 | 0 | 0.364 | 1 | 1 | cs | TRUE
111 | LV_6024-44_0_6_line_111 |  | 99 | 100 | 0.07989 | 0.125 | 0.08 | 261 | 0 | 0.364 | 1 | 5 | cs | TRUE
112 | LV_6024-44_0_6_line_112 |  | 100 | 146 | 0.00603 | 0.125 | 0.08 | 261 | 0 | 0.364 | 1 | 1 | cs | TRUE
113 | LV_6024-44_0_6_line_113 |  | 100 | 147 | 0.096447 | 0.125 | 0.08 | 261 | 0 | 0.364 | 1 | 5 | cs | TRUE
114 | LV_6024-44_0_6_line_114 |  | 101 | 102 | 0.013618 | 0.125 | 0.08 | 261 | 0 | 0.364 | 1 | 1 | cs | TRUE
115 | LV_6024-44_0_6_line_115 |  | 102 | 103 | 0.026836 | 0.125 | 0.08 | 261 | 0 | 0.364 | 1 | 1 | cs | TRUE
116 | LV_6024-44_0_6_line_116 |  | 103 | 106 | 0.11516 | 0.125 | 0.08 | 261 | 0 | 0.364 | 1 | 1 | cs | TRUE
117 | LV_6024-44_0_6_line_117 |  | 103 | 107 | 0.0079809 | 0.125 | 0.08 | 261 | 0 | 0.364 | 1 | 1 | cs | TRUE
118 | LV_6024-44_0_6_line_118 |  | 105 | 108 | 0.04747 | 0.125 | 0.08 | 261 | 0 | 0.364 | 1 | 1 | cs | TRUE
119 | LV_6024-44_0_6_line_119 |  | 106 | 164 | 0.024983 | 0.125 | 0.08 | 261 | 0 | 0.364 | 1 | 1 | cs | TRUE
120 | LV_6024-44_0_6_line_120 |  | 107 | 161 | 0.014752 | 0.125 | 0.08 | 261 | 0 | 0.364 | 1 | 1 | cs | TRUE
121 | LV_6024-44_0_6_line_121 |  | 108 | 145 | 0.02305 | 0.125 | 0.08 | 261 | 0 | 0.364 | 1 | 1 | cs | TRUE
122 | LV_6024-44_0_6_line_122 |  | 109 | 110 | 0.050271 | 0.125 | 0.08 | 261 | 0 | 0.364 | 1 | 5 | cs | TRUE
123 | LV_6024-44_0_6_line_123 |  | 111 | 147 | 0.024839 | 0.125 | 0.08 | 261 | 0 | 0.364 | 1 | 5 | cs | TRUE
124 | LV_6024-44_0_6_line_124 |  | 112 | 115 | 0.043671 | 0.125 | 0.08 | 261 | 0 | 0.364 | 1 | 5 | cs | TRUE
125 | LV_6024-44_0_6_line_125 |  | 113 | 116 | 0.0053098 | 0.125 | 0.08 | 261 | 0 | 0.364 | 1 | 1 | cs | TRUE
126 | LV_6024-44_0_6_line_126 |  | 114 | 117 | 0.0039623 | 0.125 | 0.08 | 261 | 0 | 0.364 | 1 | 5 | cs | TRUE
127 | LV_6024-44_0_6_line_127 |  | 115 | 120 | 0.012704 | 0.125 | 0.08 | 261 | 0 | 0.364 | 1 | 5 | cs | TRUE
128 | LV_6024-44_0_6_line_128 |  | 116 | 124 | 0.037096 | 0.125 | 0.08 | 261 | 0 | 0.364 | 1 | 1 | cs | TRUE
129 | LV_6024-44_0_6_line_129 |  | 117 | 118 | 0.013426 | 0.125 | 0.08 | 261 | 0 | 0.364 | 1 | 5 | cs | TRUE
130 | LV_6024-44_0_6_line_130 |  | 118 | 119 | 0.0026101 | 0.125 | 0.08 | 261 | 0 | 0.364 | 1 | 5 | cs | TRUE
131 | LV_6024-44_0_6_line_131 |  | 119 | 121 | 0.0021119 | 0.125 | 0.08 | 261 | 0 | 0.364 | 1 | 5 | cs | TRUE
132 | LV_6024-44_0_6_line_132 |  | 120 | 125 | 0.012562 | 0.125 | 0.08 | 261 | 0 | 0.364 | 1 | 5 | cs | TRUE
133 | LV_6024-44_0_6_line_133 |  | 121 | 122 | 0.024638 | 0.125 | 0.08 | 261 | 0 | 0.364 | 1 | 5 | cs | TRUE
134 | LV_6024-44_0_6_line_134 |  | 122 | 123 | 0.039188 | 0.125 | 0.08 | 261 | 0 | 0.364 | 1 | 5 | cs | TRUE
135 | LV_6024-44_0_6_line_135 |  | 123 | 131 | 0.011743 | 0.125 | 0.08 | 261 | 0 | 0.364 | 1 | 5 | cs | TRUE
136 | LV_6024-44_0_6_line_136 |  | 124 | 126 | 0.0079769 | 0.125 | 0.08 | 261 | 0 | 0.364 | 1 | 1 | cs | TRUE
137 | LV_6024-44_0_6_line_137 |  | 125 | 130 | 0.014511 | 0.125 | 0.08 | 261 | 0 | 0.364 | 1 | 2 | cs | TRUE
138 | LV_6024-44_0_6_line_138 |  | 126 | 129 | 0.0037261 | 0.125 | 0.08 | 261 | 0 | 0.364 | 1 | 1 | cs | TRUE
139 | LV_6024-44_0_6_line_139 |  | 128 | 134 | 0.016626 | 0.125 | 0.08 | 261 | 0 | 0.364 | 1 | 1 | cs | TRUE
140 | LV_6024-44_0_6_line_140 |  | 131 | 132 | 0.012453 | 0.125 | 0.08 | 261 | 0 | 0.364 | 1 | 5 | cs | TRUE
141 | LV_6024-44_0_6_line_141 |  | 132 | 133 | 0.033724 | 0.125 | 0.08 | 261 | 0 | 0.364 | 1 | 5 | cs | TRUE
142 | LV_6024-44_0_6_line_142 |  | 133 | 140 | 0.019075 | 0.125 | 0.08 | 261 | 0 | 0.364 | 1 | 5 | cs | TRUE
143 | LV_6024-44_0_6_line_143 |  | 134 | 135 | 0.011676 | 0.125 | 0.08 | 261 | 0 | 0.364 | 1 | 1 | cs | TRUE
144 | LV_6024-44_0_6_line_144 |  | 135 | 136 | 0.0044758 | 0.125 | 0.08 | 261 | 0 | 0.364 | 1 | 1 | cs | TRUE
145 | LV_6024-44_0_6_line_145 |  | 136 | 137 | 0.019117 | 0.125 | 0.08 | 261 | 0 | 0.364 | 1 | 1 | cs | TRUE
146 | LV_6024-44_0_6_line_146 |  | 137 | 138 | 0.030443 | 0.125 | 0.08 | 261 | 0 | 0.364 | 1 | 1 | cs | TRUE
147 | LV_6024-44_0_6_line_147 |  | 138 | 139 | 0.0047469 | 0.125 | 0.08 | 261 | 0 | 0.364 | 1 | 1 | cs | TRUE
148 | LV_6024-44_0_6_line_148 |  | 139 | 144 | 0.027592 | 0.125 | 0.08 | 261 | 0 | 0.364 | 1 | 1 | cs | TRUE
149 | LV_6024-44_0_6_line_149 |  | 140 | 141 | 0.015139 | 0.125 | 0.08 | 261 | 0 | 0.364 | 1 | 5 | cs | TRUE
150 | LV_6024-44_0_6_line_150 |  | 145 | 148 | 0.014712 | 0.125 | 0.08 | 261 | 0 | 0.364 | 1 | 1 | cs | TRUE
151 | LV_6024-44_0_6_line_151 |  | 145 | 149 | 0.055348 | 0.125 | 0.08 | 261 | 0 | 0.364 | 1 | 1 | cs | TRUE
152 | LV_6024-44_0_6_line_152 |  | 146 | 150 | 0.019936 | 0.125 | 0.08 | 261 | 0 | 0.364 | 1 | 1 | cs | TRUE
153 | LV_6024-44_0_6_line_153 |  | 148 | 155 | 0.032483 | 0.125 | 0.08 | 261 | 0 | 0.364 | 1 | 1 | cs | TRUE
154 | LV_6024-44_0_6_line_154 |  | 148 | 156 | 0.021492 | 0.125 | 0.08 | 261 | 0 | 0.364 | 1 | 1 | cs | TRUE
155 | LV_6024-44_0_6_line_155 |  | 150 | 151 | 0.031875 | 0.125 | 0.08 | 261 | 0 | 0.364 | 1 | 1 | cs | TRUE
156 | LV_6024-44_0_6_line_156 |  | 151 | 152 | 0.031925 | 0.125 | 0.08 | 261 | 0 | 0.364 | 1 | 1 | cs | TRUE
157 | LV_6024-44_0_6_line_157 |  | 152 | 153 | 0.0020983 | 0.125 | 0.08 | 261 | 0 | 0.364 | 1 | 1 | cs | TRUE
158 | LV_6024-44_0_6_line_158 |  | 153 | 154 | 0.019078 | 0.125 | 0.08 | 261 | 0 | 0.364 | 1 | 1 | cs | TRUE
159 | LV_6024-44_0_6_line_159 |  | 155 | 157 | 0.028255 | 0.125 | 0.08 | 261 | 0 | 0.364 | 1 | 1 | cs | TRUE
160 | LV_6024-44_0_6_line_160 |  | 156 | 158 | 0.028114 | 0.125 | 0.08 | 261 | 0 | 0.364 | 1 | 1 | cs | TRUE
161 | LV_6024-44_0_6_line_161 |  | 157 | 159 | 0.0061784 | 0.125 | 0.08 | 261 | 0 | 0.364 | 1 | 1 | cs | TRUE
162 | LV_6024-44_0_6_line_162 |  | 158 | 160 | 0.021588 | 0.125 | 0.08 | 261 | 0 | 0.364 | 1 | 1 | cs | TRUE
163 | LV_6024-44_0_6_line_163 |  | 161 | 162 | 0.023468 | 0.125 | 0.08 | 261 | 0 | 0.364 | 1 | 1 | cs | TRUE
164 | LV_6024-44_0_6_line_164 |  | 162 | 163 | 0.0011875 | 0.125 | 0.08 | 261 | 0 | 0.364 | 1 | 1 | cs | TRUE
165 | LV_6024-44_0_6_line_165 |  | 163 | 165 | 0.050495 | 0.125 | 0.08 | 261 | 0 | 0.364 | 1 | 1 | cs | TRUE
166 | LV_6024-44_0_6_line_166 |  | 164 | 166 | 0.013157 | 0.125 | 0.08 | 261 | 0 | 0.364 | 1 | 1 | cs | TRUE
167 | LV_6024-44_0_6_line_167 |  | 165 | 167 | 0.039091 | 0.125 | 0.08 | 261 | 0 | 0.364 | 1 | 1 | cs | TRUE
168 | LV_6024-44_0_6_line_168 |  | 167 | 168 | 0.013173 | 0.125 | 0.08 | 261 | 0 | 0.364 | 1 | 1 | cs | TRUE
169 | LV_6024-44_0_6_line_169 |  | 168 | 169 | 0.10693 | 0.125 | 0.08 | 261 | 0 | 0.364 | 1 | 1 | cs | TRUE
170 | LV_6024-44_0_6_line_170 |  | 169 | 170 | 0.053834 | 0.125 | 0.08 | 261 | 0 | 0.364 | 1 | 1 | cs | TRUE
171 | LV_6024-44_0_6_line_171 |  | 170 | 171 | 0.049871 | 0.125 | 0.08 | 261 | 0 | 0.364 | 1 | 1 | cs | TRUE
172 | LV_6024-44_0_6_line_172 |  | 171 | 172 | 0.053972 | 0.125 | 0.08 | 261 | 0 | 0.364 | 1 | 1 | cs | TRUE
173 | LV_6024-44_0_6_line_173 |  | 172 | 173 | 0.022012 | 0.125 | 0.08 | 261 | 0 | 0.364 | 1 | 1 | cs | TRUE
174 | LV_6024-44_0_6_line_174 |  | 173 | 174 | 0.047522 | 0.125 | 0.08 | 261 | 0 | 0.364 | 1 | 1 | cs | TRUE
175 | LV_6024-44_0_6_line_175 |  | 174 | 175 | 0.070944 | 0.125 | 0.08 | 261 | 0 | 0.364 | 1 | 1 | cs | TRUE

## trafo
| name | std_type | hv_bus | lv_bus | sn_mva | vn_hv_kv | vn_lv_kv | vk_percent | vkr_percent | pfe_kw | i0_percent | shift_degree | tap_side | tap_neutral | tap_min | tap_max | tap_step_percent | tap_step_degree | tap_pos | tap_phase_shifter | parallel | df | in_service
0 | LV_6024-44_0_6_trafo_39 | 0.63 MVA 20/0.4 kV | 177 | 71 | 0.63 | 20 | 0.4 | 6 | 1.206 | 1.65 | 0.2619 | 150 | hv | 0 | -2 | 2 | 2.5 | 0 | 0 | FALSE | 1 | 1 | TRUE

## line_geodata
| x0 | y0 | x1 | y1 | x2 | y2 | x3 | y3 | x4 | y4 | x5 | y5 | x6 | y6 | x7 | y7 | x8 | y8 | x9 | y9
0 | 2590069.1663 | 1114332.8001 | 2590079.693 | 1114325.4605
1 | 2590154.6854 | 1114462.0658 | 2590069.1663 | 1114332.8001
2 | 2590079.693 | 1114325.4605 | 2590093.1264 | 1114316.0942 | 2590107.4653 | 1114300.7954
3 | 2590154.6854 | 1114462.0658 | 2590171.1023 | 1114457.7916 | 2590198.4968 | 1114437.4702 | 2590230.3531 | 1114397.341
4 | 2590230.3531 | 1114397.341 | 2590315.2143 | 1114496.2187
5 | 2590237.8119 | 1114387.9452 | 2590230.3531 | 1114397.341
6 | 2590117.1496 | 1114127.2713 | 2590065.6005 | 1114144.8885
7 | 2590121.4767 | 1114139.5049 | 2590117.1496 | 1114127.2713
8 | 2590117.1496 | 1114127.2713 | 2590104.9051 | 1114092.6535 | 2590103.667 | 1114081.6946 | 2590110.9774 | 1114071.3342
9 | 2590317.2887 | 1114495.2951 | 2590315.2143 | 1114496.2187
10 | 2590237.8119 | 1114387.9452 | 2590243.1376 | 1114381.2366 | 2590255.2584 | 1114370.1892 | 2590261.3625 | 1114366.4661
11 | 2590268.9446 | 1114153.0441 | 2590268.4992 | 1114154.3169 | 2590265.2752 | 1114170.9637 | 2590261.5829 | 1114178.9729
12 | 2590306.239 | 1114107.5662 | 2590296.3828 | 1114120.1883 | 2590287.4557 | 1114129.6185 | 2590271.5969 | 1114145.4631 | 2590268.9446 | 1114153.0441
13 | 2590306.239 | 1114107.5662 | 2590297.2178 | 1114111.2493 | 2590290.9022 | 1114116.7733 | 2590285.3785 | 1114120.095
14 | 2590306.239 | 1114107.5662 | 2590316.1698 | 1114093.2432
15 | 2590347.679 | 1114339.5357 | 2590310.0443 | 1114345.9443 | 2590288.1716 | 1114352.783 | 2590269.1285 | 1114361.7293 | 2590261.3625 | 1114366.4661
16 | 2590347.679 | 1114339.5357 | 2590353.3152 | 1114338.5759
17 | 2590353.3152 | 1114338.5759 | 2590378.3856 | 1114334.3069
18 | 2590378.3856 | 1114334.3069 | 2590386.4932 | 1114332.9263 | 2590411.4864 | 1114329.5781
19 | 2590411.4864 | 1114329.5781 | 2590462.4874 | 1114398.1374
20 | 2590504.5802 | 1114389.1774 | 2590488.331 | 1114387.6023 | 2590478.4897 | 1114390.1303 | 2590462.4874 | 1114398.1374 | 2590462.4874 | 1114398.1374
21 | 2590285.3785 | 1114120.095 | 2590277.566 | 1114126.2995 | 2590265.377 | 1114138.4475 | 2590261.5133 | 1114151.1266 | 2590257.4153 | 1114166.9522 | 2590257.1228 | 1114167.8377
22 | 2590285.3785 | 1114120.095 | 2590294.3906 | 1114110.7425 | 2590314.936 | 1114087.8087
23 | 2590285.3785 | 1114120.095 | 2590279.1171 | 1114120.8832 | 2590271.9963 | 1114120.25 | 2590256.9004 | 1114120.8414 | 2590246.968 | 1114124.5593 | 2590237.0263 | 1114127.2435 | 2590222.0042 | 1114135.1829 | 2590221.7193 | 1114135.2508
24 | 2590545.3741 | 1114545.8681 | 2590540.2334 | 1114542.2188 | 2590520.9251 | 1114549.3194 | 2590502.8342 | 1114554.7062 | 2590496.7149 | 1114552.2813 | 2590494.2498 | 1114541.3132 | 2590499.3781 | 1114532.2895 | 2590509.8123 | 1114522.3559
25 | 2590545.3741 | 1114545.8681 | 2590554.2315 | 1114541.4187 | 2590625.4696 | 1114515.7167 | 2590634.7729 | 1114510.5414
26 | 2590545.3741 | 1114545.8681 | 2590537.915 | 1114552.0952
27 | 2590634.7729 | 1114510.5414 | 2590644.5873 | 1114505.0817 | 2590661.5792 | 1114492.8714 | 2590664.5837 | 1114489.0535
28 | 2590634.7729 | 1114510.5414 | 2590669.7738 | 1114638.3082
29 | 2590664.5837 | 1114489.0535 | 2590677.231 | 1114472.9818 | 2590690.4864 | 1114451.2283 | 2590697.1878 | 1114434.2296
30 | 2590658.3665 | 1114646.541 | 2590669.7738 | 1114638.3082
31 | 2590521.9031 | 1114325.1759 | 2590504.5802 | 1114389.1774
32 | 2590498.7334 | 1114315.039 | 2590506.7581 | 1114320.9626 | 2590512.716 | 1114323.6878 | 2590521.9031 | 1114325.1759
33 | 2590697.1878 | 1114434.2296 | 2590706.3694 | 1114410.9394 | 2590716.7053 | 1114392.2452
34 | 2590733.1842 | 1114351.5552 | 2590731.5428 | 1114361.0871 | 2590727.0447 | 1114373.5446 | 2590716.7053 | 1114392.2452
35 | 2590733.1842 | 1114351.5552 | 2590733.9153 | 1114347.31 | 2590733.093 | 1114329.8248 | 2590729.8793 | 1114313.9331 | 2590721.536 | 1114280.3851
36 | 2590719.9376 | 1114236.6325 | 2590719.4015 | 1114239.5014 | 2590718.3649 | 1114258.3123 | 2590721.0524 | 1114278.4403 | 2590721.536 | 1114280.3851
37 | 2590814.6534 | 1114454.8977 | 2590814.0636 | 1114449.7568
38 | 2590814.0636 | 1114449.7568 | 2590812.3084 | 1114434.4598
39 | 2590812.3084 | 1114434.4598 | 2590811.8198 | 1114430.2013
40 | 2590811.8198 | 1114430.2013 | 2590810.3923 | 1114417.7606 | 2590810.4019 | 1114416.7445
41 | 2590810.4145 | 1114415.3965 | 2590810.4019 | 1114416.7445
42 | 2590810.4145 | 1114415.3965 | 2590810.4253 | 1114414.2416
43 | 2590810.6814 | 1114386.965 | 2590810.4253 | 1114414.2416
44 | 2590810.8331 | 1114370.7988 | 2590810.6814 | 1114386.965
45 | 2590729.039 | 1114209.7608 | 2590722.5649 | 1114222.7994 | 2590719.9376 | 1114236.6325
46 | 2590719.9376 | 1114236.6325 | 2590713.9014 | 1114238.176 | 2590707.3244 | 1114254.5275 | 2590703.6613 | 1114257.7014 | 2590699.0093 | 1114255.5186 | 2590695.0758 | 1114243.5744 | 2590691.6478 | 1114238.9441 | 2590686.7524 | 1114239.1962 | 2590683.3486 | 1114250.1736 | 2590680.4188 | 1114253.1018
47 | 2590811.0369 | 1114349.0933 | 2590810.8331 | 1114370.7988
48 | 2590811.0369 | 1114349.0933 | 2590811.1094 | 1114341.3663 | 2590803.9916 | 1114304.3631
49 | 2590803.9916 | 1114304.3631 | 2590803.9819 | 1114304.3126
50 | 2590802.9412 | 1114288.0045 | 2590803.1699 | 1114300.0914 | 2590803.9819 | 1114304.3126
51 | 2590802.9412 | 1114288.0045 | 2590802.8481 | 1114283.0788
52 | 2590498.7334 | 1114315.039 | 2590506.4293 | 1114308.3458 | 2590511.4117 | 1114285.0153 | 2590510.4479 | 1114275.536
53 | 2590509.0567 | 1114261.8523 | 2590510.4479 | 1114275.536
54 | 2590675.3294 | 1114239.8034 | 2590675.5113 | 1114245.5501 | 2590680.4188 | 1114253.1018
55 | 2590674.7399 | 1114221.1727 | 2590675.3294 | 1114239.8034
56 | 2590509.0567 | 1114261.8523 | 2590508.6193 | 1114257.5506 | 2590512.7333 | 1114231.9537 | 2590512.7333 | 1114231.9537
57 | 2590559.377 | 1114141.3011 | 2590547.378 | 1114180.3403 | 2590534.2094 | 1114208.2081 | 2590512.7333 | 1114231.9537
58 | 2590729.039 | 1114209.7608 | 2590736.8371 | 1114194.0621
59 | 2590729.039 | 1114209.7608 | 2590735.1505 | 1114216.9327 | 2590731.7618 | 1114242.784 | 2590731.7775 | 1114252.988
60 | 2590739.1852 | 1114189.3351 | 2590736.8371 | 1114194.0621
61 | 2590739.1852 | 1114189.3351 | 2590744.3888 | 1114178.8631
62 | 2590708.2396 | 1114217.2188 | 2590731.9273 | 1114189.8799 | 2590739.1852 | 1114189.3351
63 | 2590744.3888 | 1114178.8631 | 2590744.5585 | 1114178.5215 | 2590748.5206 | 1114163.9415
64 | 2590708.2396 | 1114217.2188 | 2590702.3099 | 1114230.3763
65 | 2590708.2396 | 1114217.2188 | 2590708.2197 | 1114204.3014 | 2590711.0368 | 1114199.9648
66 | 2590812.2644 | 1114242.085 | 2590816.7302 | 1114232.2143
67 | 2590818.5764 | 1114227.3129 | 2590817.973 | 1114229.4673 | 2590816.7302 | 1114232.2143
68 | 2590812.2644 | 1114242.085 | 2590809.4734 | 1114248.2541
69 | 2590819.8675 | 1114222.703 | 2590818.5764 | 1114227.3129
70 | 2590809.4734 | 1114248.2541 | 2590808.0683 | 1114251.3599 | 2590807.2389 | 1114254.458
71 | 2590806.2971 | 1114257.9763 | 2590807.2389 | 1114254.458
72 | 2590805.7017 | 1114260.2004 | 2590806.2971 | 1114257.9763
73 | 2590805.7017 | 1114260.2004 | 2590804.0764 | 1114266.2719
74 | 2590804.0764 | 1114266.2719 | 2590802.6322 | 1114271.6671 | 2590802.6498 | 1114272.5994
75 | 2590802.8481 | 1114283.0788 | 2590802.6498 | 1114272.5994
76 | 2590627.6023 | 1114124.1663 | 2590559.377 | 1114141.3011
77 | 2590627.9218 | 1114107.7696 | 2590626.152 | 1114121.6547 | 2590627.6023 | 1114124.1663
78 | 2590628.0568 | 1114124.9534 | 2590628.0568 | 1114124.9534 | 2590627.6023 | 1114124.1663
79 | 2590632.2849 | 1114124.5439 | 2590632.0028 | 1114124.9472 | 2590628.0568 | 1114124.9534
80 | 2590632.2849 | 1114124.5439 | 2590641.9192 | 1114110.7692 | 2590649.4678 | 1114106.4268
81 | 2590627.9218 | 1114107.7696 | 2590628.9594 | 1114099.6284 | 2590631.7919 | 1114093.6432 | 2590645.1847 | 1114080.4047 | 2590647.7008 | 1114074.5757 | 2590647.3135 | 1114072.069
82 | 2590621.1104 | 1114023.3363 | 2590619.3792 | 1114030.1492
83 | 2590621.1104 | 1114023.3363 | 2590626.935 | 1114014.6674
84 | 2590621.1104 | 1114023.3363 | 2590542.5918 | 1114003.9059
85 | 2590634.398 | 1114073.1673 | 2590619.3792 | 1114030.1492
86 | 2590640.3529 | 1113938.131 | 2590632.0628 | 1113965.2684 | 2590628.9498 | 1113989.4963 | 2590626.935 | 1114014.6674
87 | 2590437.0249 | 1114022.1702 | 2590542.5918 | 1114003.9059
88 | 2590548.2008 | 1113934.7001 | 2590546.2696 | 1113951.9295 | 2590543.3182 | 1114000.1023 | 2590542.5918 | 1114003.9059
89 | 2590645.0615 | 1114069.9293 | 2590643.1212 | 1114069.3914 | 2590634.398 | 1114073.1673
90 | 2590640.3529 | 1113938.131 | 2590641.0411 | 1113953.6042 | 2590644.2026 | 1113976.4705
91 | 2590640.3529 | 1113938.131 | 2590647.4061 | 1113915.0309 | 2590649.4941 | 1113899.5152
92 | 2590602.0607 | 1113908.5256 | 2590605.0812 | 1113916.1307 | 2590605.2495 | 1113923.4758
93 | 2590602.0607 | 1113908.5256 | 2590549.3978 | 1113924.0206
94 | 2590437.0249 | 1114022.1702 | 2590434.4978 | 1114025.8205
95 | 2590548.2008 | 1113934.7001 | 2590549.3978 | 1113924.0206
96 | 2590645.0615 | 1114069.9293 | 2590647.0689 | 1114070.4858 | 2590647.0689 | 1114070.4858
97 | 2590644.2026 | 1113976.4705 | 2590645.1962 | 1113983.657 | 2590648.9887 | 1113989.1538
98 | 2590647.3135 | 1114072.069 | 2590647.0689 | 1114070.4858
99 | 2590764.9936 | 1114029.4388 | 2590765.5697 | 1114017.3986 | 2590759.6302 | 1113956.4666 | 2590755.8536 | 1113924.2038
100 | 2590755.8536 | 1113924.2038 | 2590676.6326 | 1113929.1266
101 | 2590764.9936 | 1114029.4388 | 2590764.7992 | 1114033.5633 | 2590763.4909 | 1114046.5384 | 2590756.884 | 1114073.8398 | 2590755.1126 | 1114081.3448
102 | 2590764.9936 | 1114029.4388 | 2590758.4103 | 1114016.8316 | 2590753.6552 | 1114002.9876 | 2590750.6578 | 1114002.2141 | 2590745.6125 | 1114005.5235 | 2590742.3523 | 1114012.8773
103 | 2590764.9936 | 1114029.4388 | 2590819.2186 | 1114047.7831
104 | 2590676.6326 | 1113929.1266 | 2590671.9661 | 1113946.6416 | 2590670.5409 | 1113952.0063
105 | 2590332.6027 | 1114045.2597 | 2590319.4735 | 1114082.7438 | 2590314.936 | 1114087.8087
106 | 2590244.7579 | 1114060.6772 | 2590244.9893 | 1114066.3005 | 2590239.2587 | 1114080.1277 | 2590230.7472 | 1114098.1282 | 2590220.3164 | 1114118.2662 | 2590215.2145 | 1114124.5554 | 2590213.5859 | 1114129.7384 | 2590214.7132 | 1114134.4388 | 2590217.4962 | 1114136.2574 | 2590221.7193 | 1114135.2508
107 | 2590332.6027 | 1114045.2597 | 2590326.1378 | 1114049.1832 | 2590321.5435 | 1114049.4796
108 | 2590332.6027 | 1114045.2597 | 2590334.363 | 1114040.2433 | 2590337.4255 | 1114033.15
109 | 2590338.1781 | 1114045.2063 | 2590332.6027 | 1114045.2597
110 | 2590244.7579 | 1114060.6772 | 2590244.027 | 1114042.9107
111 | 2590338.1781 | 1114045.2063 | 2590346.598 | 1114022.8262 | 2590355.9667 | 1114014.2069 | 2590365.9326 | 1113987.8446 | 2590373.2399 | 1113974.6708
112 | 2590373.2399 | 1113974.6708 | 2590376.1675 | 1113969.3992
113 | 2590373.2399 | 1113974.6708 | 2590382.7372 | 1113988.3735 | 2590387.5715 | 1114022.2491 | 2590388.719 | 1114039.6114 | 2590391.5362 | 1114043.5311 | 2590398.8414 | 1114043.5194 | 2590411.7244 | 1114033.9913
114 | 2590244.5275 | 1114029.3376 | 2590243.7673 | 1114036.5989 | 2590244.027 | 1114042.9107
115 | 2590244.8163 | 1114002.5805 | 2590245.6379 | 1114018.7315 | 2590244.5275 | 1114029.3376
116 | 2590244.8163 | 1114002.5805 | 2590204.3554 | 1114033.4392 | 2590158.8714 | 1114042.9515 | 2590142.7156 | 1114050.4443
117 | 2590244.8163 | 1114002.5805 | 2590245.4309 | 1113994.6232
118 | 2590355.7732 | 1113989.8285 | 2590348.608 | 1114000.1784 | 2590342.5183 | 1114021.3542 | 2590337.4255 | 1114033.15
119 | 2590142.7156 | 1114050.4443 | 2590133.8549 | 1114054.5538 | 2590121.5861 | 1114063.5525
120 | 2590245.4309 | 1113994.6232 | 2590245.6861 | 1113991.3179 | 2590245.1481 | 1113979.8934
121 | 2590358.8563 | 1113966.9901 | 2590355.7732 | 1113989.8285
122 | 2590670.5409 | 1113952.0063 | 2590665.6936 | 1113970.2519 | 2590662.244 | 1113986.6097 | 2590657.5161 | 1113990.3967 | 2590648.9887 | 1113989.1538 | 2590648.9887 | 1113989.1538
123 | 2590434.4978 | 1114025.8205 | 2590419.3276 | 1114028.3681 | 2590411.7244 | 1114033.9913
124 | 2590755.1126 | 1114081.3448 | 2590748.437 | 1114109.626 | 2590747.3938 | 1114124.2015 | 2590747.3938 | 1114124.2015
125 | 2590740.2002 | 1114017.7315 | 2590742.3523 | 1114012.8773
126 | 2590819.2186 | 1114047.7831 | 2590819.2818 | 1114051.7449
127 | 2590748.0495 | 1114136.8884 | 2590747.3938 | 1114124.2015
128 | 2590740.2002 | 1114017.7315 | 2590725.1655 | 1114051.6444 | 2590725.1655 | 1114051.6444
129 | 2590819.2818 | 1114051.7449 | 2590819.3701 | 1114057.2803 | 2590818.3498 | 1114065.1036
130 | 2590818.0123 | 1114067.6918 | 2590818.3498 | 1114065.1036
131 | 2590818.0123 | 1114067.6918 | 2590817.7392 | 1114069.786
132 | 2590748.6979 | 1114149.434 | 2590748.0495 | 1114136.8884
133 | 2590817.7392 | 1114069.786 | 2590814.5531 | 1114094.2168
134 | 2590814.5531 | 1114094.2168 | 2590810.6917 | 1114123.8264 | 2590811.4751 | 1114133.1214
135 | 2590811.4751 | 1114133.1214 | 2590812.4613 | 1114144.8229 | 2590812.4613 | 1114144.8229
136 | 2590726.0832 | 1114043.7205 | 2590725.1655 | 1114051.6444
137 | 2590748.5206 | 1114163.9415 | 2590748.5206 | 1114163.9415 | 2590748.7628 | 1114150.6902 | 2590748.6979 | 1114149.434
138 | 2590726.5119 | 1114040.0192 | 2590726.0832 | 1114043.7205
139 | 2590649.4678 | 1114106.4268 | 2590654.5336 | 1114103.5127 | 2590660.6875 | 1114103.0362 | 2590663.4075 | 1114106.7576
140 | 2590812.4613 | 1114144.8229 | 2590816.5702 | 1114156.5781
141 | 2590816.5702 | 1114156.5781 | 2590823.2809 | 1114175.7772 | 2590823.8531 | 1114189.1509
142 | 2590823.8531 | 1114189.1509 | 2590824.5702 | 1114205.9123 | 2590823.9504 | 1114208.1254
143 | 2590664.6571 | 1114118.2062 | 2590664.6513 | 1114114.5135 | 2590664.0151 | 1114107.5889 | 2590663.4075 | 1114106.7576
144 | 2590664.664 | 1114122.6819 | 2590664.6571 | 1114118.2062
145 | 2590664.664 | 1114122.6819 | 2590664.6763 | 1114130.5547 | 2590669.9254 | 1114140.498
146 | 2590669.9254 | 1114140.498 | 2590671.484 | 1114143.4505 | 2590678.4348 | 1114148.9424 | 2590678.4399 | 1114152.244 | 2590674.6631 | 1114156.8188 | 2590669.4814 | 1114164.1921
147 | 2590669.4814 | 1114164.1921 | 2590669.4622 | 1114164.2194 | 2590669.4695 | 1114168.9329
148 | 2590669.4695 | 1114168.9329 | 2590669.4695 | 1114168.9329 | 2590673.5782 | 1114169.2489 | 2590681.464 | 1114165.3013 | 2590695.9461 | 1114163.0718
149 | 2590823.9504 | 1114208.1254 | 2590819.8675 | 1114222.703
150 | 2590358.8563 | 1113966.9901 | 2590359.6513 | 1113952.3038
151 | 2590358.8563 | 1113966.9901 | 2590367.9919 | 1113952.5461 | 2590370.543 | 1113930.1532 | 2590370.6635 | 1113914.4336
152 | 2590376.1675 | 1113969.3992 | 2590380.2779 | 1113961.9977 | 2590384.5347 | 1113951.3475
153 | 2590359.6513 | 1113952.3038 | 2590348.6932 | 1113961.8705 | 2590335.7081 | 1113969.1172 | 2590332.8055 | 1113970.1036
154 | 2590359.6513 | 1113952.3038 | 2590359.4338 | 1113930.8126
155 | 2590384.5347 | 1113951.3475 | 2590391.6153 | 1113933.6323 | 2590392.9758 | 1113920.908
156 | 2590391.7063 | 1113889.1435 | 2590393.9359 | 1113911.929 | 2590392.9758 | 1113920.908
157 | 2590391.7063 | 1113889.1435 | 2590391.9629 | 1113887.061
158 | 2590391.9629 | 1113887.061 | 2590394.2953 | 1113868.1265
159 | 2590332.8055 | 1113970.1036 | 2590324.0075 | 1113973.0935 | 2590305.7359 | 1113968.0204
160 | 2590358.7664 | 1113902.7341 | 2590359.1741 | 1113905.1591 | 2590359.4338 | 1113930.8126
161 | 2590303.2711 | 1113962.355 | 2590305.7359 | 1113968.0204
162 | 2590355.1871 | 1113881.4454 | 2590358.7664 | 1113902.7341
163 | 2590245.1481 | 1113979.8934 | 2590244.1665 | 1113959.0489 | 2590243.7241 | 1113956.486
164 | 2590243.5221 | 1113955.3158 | 2590243.7241 | 1113956.486
165 | 2590243.5221 | 1113955.3158 | 2590239.2474 | 1113930.554 | 2590239.1598 | 1113909.8884 | 2590238.6588 | 1113905.2142
166 | 2590121.5861 | 1114063.5525 | 2590110.9783 | 1114071.333 | 2590110.9774 | 1114071.3342
167 | 2590238.6588 | 1113905.2142 | 2590236.8309 | 1113888.1592 | 2590233.1313 | 1113873.5469 | 2590230.4628 | 1113867.2217
168 | 2590224.0992 | 1113855.7705 | 2590227.976 | 1113861.327 | 2590230.4628 | 1113867.2217
169 | 2590129.4852 | 1113815.3986 | 2590139.5778 | 1113824.3642 | 2590147.5873 | 1113829.8204 | 2590157.6345 | 1113834.6286 | 2590171.1715 | 1113838.9975 | 2590185.1704 | 1113842.5208 | 2590212.4262 | 1113844.3995 | 2590219.1131 | 1113848.6241 | 2590224.0992 | 1113855.7705
170 | 2590129.4852 | 1113815.3986 | 2590122.6771 | 1113822.0686 | 2590119.0751 | 1113829.4559 | 2590117.6271 | 1113836.4729 | 2590117.7419 | 1113845.2437 | 2590125.7497 | 1113863.7508
171 | 2590125.7497 | 1113863.7508 | 2590124.7197 | 1113876.0808 | 2590113.7867 | 1113910.1822 | 2590112.9617 | 1113911.6532
172 | 2590112.9617 | 1113911.6532 | 2590086.5594 | 1113958.7269
173 | 2590086.5594 | 1113958.7269 | 2590080.2927 | 1113969.9002 | 2590076.2115 | 1113978.147
174 | 2590052.1177 | 1114018.9042 | 2590064.1605 | 1114002.4984 | 2590076.2115 | 1113978.147
175 | 2590052.1177 | 1114018.9042 | 2590026.0487 | 1114047.7172 | 2590013.5261 | 1114077.3192

## bus_geodata
| x | y | coords
0 | 2590069.1663 | 1114332.8001
1 | 2590079.693 | 1114325.4605
2 | 2590154.6854 | 1114462.0658
3 | 2590107.4653 | 1114300.7954
4 | 2590230.3531 | 1114397.341
5 | 2590065.6005 | 1114144.8885
6 | 2590117.1496 | 1114127.2713
7 | 2590315.2143 | 1114496.2187
8 | 2590237.8119 | 1114387.9452
9 | 2590261.5829 | 1114178.9729
10 | 2590268.9446 | 1114153.0441
11 | 2590306.239 | 1114107.5662
12 | 2590261.3625 | 1114366.4661
13 | 2590347.679 | 1114339.5357
14 | 2590353.3152 | 1114338.5759
15 | 2590378.3856 | 1114334.3069
16 | 2590411.4864 | 1114329.5781
17 | 2590462.4874 | 1114398.1374
18 | 2590285.3785 | 1114120.095
19 | 2590316.1698 | 1114093.2432
20 | 2590317.2887 | 1114495.2951
21 | 2590509.8123 | 1114522.3559
22 | 2590545.3741 | 1114545.8681
23 | 2590537.915 | 1114552.0952
24 | 2590634.7729 | 1114510.5414
25 | 2590664.5837 | 1114489.0535
26 | 2590669.7738 | 1114638.3082
27 | 2590504.5802 | 1114389.1774
28 | 2590521.9031 | 1114325.1759
29 | 2590697.1878 | 1114434.2296
30 | 2590658.3665 | 1114646.541
31 | 2590716.7053 | 1114392.2452
32 | 2590733.1842 | 1114351.5552
33 | 2590721.536 | 1114280.3851
34 | 2590814.6534 | 1114454.8977
35 | 2590814.0636 | 1114449.7568
36 | 2590812.3084 | 1114434.4598
37 | 2590811.8198 | 1114430.2013
38 | 2590810.4019 | 1114416.7445
39 | 2590810.4145 | 1114415.3965
40 | 2590810.4253 | 1114414.2416
41 | 2590810.6814 | 1114386.965
42 | 2590719.9376 | 1114236.6325
43 | 2590810.8331 | 1114370.7988
44 | 2590811.0369 | 1114349.0933
45 | 2590803.9916 | 1114304.3631
46 | 2590803.9819 | 1114304.3126
47 | 2590802.9412 | 1114288.0045
48 | 2590498.7334 | 1114315.039
49 | 2590510.4479 | 1114275.536
50 | 2590680.4188 | 1114253.1018
51 | 2590675.3294 | 1114239.8034
52 | 2590509.0567 | 1114261.8523
53 | 2590512.7333 | 1114231.9537
54 | 2590674.7399 | 1114221.1727
55 | 2590729.039 | 1114209.7608
56 | 2590736.8371 | 1114194.0621
57 | 2590731.7775 | 1114252.988
58 | 2590739.1852 | 1114189.3351
59 | 2590744.3888 | 1114178.8631
60 | 2590708.2396 | 1114217.2188
61 | 2590816.7302 | 1114232.2143
62 | 2590812.2644 | 1114242.085
63 | 2590818.5764 | 1114227.3129
64 | 2590809.4734 | 1114248.2541
65 | 2590807.2389 | 1114254.458
66 | 2590806.2971 | 1114257.9763
67 | 2590805.7017 | 1114260.2004
68 | 2590804.0764 | 1114266.2719
69 | 2590802.6498 | 1114272.5994
70 | 2590802.8481 | 1114283.0788
71 | 2590559.377 | 1114141.3011
72 | 2590627.6023 | 1114124.1663
73 | 2590628.0568 | 1114124.9534
74 | 2590632.2849 | 1114124.5439
75 | 2590627.9218 | 1114107.7696
76 | 2590621.1104 | 1114023.3363
77 | 2590619.3792 | 1114030.1492
78 | 2590626.935 | 1114014.6674
79 | 2590542.5918 | 1114003.9059
80 | 2590634.398 | 1114073.1673
81 | 2590640.3529 | 1113938.131
82 | 2590605.2495 | 1113923.4758
83 | 2590602.0607 | 1113908.5256
84 | 2590437.0249 | 1114022.1702
85 | 2590548.2008 | 1113934.7001
86 | 2590645.0615 | 1114069.9293
87 | 2590644.2026 | 1113976.4705
88 | 2590649.4941 | 1113899.5152
89 | 2590647.0689 | 1114070.4858
90 | 2590549.3978 | 1113924.0206
91 | 2590755.8536 | 1113924.2038
92 | 2590764.9936 | 1114029.4388
93 | 2590676.6326 | 1113929.1266
94 | 2590257.1228 | 1114167.8377
95 | 2590314.936 | 1114087.8087
96 | 2590221.7193 | 1114135.2508
97 | 2590332.6027 | 1114045.2597
98 | 2590244.7579 | 1114060.6772
99 | 2590338.1781 | 1114045.2063
100 | 2590373.2399 | 1113974.6708
101 | 2590244.027 | 1114042.9107
102 | 2590244.5275 | 1114029.3376
103 | 2590244.8163 | 1114002.5805
104 | 2590321.5435 | 1114049.4796
105 | 2590337.4255 | 1114033.15
106 | 2590142.7156 | 1114050.4443
107 | 2590245.4309 | 1113994.6232
108 | 2590355.7732 | 1113989.8285
109 | 2590648.9887 | 1113989.1538
110 | 2590670.5409 | 1113952.0063
111 | 2590434.4978 | 1114025.8205
112 | 2590755.1126 | 1114081.3448
113 | 2590742.3523 | 1114012.8773
114 | 2590819.2186 | 1114047.7831
115 | 2590747.3938 | 1114124.2015
116 | 2590740.2002 | 1114017.7315
117 | 2590819.2818 | 1114051.7449
118 | 2590818.3498 | 1114065.1036
119 | 2590818.0123 | 1114067.6918
120 | 2590748.0495 | 1114136.8884
121 | 2590817.7392 | 1114069.786
122 | 2590814.5531 | 1114094.2168
123 | 2590811.4751 | 1114133.1214
124 | 2590725.1655 | 1114051.6444
125 | 2590748.6979 | 1114149.434
126 | 2590726.0832 | 1114043.7205
127 | 2590647.3135 | 1114072.069
128 | 2590649.4678 | 1114106.4268
129 | 2590726.5119 | 1114040.0192
130 | 2590748.5206 | 1114163.9415
131 | 2590812.4613 | 1114144.8229
132 | 2590816.5702 | 1114156.5781
133 | 2590823.8531 | 1114189.1509
134 | 2590663.4075 | 1114106.7576
135 | 2590664.6571 | 1114118.2062
136 | 2590664.664 | 1114122.6819
137 | 2590669.9254 | 1114140.498
138 | 2590669.4814 | 1114164.1921
139 | 2590669.4695 | 1114168.9329
140 | 2590823.9504 | 1114208.1254
141 | 2590819.8675 | 1114222.703
142 | 2590702.3099 | 1114230.3763
143 | 2590711.0368 | 1114199.9648
144 | 2590695.9461 | 1114163.0718
145 | 2590358.8563 | 1113966.9901
146 | 2590376.1675 | 1113969.3992
147 | 2590411.7244 | 1114033.9913
148 | 2590359.6513 | 1113952.3038
149 | 2590370.6635 | 1113914.4336
150 | 2590384.5347 | 1113951.3475
151 | 2590392.9758 | 1113920.908
152 | 2590391.7063 | 1113889.1435
153 | 2590391.9629 | 1113887.061
154 | 2590394.2953 | 1113868.1265
155 | 2590332.8055 | 1113970.1036
156 | 2590359.4338 | 1113930.8126
157 | 2590305.7359 | 1113968.0204
158 | 2590358.7664 | 1113902.7341
159 | 2590303.2711 | 1113962.355
160 | 2590355.1871 | 1113881.4454
161 | 2590245.1481 | 1113979.8934
162 | 2590243.7241 | 1113956.486
163 | 2590243.5221 | 1113955.3158
164 | 2590121.5861 | 1114063.5525
165 | 2590238.6588 | 1113905.2142
166 | 2590110.9774 | 1114071.3342
167 | 2590230.4628 | 1113867.2217
168 | 2590224.0992 | 1113855.7705
169 | 2590129.4852 | 1113815.3986
170 | 2590125.7497 | 1113863.7508
171 | 2590112.9617 | 1113911.6532
172 | 2590086.5594 | 1113958.7269
173 | 2590076.2115 | 1113978.147
174 | 2590052.1177 | 1114018.9042
175 | 2590013.5261 | 1114077.3192
176 | 2590121.4767 | 1114139.5049
177 | 2590621.1104 | 1114023.3363

## line_std_types
| c_nf_per_km | r_ohm_per_km | x_ohm_per_km | max_i_ka | type | q_mm2 | alpha | voltage_rating
NAYY 4x50 SE | 210 | 0.642 | 0.083 | 0.142 | cs | 50 | 0.00403 | LV
NAYY 4x120 SE | 264 | 0.225 | 0.08 | 0.242 | cs | 120 | 0.00403 | LV
NAYY 4x150 SE | 261 | 0.208 | 0.08 | 0.27 | cs | 150 | 0.00403 | LV
NA2XS2Y 1x95 RM/25 12/20 kV | 216 | 0.313 | 0.132 | 0.252 | cs | 95 | 0.00403 | MV
NA2XS2Y 1x185 RM/25 12/20 kV | 273 | 0.161 | 0.117 | 0.362 | cs | 185 | 0.00403 | MV
NA2XS2Y 1x240 RM/25 12/20 kV | 304 | 0.122 | 0.112 | 0.421 | cs | 240 | 0.00403 | MV
NA2XS2Y 1x95 RM/25 6/10 kV | 315 | 0.313 | 0.123 | 0.249 | cs | 95 | 0.00403 | MV
NA2XS2Y 1x185 RM/25 6/10 kV | 406 | 0.161 | 0.11 | 0.358 | cs | 185 | 0.00403 | MV
NA2XS2Y 1x240 RM/25 6/10 kV | 456 | 0.122 | 0.105 | 0.416 | cs | 240 | 0.00403 | MV
NA2XS2Y 1x150 RM/25 12/20 kV | 250 | 0.206 | 0.116 | 0.319 | cs | 150 | 0.00403 | MV
NA2XS2Y 1x120 RM/25 12/20 kV | 230 | 0.253 | 0.119 | 0.283 | cs | 120 | 0.00403 | MV
NA2XS2Y 1x70 RM/25 12/20 kV | 190 | 0.443 | 0.132 | 0.22 | cs | 70 | 0.00403 | MV
NA2XS2Y 1x150 RM/25 6/10 kV | 360 | 0.206 | 0.11 | 0.315 | cs | 150 | 0.00403 | MV
NA2XS2Y 1x120 RM/25 6/10 kV | 340 | 0.253 | 0.113 | 0.28 | cs | 120 | 0.00403 | MV
NA2XS2Y 1x70 RM/25 6/10 kV | 280 | 0.443 | 0.123 | 0.217 | cs | 70 | 0.00403 | MV
N2XS(FL)2Y 1x120 RM/35 64/110 kV | 112 | 0.153 | 0.166 | 0.366 | cs | 120 | 0.00393 | HV
N2XS(FL)2Y 1x185 RM/35 64/110 kV | 125 | 0.099 | 0.156 | 0.457 | cs | 185 | 0.00393 | HV
N2XS(FL)2Y 1x240 RM/35 64/110 kV | 135 | 0.075 | 0.149 | 0.526 | cs | 240 | 0.00393 | HV
N2XS(FL)2Y 1x300 RM/35 64/110 kV | 144 | 0.06 | 0.144 | 0.588 | cs | 300 | 0.00393 | HV
15-AL1/3-ST1A 0.4 | 11 | 1.8769 | 0.35 | 0.105 | ol | 16 | 0.00403 | LV
24-AL1/4-ST1A 0.4 | 11.25 | 1.2012 | 0.335 | 0.14 | ol | 24 | 0.00403 | LV
48-AL1/8-ST1A 0.4 | 12.2 | 0.5939 | 0.3 | 0.21 | ol | 48 | 0.00403 | LV
94-AL1/15-ST1A 0.4 | 13.2 | 0.306 | 0.29 | 0.35 | ol | 94 | 0.00403 | LV
34-AL1/6-ST1A 10.0 | 9.7 | 0.8342 | 0.36 | 0.17 | ol | 34 | 0.00403 | MV
48-AL1/8-ST1A 10.0 | 10.1 | 0.5939 | 0.35 | 0.21 | ol | 48 | 0.00403 | MV
70-AL1/11-ST1A 10.0 | 10.4 | 0.4132 | 0.339 | 0.29 | ol | 70 | 0.00403 | MV
94-AL1/15-ST1A 10.0 | 10.75 | 0.306 | 0.33 | 0.35 | ol | 94 | 0.00403 | MV
122-AL1/20-ST1A 10.0 | 11.1 | 0.2376 | 0.323 | 0.41 | ol | 122 | 0.00403 | MV
149-AL1/24-ST1A 10.0 | 11.25 | 0.194 | 0.315 | 0.47 | ol | 149 | 0.00403 | MV
34-AL1/6-ST1A 20.0 | 9.15 | 0.8342 | 0.382 | 0.17 | ol | 34 | 0.00403 | MV
48-AL1/8-ST1A 20.0 | 9.5 | 0.5939 | 0.372 | 0.21 | ol | 48 | 0.00403 | MV
70-AL1/11-ST1A 20.0 | 9.7 | 0.4132 | 0.36 | 0.29 | ol | 70 | 0.00403 | MV
94-AL1/15-ST1A 20.0 | 10 | 0.306 | 0.35 | 0.35 | ol | 94 | 0.00403 | MV
122-AL1/20-ST1A 20.0 | 10.3 | 0.2376 | 0.344 | 0.41 | ol | 122 | 0.00403 | MV
149-AL1/24-ST1A 20.0 | 10.5 | 0.194 | 0.337 | 0.47 | ol | 149 | 0.00403 | MV
184-AL1/30-ST1A 20.0 | 10.75 | 0.1571 | 0.33 | 0.535 | ol | 184 | 0.00403 | MV
243-AL1/39-ST1A 20.0 | 11 | 0.1188 | 0.32 | 0.645 | ol | 243 | 0.00403 | MV
48-AL1/8-ST1A 110.0 | 8 | 0.5939 | 0.46 | 0.21 | ol | 48 | 0.00403 | HV
70-AL1/11-ST1A 110.0 | 8.4 | 0.4132 | 0.45 | 0.29 | ol | 70 | 0.00403 | HV
94-AL1/15-ST1A 110.0 | 8.65 | 0.306 | 0.44 | 0.35 | ol | 94 | 0.00403 | HV
122-AL1/20-ST1A 110.0 | 8.5 | 0.2376 | 0.43 | 0.41 | ol | 122 | 0.00403 | HV
149-AL1/24-ST1A 110.0 | 8.75 | 0.194 | 0.41 | 0.47 | ol | 149 | 0.00403 | HV
184-AL1/30-ST1A 110.0 | 8.8 | 0.1571 | 0.4 | 0.535 | ol | 184 | 0.00403 | HV
243-AL1/39-ST1A 110.0 | 9 | 0.1188 | 0.39 | 0.645 | ol | 243 | 0.00403 | HV
305-AL1/39-ST1A 110.0 | 9.2 | 0.0949 | 0.38 | 0.74 | ol | 305 | 0.00403 | HV
490-AL1/64-ST1A 110.0 | 9.75 | 0.059 | 0.37 | 0.96 | ol | 490 | 0.00403 | HV
679-AL1/86-ST1A 110.0 | 9.95 | 0.042 | 0.36 | 1.15 | ol | 679 | 0.00403 | HV
490-AL1/64-ST1A 220.0 | 10 | 0.059 | 0.285 | 0.96 | ol | 490 | 0.00403 | HV
679-AL1/86-ST1A 220.0 | 11.7 | 0.042 | 0.275 | 1.15 | ol | 679 | 0.00403 | HV
490-AL1/64-ST1A 380.0 | 11 | 0.059 | 0.253 | 0.96 | ol | 490 | 0.00403 | HV
679-AL1/86-ST1A 380.0 | 14.6 | 0.042 | 0.25 | 1.15 | ol | 679 | 0.00403 | HV

## trafo_std_types
| i0_percent | pfe_kw | vkr_percent | sn_mva | vn_lv_kv | vn_hv_kv | vk_percent | shift_degree | vector_group | tap_side | tap_neutral | tap_min | tap_max | tap_step_degree | tap_step_percent | tap_phase_shifter
160 MVA 380/110 kV | 0.06 | 60 | 0.25 | 160 | 110 | 380 | 12.2 | 0 | Yy0 | hv | 0 | -9 | 9 | 0 | 1.5 | FALSE
100 MVA 220/110 kV | 0.06 | 55 | 0.26 | 100 | 110 | 220 | 12 | 0 | Yy0 | hv | 0 | -9 | 9 | 0 | 1.5 | FALSE
63 MVA 110/20 kV | 0.04 | 22 | 0.32 | 63 | 20 | 110 | 18 | 150 | YNd5 | hv | 0 | -9 | 9 | 0 | 1.5 | FALSE
40 MVA 110/20 kV | 0.05 | 18 | 0.34 | 40 | 20 | 110 | 16.2 | 150 | YNd5 | hv | 0 | -9 | 9 | 0 | 1.5 | FALSE
25 MVA 110/20 kV | 0.07 | 14 | 0.41 | 25 | 20 | 110 | 12 | 150 | YNd5 | hv | 0 | -9 | 9 | 0 | 1.5 | FALSE
63 MVA 110/10 kV | 0.04 | 22 | 0.32 | 63 | 10 | 110 | 18 | 150 | YNd5 | hv | 0 | -9 | 9 | 0 | 1.5 | FALSE
40 MVA 110/10 kV | 0.05 | 18 | 0.34 | 40 | 10 | 110 | 16.2 | 150 | YNd5 | hv | 0 | -9 | 9 | 0 | 1.5 | FALSE
25 MVA 110/10 kV | 0.07 | 14 | 0.41 | 25 | 10 | 110 | 12 | 150 | YNd5 | hv | 0 | -9 | 9 | 0 | 1.5 | FALSE
0.25 MVA 20/0.4 kV | 0.32 | 0.8 | 1.44 | 0.25 | 0.4 | 20 | 6 | 150 | Yzn5 | hv | 0 | -2 | 2 | 0 | 2.5 | FALSE
0.4 MVA 20/0.4 kV | 0.3375 | 1.35 | 1.425 | 0.4 | 0.4 | 20 | 6 | 150 | Dyn5 | hv | 0 | -2 | 2 | 0 | 2.5 | FALSE
0.63 MVA 20/0.4 kV | 0.2619 | 1.65 | 1.206 | 0.63 | 0.4 | 20 | 6 | 150 | Dyn5 | hv | 0 | -2 | 2 | 0 | 2.5 | FALSE
0.25 MVA 10/0.4 kV | 0.24 | 0.6 | 1.2 | 0.25 | 0.4 | 10 | 4 | 150 | Dyn5 | hv | 0 | -2 | 2 | 0 | 2.5 | FALSE
0.4 MVA 10/0.4 kV | 0.2375 | 0.95 | 1.325 | 0.4 | 0.4 | 10 | 4 | 150 | Dyn5 | hv | 0 | -2 | 2 | 0 | 2.5 | FALSE
0.63 MVA 10/0.4 kV | 0.1873 | 1.18 | 1.0794 | 0.63 | 0.4 | 10 | 4 | 150 | Dyn5 | hv | 0 | -2 | 2 | 0 | 2.5 | FALSE

## trafo3w_std_types
| sn_hv_mva | sn_mv_mva | sn_lv_mva | vn_hv_kv | vn_mv_kv | vn_lv_kv | vk_hv_percent | vk_mv_percent | vk_lv_percent | vkr_hv_percent | vkr_mv_percent | vkr_lv_percent | pfe_kw | i0_percent | shift_mv_degree | shift_lv_degree | vector_group | tap_side | tap_neutral | tap_min | tap_max | tap_step_percent
63/25/38 MVA 110/20/10 kV | 63 | 25 | 38 | 110 | 20 | 10 | 10.4 | 10.4 | 10.4 | 0.28 | 0.32 | 0.35 | 35 | 0.89 | 0 | 0 | YN0yn0yn0 | hv | 0 | -10 | 10 | 1.2
63/25/38 MVA 110/10/10 kV | 63 | 25 | 38 | 110 | 10 | 10 | 10.4 | 10.4 | 10.4 | 0.28 | 0.32 | 0.35 | 35 | 0.89 | 0 | 0 | YN0yn0yn0 | hv | 0 | -10 | 10 | 1.2

## fuse_std_types
| fuse_type | i_rated_a | t_avg | t_min | t_total | x_avg | x_min | x_total
HV 100A | HV 100A | 100 | 0 | [10.0, 3.64, 0.854, 0.281, 0.1, 0.0531, 0.022, 0.01] | [10.0, 4.267, 1.21, 0.403, 0.1, 0.058, 0.022, 0.01] | 0 | [300.0, 350.0, 450.0, 550.0, 700.0, 850.0, 1200.0, 1752.0] | [600.0, 700.0, 900.0, 1150.0, 1665.0, 2000.0, 3000.0, 4313.0]
HV 10A | HV 10A | 10 | 0 | [10.0, 1675.0, 0.344, 0.156, 0.1, 0.0417, 0.0171, 0.01] | [10.0, 1.3, 0.3, 0.155, 0.1, 0.0555, 0.023, 0.01] | 0 | [30.0, 32.0, 35.0, 37.0, 39.0, 50.0, 70.0, 88.0] | [60.0, 70.0, 80.0, 87.0, 94.0, 110.0, 150.0, 216.0]
HV 125A | HV 125A | 125 | 0 | [10.0, 1.82, 0.344, 0.1, 0.0467, 0.0269, 0.01] | [10.0, 2.478, 0.426, 0.1, 0.0427, 0.0211, 0.01] | 0 | [375.0, 500.0, 700.0, 925.0, 1200.0, 1500.0, 2341.0] | [750.0, 1000.0, 1500.0, 2200.0, 3000.0, 4000.0, 5765.0]
HV 160A | HV 160A | 160 | 0 | [10.0, 4.15, 1.03, 0.198, 0.1, 0.051, 0.0172, 0.01] | [10.0, 2.3, 0.734, 0.274, 0.1, 0.046, 0.0177, 0.01] | 0 | [480.0, 550.0, 700.0, 1000.0, 1260.0, 1600.0, 2500.0, 3227.0] | [960.0, 1300.0, 1700.0, 2200.0, 2996.0, 4000.0, 6000.0, 7946.0]
HV 16A | HV 16A | 16 | 0 | [10.0, 0.352, 0.164, 0.1, 0.0649, 0.0342, 0.01] | [10.0, 2.34, 0.722, 0.181, 0.1, 0.055, 0.0296, 0.01] | 0 | [48.0, 60.0, 65.0, 71.0, 80.0, 100.0, 162.0] | [96.0, 110.0, 125.0, 150.0, 168.0, 200.0, 250.0, 398.0]
HV 200A | HV 200A | 200 | 0 | [10.0, 4.267, 1.21, 0.403, 0.1, 0.058, 0.022, 0.01] | [10.0, 3.73, 1.654, 0.328, 0.1, 0.0531, 0.019, 0.01] | 0 | [600.0, 700.0, 900.0, 1150.0, 1665.0, 2000.0, 3000.0, 4313.0] | [1200.0, 1500.0, 1800.0, 2700.0, 3960.0, 5000.0, 7500.0, 10620.0]
HV 20A | HV 20A | 20 | 0 | [10.0, 1.3, 0.3, 0.155, 0.1, 0.0555, 0.023, 0.01] | [10.0, 1.3, 0.161, 0.1, 0.0611, 0.0399, 0.0141, 0.01] | 0 | [60.0, 70.0, 80.0, 87.0, 94.0, 110.0, 150.0, 216.0] | [120.0, 150.0, 200.0, 223.0, 260.0, 300.0, 450.0, 532.0]
HV 25A | HV 25A | 25 | 0 | [10.0, 2.512, 0.833, 0.299, 0.1, 0.0372, 0.0223, 0.01] | [10.0, 3.125, 0.597, 0.198, 0.1, 0.0378, 0.022, 0.01] | 0 | [75.0, 82.0, 90.0, 100.0, 124.0, 170.0, 200.0, 289.0] | [150.0, 170.0, 210.0, 250.0, 294.0, 400.0, 500.0, 711.0]
HV 31.5A | HV 31.5A | 31.5 | 0 | [10.0, 2.34, 0.722, 0.181, 0.1, 0.055, 0.0296, 0.01] | [10.0, 2.84, 0.368, 0.164, 0.1, 0.0621, 0.0378, 0.0195, 0.01] | 0 | [95.0, 110.0, 125.0, 150.0, 165.0, 200.0, 250.0, 390.0] | [189.0, 220.0, 300.0, 350.0, 393.0, 450.0, 530.0, 700.0, 960.0]
HV 40A | HV 40A | 40 | 0 | [10.0, 1.3, 0.161, 0.1, 0.0611, 0.0399, 0.0141, 0.01] | [10.0, 2.05, 0.369, 0.198, 0.1, 0.051, 0.0298, 0.01] | 0 | [120.0, 150.0, 200.0, 223.0, 260.0, 300.0, 450.0, 532.0] | [240.0, 300.0, 400.0, 450.0, 530.0, 650.0, 800.0, 1311.0]
HV 50A | HV 50A | 50 | 0 | [10.0, 3.215, 0.597, 0.198, 0.1, 0.0378, 0.022, 0.01] | [10.0, 3.64, 0.854, 0.281, 0.1, 0.0531, 0.022, 0.01] | 0 | [150.0, 170.0, 210.0, 250.0, 294.0, 400.0, 500.0, 711.0] | [300.0, 350.0, 450.0, 550.0, 700.0, 850.0, 1200.0, 1752.0]
HV 6.3A | HV 6.3A | 6.3 | 0 | [10.0, 1.39, 0.344, 0.168, 0.1, 0.056, 0.0263, 0.01] | [10.0, 1.711, 0.516, 0.198, 0.1, 0.0634, 0.0303, 0.01] | 0 | [19.0, 19.5, 20.4, 20.8, 22.0, 25.0, 32.0, 48.0] | [38.0, 40.0, 43.0, 48.0, 53.0, 60.0, 75.0, 118.0]
HV 63A | HV 63A | 63 | 0 | [10.0, 2.84, 0.368, 0.164, 0.1, 0.0621, 0.0378, 0.0195, 0.01] | [10.0, 1.82, 0.344, 0.1, 0.0467, 0.0269, 0.01] | 0 | [189.0, 220.0, 300.0, 350.0, 393.0, 450.0, 530.0, 700.0, 961.0] | [378.0, 500.0, 700.0, 934.0, 1200.0, 1500.0, 2366.0]
HV 80A | HV 80A | 80 | 0 | [10.0, 2.05, 0.369, 0.198, 0.1, 0.051, 0.0298, 0.01] | [10.0, 4.15, 1.03, 0.198, 0.1, 0.051, 0.0172, 0.01] | 0 | [240.0, 300.0, 400.0, 450.0, 530.0, 650.0, 800.0, 1311.0] | [480.0, 550.0, 700.0, 1000.0, 1260.0, 1600.0, 2500.0, 3227.0]
Siemens NH-1-100 | Siemens NH-1-100 | 100 | [5400.0, 2000.0, 400.0, 20.0, 1.0, 0.2, 0.012, 0.004] | 0 | 0 | [150.0, 190.0, 250.0, 430.0, 900.0, 1250.0, 2700.0, 3600.0] | 0 | 0
Siemens NH-1-125 | Siemens NH-1-125 | 125 | [4800.0, 120.0, 7.0, 0.1, 0.004] | 0 | 0 | [180.0, 400.0, 740.0, 2000.0, 4250.0] | 0 | 0
Siemens NH-1-16 | Siemens NH-1-16 | 16 | [4000.0, 400.0, 2.0, 0.1, 0.04, 0.01] | 0 | 0 | [26.0, 35.0, 75.0, 150.0, 200.0, 300.0] | 0 | 0
Siemens NH-1-160 | Siemens NH-1-160 | 160 | [4800.0, 120.0, 7.0, 0.1, 0.004] | 0 | 0 | [210.0, 500.0, 900.0, 2300.0, 5000.0] | 0 | 0
Siemens NH-1-25 | Siemens NH-1-25 | 25 | [4000.0, 1000.0, 10.0, 0.2, 0.02, 0.01] | 0 | 0 | [40.0, 50.0, 100.0, 210.0, 400.0, 500.0] | 0 | 0
Siemens NH-1-50 | Siemens NH-1-50 | 50 | [4000.0, 40.0, 4.0, 1.0, 0.02, 0.01] | 0 | 0 | [86.0, 200.0, 300.0, 400.0, 1000.0, 1280.0] | 0 | 0
Siemens NH-1-63 | Siemens NH-1-63 | 63 | [4000.0, 100.0, 10.0, 2.0, 0.04, 0.01] | 0 | 0 | [100.0, 200.0, 300.0, 400.0, 1000.0, 1500.0] | 0 | 0
Siemens NH-1-80 | Siemens NH-1-80 | 80 | [4800.0, 120.0, 7.0, 0.1, 0.01] | 0 | 0 | [150.58, 250.0, 450.0, 1150.0, 2470.0] | 0 | 0
Siemens NH-2-1000 | Siemens NH-2-1000 | 1000 | [4800.0, 120.0, 7.0, 0.1, 0.004] | 0 | 0 | [1900.0, 3500.0, 8400.0, 24000.0, 52000.0] | 0 | 0
Siemens NH-2-200 | Siemens NH-2-200 | 200 | [4800.0, 120.0, 7.0, 0.1, 0.004] | 0 | 0 | [280.0, 650.0, 1200.0, 3000.0, 7000.0] | 0 | 0
Siemens NH-2-224 | Siemens NH-2-224 | 224 | [4800.0, 120.0, 7.0, 0.2, 0.04, 0.004] | 0 | 0 | [400.0, 750.0, 1453.0, 3025.0, 4315.0, 7600.0] | 0 | 0
Siemens NH-2-250 | Siemens NH-2-250 | 250 | [4800.0, 120.0, 7.0, 0.1, 0.004] | 0 | 0 | [450.0, 800.0, 1650.0, 4000.0, 8500.0] | 0 | 0
Siemens NH-2-315 | Siemens NH-2-315 | 315 | [4800.0, 120.0, 7.0, 0.1, 0.004] | 0 | 0 | [550.0, 920.0, 1900.0, 5000.0, 11000.0] | 0 | 0
Siemens NH-2-355 | Siemens NH-2-355 | 355 | [4800.0, 120.0, 6.0, 0.1, 0.004] | 0 | 0 | [650.0, 1116.27, 2350.0, 5840.0, 12790.0] | 0 | 0
Siemens NH-2-400 | Siemens NH-2-400 | 400 | [4800.0, 120.0, 7.0, 0.1, 0.004] | 0 | 0 | [720.0, 1350.0, 2800.0, 6500.0, 15000.0] | 0 | 0
Siemens NH-2-425 | Siemens NH-2-425 | 425 | [4800.0, 120.0, 7.0, 0.1, 0.004] | 0 | 0 | [850.0, 1500.0, 3050.0, 7500.0, 16500.0] | 0 | 0
Siemens NH-2-630 | Siemens NH-2-630 | 630 | [4800.0, 120.0, 7.0, 0.1, 0.004] | 0 | 0 | [1200.0, 2000.0, 4800.0, 12000.0, 26000.0] | 0 | 0

## dtypes
| element | column | dtype
0 | bus | name | object
1 | bus | vn_kv | float64
2 | bus | type | object
3 | bus | zone | object
4 | bus | in_service | bool
5 | load | name | object
6 | load | bus | uint32
7 | load | p_mw | float64
8 | load | q_mvar | float64
9 | load | const_z_percent | float64
10 | load | const_i_percent | float64
11 | load | sn_mva | float64
12 | load | scaling | float64
13 | load | in_service | bool
14 | load | type | object
15 | ext_grid | name | object
16 | ext_grid | bus | uint32
17 | ext_grid | vm_pu | float64
18 | ext_grid | va_degree | float64
19 | ext_grid | slack_weight | float64
20 | ext_grid | in_service | bool
21 | line | name | object
22 | line | std_type | object
23 | line | from_bus | uint32
24 | line | to_bus | uint32
25 | line | length_km | float64
26 | line | r_ohm_per_km | float64
27 | line | x_ohm_per_km | float64
28 | line | c_nf_per_km | float64
29 | line | g_us_per_km | float64
30 | line | max_i_ka | float64
31 | line | df | float64
32 | line | parallel | uint32
33 | line | type | object
34 | line | in_service | bool
35 | trafo | name | object
36 | trafo | std_type | object
37 | trafo | hv_bus | uint32
38 | trafo | lv_bus | uint32
39 | trafo | sn_mva | float64
40 | trafo | vn_hv_kv | float64
41 | trafo | vn_lv_kv | float64
42 | trafo | vk_percent | float64
43 | trafo | vkr_percent | float64
44 | trafo | pfe_kw | float64
45 | trafo | i0_percent | float64
46 | trafo | shift_degree | float64
47 | trafo | tap_side | object
48 | trafo | tap_neutral | int32
49 | trafo | tap_min | int32
50 | trafo | tap_max | int32
51 | trafo | tap_step_percent | float64
52 | trafo | tap_step_degree | float64
53 | trafo | tap_pos | int32
54 | trafo | tap_phase_shifter | bool
55 | trafo | parallel | uint32
56 | trafo | df | float64
57 | trafo | in_service | bool
58 | line_geodata | coords | object
59 | bus_geodata | x | float64
60 | bus_geodata | y | float64
61 | bus_geodata | coords | object

## parameters
| version | format_version | converged | OPF_converged | name | f_hz | sn_mva
0 | 2.14.6 | 2.14.0 | FALSE | FALSE |  | 50 | 1