## bus
| name | vn_kv | type | zone | in_service
0 | bus_LV_6089-19_0_6_node_0 | 0.4 | n |  | TRUE
1 | bus_LV_6089-19_0_6_node_1 | 0.4 | n |  | TRUE
2 | bus_LV_6089-19_0_6_node_2 | 0.4 | n |  | TRUE
3 | bus_LV_6089-19_0_6_node_3 | 0.4 | n |  | TRUE
4 | bus_LV_6089-19_0_6_node_4 | 0.4 | n |  | TRUE
5 | bus_LV_6089-19_0_6_node_10 | 0.4 | n |  | TRUE
6 | bus_LV_6089-19_0_6_node_5 | 0.4 | n |  | TRUE
7 | bus_LV_6089-19_0_6_node_9 | 0.4 | n |  | TRUE
8 | bus_LV_6089-19_0_6_node_11 | 0.4 | n |  | TRUE
9 | bus_LV_6089-19_0_6_node_120 | 0.4 | n |  | TRUE
10 | bus_LV_6089-19_0_6_node_119 | 0.4 | n |  | TRUE
11 | bus_LV_6089-19_0_6_node_6 | 0.4 | n |  | TRUE
12 | bus_LV_6089-19_0_6_node_7 | 0.4 | n |  | TRUE
13 | bus_LV_6089-19_0_6_node_8 | 0.4 | n |  | TRUE
14 | bus_LV_6089-19_0_6_node_121 | 0.4 | n |  | TRUE
15 | bus_LV_6089-19_0_6_node_118 | 0.4 | n |  | TRUE
16 | bus_LV_6089-19_0_6_node_12 | 0.4 | n |  | TRUE
17 | bus_LV_6089-19_0_6_node_13 | 0.4 | n |  | TRUE
18 | bus_LV_6089-19_0_6_node_14 | 0.4 | n |  | TRUE
19 | bus_LV_6089-19_0_6_node_15 | 0.4 | n |  | TRUE
20 | bus_LV_6089-19_0_6_node_16 | 0.4 | n |  | TRUE
21 | bus_LV_6089-19_0_6_node_17 | 0.4 | n |  | TRUE
22 | bus_LV_6089-19_0_6_node_23 | 0.4 | n |  | TRUE
23 | bus_LV_6089-19_0_6_node_122 | 0.4 | n |  | TRUE
24 | bus_LV_6089-19_0_6_node_124 | 0.4 | n |  | TRUE
25 | bus_LV_6089-19_0_6_node_21 | 0.4 | n |  | TRUE
26 | bus_LV_6089-19_0_6_node_123 | 0.4 | n |  | TRUE
27 | bus_LV_6089-19_0_6_node_125 | 0.4 | n |  | TRUE
28 | bus_LV_6089-19_0_6_node_18 | 0.4 | n |  | TRUE
29 | bus_LV_6089-19_0_6_node_19 | 0.4 | n |  | TRUE
30 | bus_LV_6089-19_0_6_node_20 | 0.4 | n |  | TRUE
31 | bus_LV_6089-19_0_6_node_22 | 0.4 | n |  | TRUE
32 | bus_LV_6089-19_0_6_node_24 | 0.4 | n |  | TRUE
33 | bus_LV_6089-19_0_6_node_25 | 0.4 | n |  | TRUE
34 | bus_LV_6089-19_0_6_node_26 | 0.4 | n |  | TRUE
35 | bus_LV_6089-19_0_6_node_27 | 0.4 | n |  | TRUE
36 | bus_LV_6089-19_0_6_node_28 | 0.4 | n |  | TRUE
37 | bus_LV_6089-19_0_6_node_29 | 0.4 | n |  | TRUE
38 | bus_LV_6089-19_0_6_node_32 | 0.4 | n |  | TRUE
39 | bus_LV_6089-19_0_6_node_30 | 0.4 | n |  | TRUE
40 | bus_LV_6089-19_0_6_node_33 | 0.4 | n |  | TRUE
41 | bus_LV_6089-19_0_6_node_34 | 0.4 | n |  | TRUE
42 | bus_LV_6089-19_0_6_node_31 | 0.4 | n |  | TRUE
43 | bus_LV_6089-19_0_6_node_114 | 0.4 | n |  | TRUE
44 | bus_LV_6089-19_0_6_node_113 | 0.4 | n |  | TRUE
45 | bus_LV_6089-19_0_6_node_38 | 0.4 | n |  | TRUE
46 | bus_LV_6089-19_0_6_node_71 | 0.4 | n |  | TRUE
47 | bus_LV_6089-19_0_6_node_70 | 0.4 | n |  | TRUE
48 | bus_LV_6089-19_0_6_node_36 | 0.4 | n |  | TRUE
49 | bus_LV_6089-19_0_6_node_35 | 0.4 | n |  | TRUE
50 | bus_LV_6089-19_0_6_node_37 | 0.4 | n |  | TRUE
51 | bus_LV_6089-19_0_6_node_39 | 0.4 | n |  | TRUE
52 | bus_LV_6089-19_0_6_node_40 | 0.4 | n |  | TRUE
53 | bus_LV_6089-19_0_6_node_41 | 0.4 | n |  | TRUE
54 | bus_LV_6089-19_0_6_node_42 | 0.4 | n |  | TRUE
55 | bus_LV_6089-19_0_6_node_43 | 0.4 | n |  | TRUE
56 | bus_LV_6089-19_0_6_node_44 | 0.4 | n |  | TRUE
57 | bus_LV_6089-19_0_6_node_45 | 0.4 | n |  | TRUE
58 | bus_LV_6089-19_0_6_node_46 | 0.4 | n |  | TRUE
59 | bus_LV_6089-19_0_6_node_51 | 0.4 | n |  | TRUE
60 | bus_LV_6089-19_0_6_node_47 | 0.4 | n |  | TRUE
61 | bus_LV_6089-19_0_6_node_137 | 0.4 | n |  | TRUE
62 | bus_LV_6089-19_0_6_node_48 | 0.4 | n |  | TRUE
63 | bus_LV_6089-19_0_6_node_131 | 0.4 | n |  | TRUE
64 | bus_LV_6089-19_0_6_node_135 | 0.4 | n |  | TRUE
65 | bus_LV_6089-19_0_6_node_49 | 0.4 | n |  | TRUE
66 | bus_LV_6089-19_0_6_node_50 | 0.4 | n |  | TRUE
67 | bus_LV_6089-19_0_6_node_53 | 0.4 | n |  | TRUE
68 | bus_LV_6089-19_0_6_node_52 | 0.4 | n |  | TRUE
69 | bus_LV_6089-19_0_6_node_158 | 0.4 | n |  | TRUE
70 | bus_LV_6089-19_0_6_node_56 | 0.4 | n |  | TRUE
71 | bus_LV_6089-19_0_6_node_54 | 0.4 | n |  | TRUE
72 | bus_LV_6089-19_0_6_node_55 | 0.4 | n |  | TRUE
73 | bus_LV_6089-19_0_6_node_57 | 0.4 | n |  | TRUE
74 | bus_LV_6089-19_0_6_node_62 | 0.4 | n |  | TRUE
75 | bus_LV_6089-19_0_6_node_58 | 0.4 | n |  | TRUE
76 | bus_LV_6089-19_0_6_node_59 | 0.4 | n |  | TRUE
77 | bus_LV_6089-19_0_6_node_60 | 0.4 | n |  | TRUE
78 | bus_LV_6089-19_0_6_node_61 | 0.4 | n |  | TRUE
79 | bus_LV_6089-19_0_6_node_63 | 0.4 | n |  | TRUE
80 | bus_LV_6089-19_0_6_node_64 | 0.4 | n |  | TRUE
81 | bus_LV_6089-19_0_6_node_65 | 0.4 | n |  | TRUE
82 | bus_LV_6089-19_0_6_node_66 | 0.4 | n |  | TRUE
83 | bus_LV_6089-19_0_6_node_67 | 0.4 | n |  | TRUE
84 | bus_LV_6089-19_0_6_node_68 | 0.4 | n |  | TRUE
85 | bus_LV_6089-19_0_6_node_69 | 0.4 | n |  | TRUE
86 | bus_LV_6089-19_0_6_node_80 | 0.4 | n |  | TRUE
87 | bus_LV_6089-19_0_6_node_97 | 0.4 | n |  | TRUE
88 | bus_LV_6089-19_0_6_node_88 | 0.4 | n |  | TRUE
89 | bus_LV_6089-19_0_6_node_78 | 0.4 | n |  | TRUE
90 | bus_LV_6089-19_0_6_node_95 | 0.4 | n |  | TRUE
91 | bus_LV_6089-19_0_6_node_72 | 0.4 | n |  | TRUE
92 | bus_LV_6089-19_0_6_node_73 | 0.4 | n |  | TRUE
93 | bus_LV_6089-19_0_6_node_74 | 0.4 | n |  | TRUE
94 | bus_LV_6089-19_0_6_node_75 | 0.4 | n |  | TRUE
95 | bus_LV_6089-19_0_6_node_76 | 0.4 | n |  | TRUE
96 | bus_LV_6089-19_0_6_node_98 | 0.4 | n |  | TRUE
97 | bus_LV_6089-19_0_6_node_96 | 0.4 | n |  | TRUE
98 | bus_LV_6089-19_0_6_node_105 | 0.4 | n |  | TRUE
99 | bus_LV_6089-19_0_6_node_102 | 0.4 | n |  | TRUE
100 | bus_LV_6089-19_0_6_node_94 | 0.4 | n |  | TRUE
101 | bus_LV_6089-19_0_6_node_106 | 0.4 | n |  | TRUE
102 | bus_LV_6089-19_0_6_node_77 | 0.4 | n |  | TRUE
103 | bus_LV_6089-19_0_6_node_79 | 0.4 | n |  | TRUE
104 | bus_LV_6089-19_0_6_node_83 | 0.4 | n |  | TRUE
105 | bus_LV_6089-19_0_6_node_81 | 0.4 | n |  | TRUE
106 | bus_LV_6089-19_0_6_node_169 | 0.4 | n |  | TRUE
107 | bus_LV_6089-19_0_6_node_168 | 0.4 | n |  | TRUE
108 | bus_LV_6089-19_0_6_node_82 | 0.4 | n |  | TRUE
109 | bus_LV_6089-19_0_6_node_86 | 0.4 | n |  | TRUE
110 | bus_LV_6089-19_0_6_node_84 | 0.4 | n |  | TRUE
111 | bus_LV_6089-19_0_6_node_85 | 0.4 | n |  | TRUE
112 | bus_LV_6089-19_0_6_node_87 | 0.4 | n |  | TRUE
113 | bus_LV_6089-19_0_6_node_92 | 0.4 | n |  | TRUE
114 | bus_LV_6089-19_0_6_node_167 | 0.4 | n |  | TRUE
115 | bus_LV_6089-19_0_6_node_89 | 0.4 | n |  | TRUE
116 | bus_LV_6089-19_0_6_node_90 | 0.4 | n |  | TRUE
117 | bus_LV_6089-19_0_6_node_91 | 0.4 | n |  | TRUE
118 | bus_LV_6089-19_0_6_node_162 | 0.4 | n |  | TRUE
119 | bus_LV_6089-19_0_6_node_163 | 0.4 | n |  | TRUE
120 | bus_LV_6089-19_0_6_node_161 | 0.4 | n |  | TRUE
121 | bus_LV_6089-19_0_6_node_164 | 0.4 | n |  | TRUE
122 | bus_LV_6089-19_0_6_node_165 | 0.4 | n |  | TRUE
123 | bus_LV_6089-19_0_6_node_157 | 0.4 | n |  | TRUE
124 | bus_LV_6089-19_0_6_node_156 | 0.4 | n |  | TRUE
125 | bus_LV_6089-19_0_6_node_150 | 0.4 | n |  | TRUE
126 | bus_LV_6089-19_0_6_node_153 | 0.4 | n |  | TRUE
127 | bus_LV_6089-19_0_6_node_93 | 0.4 | n |  | TRUE
128 | bus_LV_6089-19_0_6_node_100 | 0.4 | n |  | TRUE
129 | bus_LV_6089-19_0_6_node_99 | 0.4 | n |  | TRUE
130 | bus_LV_6089-19_0_6_node_101 | 0.4 | n |  | TRUE
131 | bus_LV_6089-19_0_6_node_103 | 0.4 | n |  | TRUE
132 | bus_LV_6089-19_0_6_node_104 | 0.4 | n |  | TRUE
133 | bus_LV_6089-19_0_6_node_152 | 0.4 | n |  | TRUE
134 | bus_LV_6089-19_0_6_node_155 | 0.4 | n |  | TRUE
135 | bus_LV_6089-19_0_6_node_151 | 0.4 | n |  | TRUE
136 | bus_LV_6089-19_0_6_node_116 | 0.4 | n |  | TRUE
137 | bus_LV_6089-19_0_6_node_107 | 0.4 | n |  | TRUE
138 | bus_LV_6089-19_0_6_node_108 | 0.4 | n |  | TRUE
139 | bus_LV_6089-19_0_6_node_109 | 0.4 | n |  | TRUE
140 | bus_LV_6089-19_0_6_node_110 | 0.4 | n |  | TRUE
141 | bus_LV_6089-19_0_6_node_111 | 0.4 | n |  | TRUE
142 | bus_LV_6089-19_0_6_node_112 | 0.4 | n |  | TRUE
143 | bus_LV_6089-19_0_6_node_115 | 0.4 | n |  | TRUE
144 | bus_LV_6089-19_0_6_node_117 | 0.4 | n |  | TRUE
145 | bus_LV_6089-19_0_6_node_126 | 0.4 | n |  | TRUE
146 | bus_LV_6089-19_0_6_node_128 | 0.4 | n |  | TRUE
147 | bus_LV_6089-19_0_6_node_129 | 0.4 | n |  | TRUE
148 | bus_LV_6089-19_0_6_node_133 | 0.4 | n |  | TRUE
149 | bus_LV_6089-19_0_6_node_141 | 0.4 | n |  | TRUE
150 | bus_LV_6089-19_0_6_node_130 | 0.4 | n |  | TRUE
151 | bus_LV_6089-19_0_6_node_132 | 0.4 | n |  | TRUE
152 | bus_LV_6089-19_0_6_node_142 | 0.4 | n |  | TRUE
153 | bus_LV_6089-19_0_6_node_140 | 0.4 | n |  | TRUE
154 | bus_LV_6089-19_0_6_node_134 | 0.4 | n |  | TRUE
155 | bus_LV_6089-19_0_6_node_136 | 0.4 | n |  | TRUE
156 | bus_LV_6089-19_0_6_node_159 | 0.4 | n |  | TRUE
157 | bus_LV_6089-19_0_6_node_138 | 0.4 | n |  | TRUE
158 | bus_LV_6089-19_0_6_node_139 | 0.4 | n |  | TRUE
159 | bus_LV_6089-19_0_6_node_144 | 0.4 | n |  | TRUE
160 | bus_LV_6089-19_0_6_node_145 | 0.4 | n |  | TRUE
161 | bus_LV_6089-19_0_6_node_166 | 0.4 | n |  | TRUE
162 | bus_LV_6089-19_0_6_node_147 | 0.4 | n |  | TRUE
163 | bus_LV_6089-19_0_6_node_148 | 0.4 | n |  | TRUE
164 | bus_LV_6089-19_0_6_node_149 | 0.4 | n |  | TRUE
165 | bus_LV_6089-19_0_6_node_154 | 0.4 | n |  | TRUE
166 | bus_MV_90_2_node_184 | 20 | n |  | TRUE

## load
| name | bus | p_mw | q_mvar | const_z_percent | const_i_percent | sn_mva | scaling | in_service | type
0 | LV_6089-19_0_6_load_0 | 0 | 0.0047923 | 0.0012011 | 0 | 0 |  | 1 | TRUE | wye
1 | LV_6089-19_0_6_load_2 | 2 | 0.0087738 | 0.0021989 | 0 | 0 |  | 1 | TRUE | wye
2 | LV_6089-19_0_6_load_4 | 4 | 0.0043897 | 0.0011002 | 0 | 0 |  | 1 | TRUE | wye
3 | LV_6089-19_0_6_load_10 | 5 | 0.0037876 | 0.00094927 | 0 | 0 |  | 1 | TRUE | wye
4 | LV_6089-19_0_6_load_5 | 6 | 0.0040849 | 0.0010238 | 0 | 0 |  | 1 | TRUE | wye
5 | LV_6089-19_0_6_load_9 | 7 | 0.008901 | 0.0022308 | 0 | 0 |  | 1 | TRUE | wye
6 | LV_6089-19_0_6_load_120 | 9 | 0.0052124 | 0.0013064 | 0 | 0 |  | 1 | TRUE | wye
7 | LV_6089-19_0_6_load_119 | 10 | 0.0040019 | 0.001003 | 0 | 0 |  | 1 | TRUE | wye
8 | LV_6089-19_0_6_load_6 | 11 | 0.004872 | 0.001221 | 0 | 0 |  | 1 | TRUE | wye
9 | LV_6089-19_0_6_load_7 | 12 | 0.0068898 | 0.0017268 | 0 | 0 |  | 1 | TRUE | wye
10 | LV_6089-19_0_6_load_8 | 13 | 0.0053566 | 0.0013425 | 0 | 0 |  | 1 | TRUE | wye
11 | LV_6089-19_0_6_load_121 | 14 | 0.0063571 | 0.0015932 | 0 | 0 |  | 1 | TRUE | wye
12 | LV_6089-19_0_6_load_118 | 15 | 0.0070474 | 0.0017662 | 0 | 0 |  | 1 | TRUE | wye
13 | LV_6089-19_0_6_load_12 | 16 | 0.0057536 | 0.001442 | 0 | 0 |  | 1 | TRUE | wye
14 | LV_6089-19_0_6_load_13 | 17 | 0.0023466 | 0.00058811 | 0 | 0 |  | 1 | TRUE | wye
15 | LV_6089-19_0_6_load_15 | 19 | 0.0028171 | 0.00070604 | 0 | 0 |  | 1 | TRUE | wye
16 | LV_6089-19_0_6_load_16 | 20 | 0.0061318 | 0.0015368 | 0 | 0 |  | 1 | TRUE | wye
17 | LV_6089-19_0_6_load_17 | 21 | 0.0013124 | 0.00032892 | 0 | 0 |  | 1 | TRUE | wye
18 | LV_6089-19_0_6_load_23 | 22 | 0.0017416 | 0.00043648 | 0 | 0 |  | 1 | TRUE | wye
19 | LV_6089-19_0_6_load_122 | 23 | 0.0033975 | 0.00085149 | 0 | 0 |  | 1 | TRUE | wye
20 | LV_6089-19_0_6_load_124 | 24 | 0.0026176 | 0.00065603 | 0 | 0 |  | 1 | TRUE | wye
21 | LV_6089-19_0_6_load_21 | 25 | 0.0024781 | 0.00062107 | 0 | 0 |  | 1 | TRUE | wye
22 | LV_6089-19_0_6_load_123 | 26 | 0.0063445 | 0.0015901 | 0 | 0 |  | 1 | TRUE | wye
23 | LV_6089-19_0_6_load_18 | 28 | 0.0059183 | 0.0014833 | 0 | 0 |  | 1 | TRUE | wye
24 | LV_6089-19_0_6_load_19 | 29 | 0.0024602 | 0.00061658 | 0 | 0 |  | 1 | TRUE | wye
25 | LV_6089-19_0_6_load_20 | 30 | 0.0025985 | 0.00065124 | 0 | 0 |  | 1 | TRUE | wye
26 | LV_6089-19_0_6_load_22 | 31 | 0.0023677 | 0.00059341 | 0 | 0 |  | 1 | TRUE | wye
27 | LV_6089-19_0_6_load_24 | 32 | 0.0059844 | 0.0014998 | 0 | 0 |  | 1 | TRUE | wye
28 | LV_6089-19_0_6_load_25 | 33 | 0.0029619 | 0.00074233 | 0 | 0 |  | 1 | TRUE | wye
29 | LV_6089-19_0_6_load_27 | 35 | 0.0049143 | 0.0012316 | 0 | 0 |  | 1 | TRUE | wye
30 | LV_6089-19_0_6_load_28 | 36 | 0.0025451 | 0.00063787 | 0 | 0 |  | 1 | TRUE | wye
31 | LV_6089-19_0_6_load_29 | 37 | 0.0033871 | 0.0008489 | 0 | 0 |  | 1 | TRUE | wye
32 | LV_6089-19_0_6_load_30 | 39 | 0.003104 | 0.00077794 | 0 | 0 |  | 1 | TRUE | wye
33 | LV_6089-19_0_6_load_33 | 40 | 0.01109 | 0.0027793 | 0 | 0 |  | 1 | TRUE | wye
34 | LV_6089-19_0_6_load_34 | 41 | 0.0047571 | 0.0011923 | 0 | 0 |  | 1 | TRUE | wye
35 | LV_6089-19_0_6_load_31 | 42 | 0.0049064 | 0.0012297 | 0 | 0 |  | 1 | TRUE | wye
36 | LV_6089-19_0_6_load_114 | 43 | 0.002547 | 0.00063834 | 0 | 0 |  | 1 | TRUE | wye
37 | LV_6089-19_0_6_load_38 | 45 | 0.0058336 | 0.0014621 | 0 | 0 |  | 1 | TRUE | wye
38 | LV_6089-19_0_6_load_71 | 46 | 0.0077224 | 0.0019354 | 0 | 0 |  | 1 | TRUE | wye
39 | LV_6089-19_0_6_load_70 | 47 | 0.0032669 | 0.00081876 | 0 | 0 |  | 1 | TRUE | wye
40 | LV_6089-19_0_6_load_36 | 48 | 0.0032164 | 0.00080611 | 0 | 0 |  | 1 | TRUE | wye
41 | LV_6089-19_0_6_load_35 | 49 | 0.0063642 | 0.001595 | 0 | 0 |  | 1 | TRUE | wye
42 | LV_6089-19_0_6_load_37 | 50 | 0.0026041 | 0.00065265 | 0 | 0 |  | 1 | TRUE | wye
43 | LV_6089-19_0_6_load_39 | 51 | 0.0029319 | 0.00073481 | 0 | 0 |  | 1 | TRUE | wye
44 | LV_6089-19_0_6_load_40 | 52 | 0.0029835 | 0.00074774 | 0 | 0 |  | 1 | TRUE | wye
45 | LV_6089-19_0_6_load_41 | 53 | 0.0028953 | 0.00072562 | 0 | 0 |  | 1 | TRUE | wye
46 | LV_6089-19_0_6_load_42 | 54 | 0.002 | 0.00050124 | 0 | 0 |  | 1 | TRUE | wye
47 | LV_6089-19_0_6_load_43 | 55 | 0.0031688 | 0.00079418 | 0 | 0 |  | 1 | TRUE | wye
48 | LV_6089-19_0_6_load_46 | 58 | 0.0034442 | 0.00086319 | 0 | 0 |  | 1 | TRUE | wye
49 | LV_6089-19_0_6_load_51 | 59 | 0.0034719 | 0.00087014 | 0 | 0 |  | 1 | TRUE | wye
50 | LV_6089-19_0_6_load_47 | 60 | 0.0069489 | 0.0017416 | 0 | 0 |  | 1 | TRUE | wye
51 | LV_6089-19_0_6_load_131 | 63 | 0.0056829 | 0.0014243 | 0 | 0 |  | 1 | TRUE | wye
52 | LV_6089-19_0_6_load_135 | 64 | 0.011066 | 0.0027733 | 0 | 0 |  | 1 | TRUE | wye
53 | LV_6089-19_0_6_load_50 | 66 | 0.0073799 | 0.0018496 | 0 | 0 |  | 1 | TRUE | wye
54 | LV_6089-19_0_6_load_52 | 68 | 0.0085297 | 0.0021378 | 0 | 0 |  | 1 | TRUE | wye
55 | LV_6089-19_0_6_load_158 | 69 | 0.0070205 | 0.0017595 | 0 | 0 |  | 1 | TRUE | wye
56 | LV_6089-19_0_6_load_56 | 70 | 0.0046044 | 0.001154 | 0 | 0 |  | 1 | TRUE | wye
57 | LV_6089-19_0_6_load_54 | 71 | 0.0024694 | 0.00061889 | 0 | 0 |  | 1 | TRUE | wye
58 | LV_6089-19_0_6_load_55 | 72 | 0.0075884 | 0.0019018 | 0 | 0 |  | 1 | TRUE | wye
59 | LV_6089-19_0_6_load_57 | 73 | 0.0087657 | 0.0021969 | 0 | 0 |  | 1 | TRUE | wye
60 | LV_6089-19_0_6_load_62 | 74 | 0.0068257 | 0.0017107 | 0 | 0 |  | 1 | TRUE | wye
61 | LV_6089-19_0_6_load_58 | 75 | 0.0015601 | 0.000391 | 0 | 0 |  | 1 | TRUE | wye
62 | LV_6089-19_0_6_load_59 | 76 | 0.0043655 | 0.0010941 | 0 | 0 |  | 1 | TRUE | wye
63 | LV_6089-19_0_6_load_60 | 77 | 0.0076544 | 0.0019184 | 0 | 0 |  | 1 | TRUE | wye
64 | LV_6089-19_0_6_load_61 | 78 | 0.0048069 | 0.0012047 | 0 | 0 |  | 1 | TRUE | wye
65 | LV_6089-19_0_6_load_63 | 79 | 0.0026665 | 0.00066829 | 0 | 0 |  | 1 | TRUE | wye
66 | LV_6089-19_0_6_load_64 | 80 | 0.0017174 | 0.00043043 | 0 | 0 |  | 1 | TRUE | wye
67 | LV_6089-19_0_6_load_65 | 81 | 0.003315 | 0.00083081 | 0 | 0 |  | 1 | TRUE | wye
68 | LV_6089-19_0_6_load_67 | 83 | 0.0034894 | 0.00087453 | 0 | 0 |  | 1 | TRUE | wye
69 | LV_6089-19_0_6_load_69 | 85 | 0.0030958 | 0.00077588 | 0 | 0 |  | 1 | TRUE | wye
70 | LV_6089-19_0_6_load_97 | 87 | 0.0020788 | 0.000521 | 0 | 0 |  | 1 | TRUE | wye
71 | LV_6089-19_0_6_load_88 | 88 | 0.0022141 | 0.00055491 | 0 | 0 |  | 1 | TRUE | wye
72 | LV_6089-19_0_6_load_95 | 90 | 0.0038742 | 0.00097096 | 0 | 0 |  | 1 | TRUE | wye
73 | LV_6089-19_0_6_load_72 | 91 | 0.003383 | 0.00084785 | 0 | 0 |  | 1 | TRUE | wye
74 | LV_6089-19_0_6_load_73 | 92 | 0.0018463 | 0.00046272 | 0 | 0 |  | 1 | TRUE | wye
75 | LV_6089-19_0_6_load_74 | 93 | 0.0013982 | 0.00035043 | 0 | 0 |  | 1 | TRUE | wye
76 | LV_6089-19_0_6_load_75 | 94 | 0.0017888 | 0.00044831 | 0 | 0 |  | 1 | TRUE | wye
77 | LV_6089-19_0_6_load_76 | 95 | 0.0036256 | 0.00090866 | 0 | 0 |  | 1 | TRUE | wye
78 | LV_6089-19_0_6_load_98 | 96 | 0.0026453 | 0.00066297 | 0 | 0 |  | 1 | TRUE | wye
79 | LV_6089-19_0_6_load_96 | 97 | 0.003606 | 0.00090375 | 0 | 0 |  | 1 | TRUE | wye
80 | LV_6089-19_0_6_load_105 | 98 | 0.0026689 | 0.00066888 | 0 | 0 |  | 1 | TRUE | wye
81 | LV_6089-19_0_6_load_102 | 99 | 0.0013969 | 0.00035009 | 0 | 0 |  | 1 | TRUE | wye
82 | LV_6089-19_0_6_load_94 | 100 | 0.0013961 | 0.0003499 | 0 | 0 |  | 1 | TRUE | wye
83 | LV_6089-19_0_6_load_106 | 101 | 0.003023 | 0.00075763 | 0 | 0 |  | 1 | TRUE | wye
84 | LV_6089-19_0_6_load_77 | 102 | 0.0026078 | 0.00065358 | 0 | 0 |  | 1 | TRUE | wye
85 | LV_6089-19_0_6_load_81 | 105 | 0.0047247 | 0.0011841 | 0 | 0 |  | 1 | TRUE | wye
86 | LV_6089-19_0_6_load_169 | 106 | 0.0038152 | 0.00095617 | 0 | 0 |  | 1 | TRUE | wye
87 | LV_6089-19_0_6_load_168 | 107 | 0.0031104 | 0.00077953 | 0 | 0 |  | 1 | TRUE | wye
88 | LV_6089-19_0_6_load_82 | 108 | 0.014646 | 0.0036706 | 0 | 0 |  | 1 | TRUE | wye
89 | LV_6089-19_0_6_load_86 | 109 | 0.0017235 | 0.00043194 | 0 | 0 |  | 1 | TRUE | wye
90 | LV_6089-19_0_6_load_84 | 110 | 0.001805 | 0.00045238 | 0 | 0 |  | 1 | TRUE | wye
91 | LV_6089-19_0_6_load_85 | 111 | 0.001766 | 0.0004426 | 0 | 0 |  | 1 | TRUE | wye
92 | LV_6089-19_0_6_load_167 | 114 | 0.0029434 | 0.0007377 | 0 | 0 |  | 1 | TRUE | wye
93 | LV_6089-19_0_6_load_89 | 115 | 0.0021468 | 0.00053803 | 0 | 0 |  | 1 | TRUE | wye
94 | LV_6089-19_0_6_load_90 | 116 | 0.010556 | 0.0026457 | 0 | 0 |  | 1 | TRUE | wye
95 | LV_6089-19_0_6_load_162 | 118 | 0.0019299 | 0.00048369 | 0 | 0 |  | 1 | TRUE | wye
96 | LV_6089-19_0_6_load_163 | 119 | 0.0015171 | 0.00038021 | 0 | 0 |  | 1 | TRUE | wye
97 | LV_6089-19_0_6_load_161 | 120 | 0.0023069 | 0.00057816 | 0 | 0 |  | 1 | TRUE | wye
98 | LV_6089-19_0_6_load_165 | 122 | 0.0018975 | 0.00047555 | 0 | 0 |  | 1 | TRUE | wye
99 | LV_6089-19_0_6_load_157 | 123 | 0.0033636 | 0.000843 | 0 | 0 |  | 1 | TRUE | wye
100 | LV_6089-19_0_6_load_156 | 124 | 0.0022267 | 0.00055806 | 0 | 0 |  | 1 | TRUE | wye
101 | LV_6089-19_0_6_load_150 | 125 | 0.0028683 | 0.00071886 | 0 | 0 |  | 1 | TRUE | wye
102 | LV_6089-19_0_6_load_153 | 126 | 0.0019718 | 0.00049417 | 0 | 0 |  | 1 | TRUE | wye
103 | LV_6089-19_0_6_load_93 | 127 | 0.0029376 | 0.00073624 | 0 | 0 |  | 1 | TRUE | wye
104 | LV_6089-19_0_6_load_99 | 129 | 0.005353 | 0.0013416 | 0 | 0 |  | 1 | TRUE | wye
105 | LV_6089-19_0_6_load_101 | 130 | 0.0018758 | 0.00047012 | 0 | 0 |  | 1 | TRUE | wye
106 | LV_6089-19_0_6_load_103 | 131 | 0.0035952 | 0.00090103 | 0 | 0 |  | 1 | TRUE | wye
107 | LV_6089-19_0_6_load_155 | 134 | 0.001431 | 0.00035863 | 0 | 0 |  | 1 | TRUE | wye
108 | LV_6089-19_0_6_load_151 | 135 | 0.0014088 | 0.00035309 | 0 | 0 |  | 1 | TRUE | wye
109 | LV_6089-19_0_6_load_116 | 136 | 0.0024146 | 0.00060515 | 0 | 0 |  | 1 | TRUE | wye
110 | LV_6089-19_0_6_load_107 | 137 | 0.0023998 | 0.00060145 | 0 | 0 |  | 1 | TRUE | wye
111 | LV_6089-19_0_6_load_108 | 138 | 0.0019842 | 0.00049729 | 0 | 0 |  | 1 | TRUE | wye
112 | LV_6089-19_0_6_load_109 | 139 | 0.0017707 | 0.00044377 | 0 | 0 |  | 1 | TRUE | wye
113 | LV_6089-19_0_6_load_110 | 140 | 0.0029395 | 0.0007367 | 0 | 0 |  | 1 | TRUE | wye
114 | LV_6089-19_0_6_load_111 | 141 | 0.0080285 | 0.0020121 | 0 | 0 |  | 1 | TRUE | wye
115 | LV_6089-19_0_6_load_112 | 142 | 0.002134 | 0.00053483 | 0 | 0 |  | 1 | TRUE | wye
116 | LV_6089-19_0_6_load_115 | 143 | 0.004802 | 0.0012035 | 0 | 0 |  | 1 | TRUE | wye
117 | LV_6089-19_0_6_load_117 | 144 | 0.0079648 | 0.0019962 | 0 | 0 |  | 1 | TRUE | wye
118 | LV_6089-19_0_6_load_126 | 145 | 0.0057656 | 0.001445 | 0 | 0 |  | 1 | TRUE | wye
119 | LV_6089-19_0_6_load_129 | 147 | 0.0070744 | 0.001773 | 0 | 0 |  | 1 | TRUE | wye
120 | LV_6089-19_0_6_load_133 | 148 | 0.0026554 | 0.0006655 | 0 | 0 |  | 1 | TRUE | wye
121 | LV_6089-19_0_6_load_132 | 151 | 0.0070901 | 0.0017769 | 0 | 0 |  | 1 | TRUE | wye
122 | LV_6089-19_0_6_load_142 | 152 | 0.0035725 | 0.00089535 | 0 | 0 |  | 1 | TRUE | wye
123 | LV_6089-19_0_6_load_140 | 153 | 0.0080165 | 0.0020091 | 0 | 0 |  | 1 | TRUE | wye
124 | LV_6089-19_0_6_load_134 | 154 | 0.0043595 | 0.0010926 | 0 | 0 |  | 1 | TRUE | wye
125 | LV_6089-19_0_6_load_136 | 155 | 0.0063632 | 0.0015948 | 0 | 0 |  | 1 | TRUE | wye
126 | LV_6089-19_0_6_load_159 | 156 | 0.0078381 | 0.0019644 | 0 | 0 |  | 1 | TRUE | wye
127 | LV_6089-19_0_6_load_138 | 157 | 0.00549 | 0.0013759 | 0 | 0 |  | 1 | TRUE | wye
128 | LV_6089-19_0_6_load_139 | 158 | 0.0050738 | 0.0012716 | 0 | 0 |  | 1 | TRUE | wye
129 | LV_6089-19_0_6_load_144 | 159 | 0.01059 | 0.002654 | 0 | 0 |  | 1 | TRUE | wye
130 | LV_6089-19_0_6_load_145 | 160 | 0.0068261 | 0.0017108 | 0 | 0 |  | 1 | TRUE | wye
131 | LV_6089-19_0_6_load_166 | 161 | 0.0015788 | 0.00039568 | 0 | 0 |  | 1 | TRUE | wye
132 | LV_6089-19_0_6_load_147 | 162 | 0.0044645 | 0.0011189 | 0 | 0 |  | 1 | TRUE | wye
133 | LV_6089-19_0_6_load_154 | 165 | 0.0041639 | 0.0010436 | 0 | 0 |  | 1 | TRUE | wye

## ext_grid
| name | bus | vm_pu | va_degree | slack_weight | in_service
0 |  | 38 | 1 | 0 | 1 | TRUE

## line
| name | std_type | from_bus | to_bus | length_km | r_ohm_per_km | x_ohm_per_km | c_nf_per_km | g_us_per_km | max_i_ka | df | parallel | type | in_service
0 | LV_6089-19_0_6_line_0 |  | 0 | 1 | 0.010781 | 0.125 | 0.08 | 261 | 0 | 0.364 | 1 | 1 | cs | TRUE
1 | LV_6089-19_0_6_line_1 |  | 1 | 2 | 0.025295 | 0.125 | 0.08 | 261 | 0 | 0.364 | 1 | 1 | cs | TRUE
2 | LV_6089-19_0_6_line_2 |  | 1 | 3 | 0.070971 | 0.125 | 0.08 | 261 | 0 | 0.364 | 1 | 1 | cs | TRUE
3 | LV_6089-19_0_6_line_3 |  | 2 | 4 | 0.05184 | 0.125 | 0.08 | 261 | 0 | 0.364 | 1 | 1 | cs | TRUE
4 | LV_6089-19_0_6_line_4 |  | 3 | 5 | 0.042047 | 0.125 | 0.08 | 261 | 0 | 0.364 | 1 | 1 | cs | TRUE
5 | LV_6089-19_0_6_line_5 |  | 4 | 6 | 0.063686 | 0.125 | 0.08 | 261 | 0 | 0.364 | 1 | 1 | cs | TRUE
6 | LV_6089-19_0_6_line_6 |  | 5 | 7 | 0.066305 | 0.125 | 0.08 | 261 | 0 | 0.364 | 1 | 1 | cs | TRUE
7 | LV_6089-19_0_6_line_7 |  | 6 | 8 | 0.023755 | 0.125 | 0.08 | 261 | 0 | 0.364 | 1 | 1 | cs | TRUE
8 | LV_6089-19_0_6_line_8 |  | 7 | 12 | 0.013148 | 0.125 | 0.08 | 261 | 0 | 0.364 | 1 | 1 | cs | TRUE
9 | LV_6089-19_0_6_line_9 |  | 8 | 9 | 0.033197 | 0.125 | 0.08 | 261 | 0 | 0.364 | 1 | 1 | cs | TRUE
10 | LV_6089-19_0_6_line_10 |  | 8 | 10 | 0.0061755 | 0.125 | 0.08 | 261 | 0 | 0.364 | 1 | 1 | cs | TRUE
11 | LV_6089-19_0_6_line_11 |  | 9 | 14 | 0.0048809 | 0.125 | 0.08 | 261 | 0 | 0.364 | 1 | 1 | cs | TRUE
12 | LV_6089-19_0_6_line_12 |  | 10 | 15 | 0.018922 | 0.125 | 0.08 | 261 | 0 | 0.364 | 1 | 1 | cs | TRUE
13 | LV_6089-19_0_6_line_13 |  | 11 | 12 | 0.0087916 | 0.125 | 0.08 | 261 | 0 | 0.364 | 1 | 1 | cs | TRUE
14 | LV_6089-19_0_6_line_14 |  | 11 | 13 | 0.033189 | 0.125 | 0.08 | 261 | 0 | 0.364 | 1 | 1 | cs | TRUE
15 | LV_6089-19_0_6_line_15 |  | 15 | 144 | 0.024094 | 0.125 | 0.08 | 261 | 0 | 0.364 | 1 | 1 | cs | TRUE
16 | LV_6089-19_0_6_line_16 |  | 16 | 17 | 0.0070667 | 0.125 | 0.08 | 261 | 0 | 0.364 | 1 | 4 | cs | TRUE
17 | LV_6089-19_0_6_line_17 |  | 16 | 18 | 0.0082161 | 0.125 | 0.08 | 261 | 0 | 0.364 | 1 | 4 | cs | TRUE
18 | LV_6089-19_0_6_line_18 |  | 17 | 19 | 0.012787 | 0.125 | 0.08 | 261 | 0 | 0.364 | 1 | 4 | cs | TRUE
19 | LV_6089-19_0_6_line_19 |  | 18 | 20 | 0.0026453 | 0.125 | 0.08 | 261 | 0 | 0.364 | 1 | 1 | cs | TRUE
20 | LV_6089-19_0_6_line_20 |  | 18 | 21 | 0.0098279 | 0.125 | 0.08 | 261 | 0 | 0.364 | 1 | 4 | cs | TRUE
21 | LV_6089-19_0_6_line_21 |  | 19 | 22 | 0.010186 | 0.125 | 0.08 | 261 | 0 | 0.364 | 1 | 4 | cs | TRUE
22 | LV_6089-19_0_6_line_22 |  | 20 | 23 | 0.0094353 | 0.125 | 0.08 | 261 | 0 | 0.364 | 1 | 1 | cs | TRUE
23 | LV_6089-19_0_6_line_23 |  | 21 | 24 | 0.049961 | 0.125 | 0.08 | 261 | 0 | 0.364 | 1 | 4 | cs | TRUE
24 | LV_6089-19_0_6_line_24 |  | 22 | 25 | 0.004644 | 0.125 | 0.08 | 261 | 0 | 0.364 | 1 | 4 | cs | TRUE
25 | LV_6089-19_0_6_line_25 |  | 23 | 26 | 0.030961 | 0.125 | 0.08 | 261 | 0 | 0.364 | 1 | 1 | cs | TRUE
26 | LV_6089-19_0_6_line_26 |  | 24 | 27 | 0.089953 | 0.125 | 0.08 | 261 | 0 | 0.364 | 1 | 4 | cs | TRUE
27 | LV_6089-19_0_6_line_27 |  | 25 | 29 | 0.003776 | 0.125 | 0.08 | 261 | 0 | 0.364 | 1 | 4 | cs | TRUE
28 | LV_6089-19_0_6_line_28 |  | 26 | 145 | 0.012516 | 0.125 | 0.08 | 261 | 0 | 0.364 | 1 | 1 | cs | TRUE
29 | LV_6089-19_0_6_line_29 |  | 27 | 146 | 0.003139 | 0.125 | 0.08 | 261 | 0 | 0.364 | 1 | 4 | cs | TRUE
30 | LV_6089-19_0_6_line_30 |  | 28 | 29 | 0.0031464 | 0.125 | 0.08 | 261 | 0 | 0.364 | 1 | 4 | cs | TRUE
31 | LV_6089-19_0_6_line_31 |  | 28 | 30 | 0.01017 | 0.125 | 0.08 | 261 | 0 | 0.364 | 1 | 4 | cs | TRUE
32 | LV_6089-19_0_6_line_32 |  | 30 | 31 | 0.006776 | 0.125 | 0.08 | 261 | 0 | 0.364 | 1 | 4 | cs | TRUE
33 | LV_6089-19_0_6_line_33 |  | 31 | 32 | 0.016984 | 0.125 | 0.08 | 261 | 0 | 0.364 | 1 | 4 | cs | TRUE
34 | LV_6089-19_0_6_line_34 |  | 32 | 33 | 0.013739 | 0.125 | 0.08 | 261 | 0 | 0.364 | 1 | 4 | cs | TRUE
35 | LV_6089-19_0_6_line_35 |  | 33 | 34 | 0.018361 | 0.125 | 0.08 | 261 | 0 | 0.364 | 1 | 4 | cs | TRUE
36 | LV_6089-19_0_6_line_36 |  | 34 | 35 | 0.012656 | 0.125 | 0.08 | 261 | 0 | 0.364 | 1 | 4 | cs | TRUE
37 | LV_6089-19_0_6_line_37 |  | 34 | 36 | 0.028615 | 0.125 | 0.08 | 261 | 0 | 0.364 | 1 | 4 | cs | TRUE
38 | LV_6089-19_0_6_line_38 |  | 35 | 37 | 0.022628 | 0.125 | 0.08 | 261 | 0 | 0.364 | 1 | 4 | cs | TRUE
39 | LV_6089-19_0_6_line_39 |  | 36 | 38 | 0.0165 | 0.125 | 0.08 | 261 | 0 | 0.364 | 1 | 4 | cs | TRUE
40 | LV_6089-19_0_6_line_40 |  | 37 | 39 | 0.012886 | 0.125 | 0.08 | 261 | 0 | 0.364 | 1 | 4 | cs | TRUE
41 | LV_6089-19_0_6_line_41 |  | 38 | 40 | 0.028116 | 0.125 | 0.08 | 261 | 0 | 0.364 | 1 | 1 | cs | TRUE
42 | LV_6089-19_0_6_line_42 |  | 38 | 41 | 0.074148 | 0.125 | 0.08 | 261 | 0 | 0.364 | 1 | 1 | cs | TRUE
43 | LV_6089-19_0_6_line_43 |  | 39 | 42 | 0.0054336 | 0.125 | 0.08 | 261 | 0 | 0.364 | 1 | 4 | cs | TRUE
44 | LV_6089-19_0_6_line_44 |  | 41 | 45 | 0.052804 | 0.125 | 0.08 | 261 | 0 | 0.364 | 1 | 1 | cs | TRUE
45 | LV_6089-19_0_6_line_45 |  | 42 | 43 | 0.0021793 | 0.125 | 0.08 | 261 | 0 | 0.364 | 1 | 4 | cs | TRUE
46 | LV_6089-19_0_6_line_46 |  | 43 | 44 | 0.026038 | 0.125 | 0.08 | 261 | 0 | 0.364 | 1 | 4 | cs | TRUE
47 | LV_6089-19_0_6_line_47 |  | 44 | 143 | 0.030196 | 0.125 | 0.08 | 261 | 0 | 0.364 | 1 | 2 | cs | TRUE
48 | LV_6089-19_0_6_line_48 |  | 44 | 136 | 0.02591 | 0.125 | 0.08 | 261 | 0 | 0.364 | 1 | 1 | cs | TRUE
49 | LV_6089-19_0_6_line_49 |  | 44 | 142 | 0.013013 | 0.125 | 0.08 | 261 | 0 | 0.364 | 1 | 4 | cs | TRUE
50 | LV_6089-19_0_6_line_50 |  | 45 | 48 | 0.052728 | 0.125 | 0.08 | 261 | 0 | 0.364 | 1 | 1 | cs | TRUE
51 | LV_6089-19_0_6_line_51 |  | 46 | 47 | 0.008342 | 0.125 | 0.08 | 261 | 0 | 0.364 | 1 | 1 | cs | TRUE
52 | LV_6089-19_0_6_line_52 |  | 47 | 85 | 0.030609 | 0.125 | 0.08 | 261 | 0 | 0.364 | 1 | 1 | cs | TRUE
53 | LV_6089-19_0_6_line_53 |  | 48 | 49 | 0.011476 | 0.125 | 0.08 | 261 | 0 | 0.364 | 1 | 1 | cs | TRUE
54 | LV_6089-19_0_6_line_54 |  | 49 | 50 | 0.014146 | 0.125 | 0.08 | 261 | 0 | 0.364 | 1 | 1 | cs | TRUE
55 | LV_6089-19_0_6_line_55 |  | 51 | 52 | 0.0085169 | 0.125 | 0.08 | 261 | 0 | 0.364 | 1 | 1 | cs | TRUE
56 | LV_6089-19_0_6_line_56 |  | 51 | 53 | 0.010639 | 0.125 | 0.08 | 261 | 0 | 0.364 | 1 | 1 | cs | TRUE
57 | LV_6089-19_0_6_line_57 |  | 52 | 54 | 0.025107 | 0.125 | 0.08 | 261 | 0 | 0.364 | 1 | 1 | cs | TRUE
58 | LV_6089-19_0_6_line_58 |  | 53 | 55 | 0.012467 | 0.125 | 0.08 | 261 | 0 | 0.364 | 1 | 1 | cs | TRUE
59 | LV_6089-19_0_6_line_59 |  | 54 | 56 | 0.065854 | 0.125 | 0.08 | 261 | 0 | 0.364 | 1 | 1 | cs | TRUE
60 | LV_6089-19_0_6_line_60 |  | 56 | 57 | 0.015609 | 0.125 | 0.08 | 261 | 0 | 0.364 | 1 | 4 | cs | TRUE
61 | LV_6089-19_0_6_line_61 |  | 56 | 58 | 0.032332 | 0.125 | 0.08 | 261 | 0 | 0.364 | 1 | 4 | cs | TRUE
62 | LV_6089-19_0_6_line_62 |  | 57 | 59 | 0.057012 | 0.125 | 0.08 | 261 | 0 | 0.364 | 1 | 1 | cs | TRUE
63 | LV_6089-19_0_6_line_63 |  | 57 | 60 | 0.013247 | 0.125 | 0.08 | 261 | 0 | 0.364 | 1 | 4 | cs | TRUE
64 | LV_6089-19_0_6_line_64 |  | 58 | 61 | 0.0081805 | 0.125 | 0.08 | 261 | 0 | 0.364 | 1 | 4 | cs | TRUE
65 | LV_6089-19_0_6_line_65 |  | 60 | 62 | 0.10765 | 0.125 | 0.08 | 261 | 0 | 0.364 | 1 | 4 | cs | TRUE
66 | LV_6089-19_0_6_line_66 |  | 61 | 63 | 0.0011536 | 0.125 | 0.08 | 261 | 0 | 0.364 | 1 | 4 | cs | TRUE
67 | LV_6089-19_0_6_line_67 |  | 61 | 64 | 0.0076275 | 0.125 | 0.08 | 261 | 0 | 0.364 | 1 | 1 | cs | TRUE
68 | LV_6089-19_0_6_line_68 |  | 62 | 65 | 0.001374 | 0.125 | 0.08 | 261 | 0 | 0.364 | 1 | 4 | cs | TRUE
69 | LV_6089-19_0_6_line_69 |  | 62 | 66 | 0.0057433 | 0.125 | 0.08 | 261 | 0 | 0.364 | 1 | 1 | cs | TRUE
70 | LV_6089-19_0_6_line_70 |  | 63 | 150 | 0.033311 | 0.125 | 0.08 | 261 | 0 | 0.364 | 1 | 4 | cs | TRUE
71 | LV_6089-19_0_6_line_71 |  | 64 | 154 | 0.0005726 | 0.125 | 0.08 | 261 | 0 | 0.364 | 1 | 1 | cs | TRUE
72 | LV_6089-19_0_6_line_72 |  | 65 | 67 | 0.077073 | 0.125 | 0.08 | 261 | 0 | 0.364 | 1 | 4 | cs | TRUE
73 | LV_6089-19_0_6_line_73 |  | 65 | 68 | 0.030587 | 0.125 | 0.08 | 261 | 0 | 0.364 | 1 | 1 | cs | TRUE
74 | LV_6089-19_0_6_line_74 |  | 66 | 69 | 0.022412 | 0.125 | 0.08 | 261 | 0 | 0.364 | 1 | 1 | cs | TRUE
75 | LV_6089-19_0_6_line_75 |  | 67 | 70 | 0.12343 | 0.125 | 0.08 | 261 | 0 | 0.364 | 1 | 3 | cs | TRUE
76 | LV_6089-19_0_6_line_76 |  | 70 | 71 | 0.047276 | 0.125 | 0.08 | 261 | 0 | 0.364 | 1 | 1 | cs | TRUE
77 | LV_6089-19_0_6_line_77 |  | 71 | 72 | 0.007895 | 0.125 | 0.08 | 261 | 0 | 0.364 | 1 | 1 | cs | TRUE
78 | LV_6089-19_0_6_line_78 |  | 72 | 73 | 0.02856 | 0.125 | 0.08 | 261 | 0 | 0.364 | 1 | 1 | cs | TRUE
79 | LV_6089-19_0_6_line_79 |  | 73 | 74 | 0.013305 | 0.125 | 0.08 | 261 | 0 | 0.364 | 1 | 1 | cs | TRUE
80 | LV_6089-19_0_6_line_80 |  | 75 | 76 | 0.03373 | 0.125 | 0.08 | 261 | 0 | 0.364 | 1 | 1 | cs | TRUE
81 | LV_6089-19_0_6_line_81 |  | 75 | 77 | 0.029446 | 0.125 | 0.08 | 261 | 0 | 0.364 | 1 | 1 | cs | TRUE
82 | LV_6089-19_0_6_line_82 |  | 76 | 78 | 0.006997 | 0.125 | 0.08 | 261 | 0 | 0.364 | 1 | 1 | cs | TRUE
83 | LV_6089-19_0_6_line_83 |  | 78 | 79 | 0.0036375 | 0.125 | 0.08 | 261 | 0 | 0.364 | 1 | 1 | cs | TRUE
84 | LV_6089-19_0_6_line_84 |  | 79 | 80 | 0.010433 | 0.125 | 0.08 | 261 | 0 | 0.364 | 1 | 1 | cs | TRUE
85 | LV_6089-19_0_6_line_85 |  | 80 | 81 | 0.00099084 | 0.125 | 0.08 | 261 | 0 | 0.364 | 1 | 1 | cs | TRUE
86 | LV_6089-19_0_6_line_86 |  | 81 | 82 | 0.007507 | 0.125 | 0.08 | 261 | 0 | 0.364 | 1 | 1 | cs | TRUE
87 | LV_6089-19_0_6_line_87 |  | 82 | 83 | 0.018647 | 0.125 | 0.08 | 261 | 0 | 0.364 | 1 | 1 | cs | TRUE
88 | LV_6089-19_0_6_line_88 |  | 82 | 84 | 0.012782 | 0.125 | 0.08 | 261 | 0 | 0.364 | 1 | 1 | cs | TRUE
89 | LV_6089-19_0_6_line_89 |  | 83 | 85 | 0.0048932 | 0.125 | 0.08 | 261 | 0 | 0.364 | 1 | 1 | cs | TRUE
90 | LV_6089-19_0_6_line_90 |  | 84 | 86 | 0.008881 | 0.125 | 0.08 | 261 | 0 | 0.364 | 1 | 1 | cs | TRUE
91 | LV_6089-19_0_6_line_91 |  | 84 | 87 | 0.046621 | 0.125 | 0.08 | 261 | 0 | 0.364 | 1 | 1 | cs | TRUE
92 | LV_6089-19_0_6_line_92 |  | 86 | 88 | 0.020466 | 0.125 | 0.08 | 261 | 0 | 0.364 | 1 | 1 | cs | TRUE
93 | LV_6089-19_0_6_line_93 |  | 86 | 89 | 0.060567 | 0.125 | 0.08 | 261 | 0 | 0.364 | 1 | 1 | cs | TRUE
94 | LV_6089-19_0_6_line_94 |  | 87 | 90 | 0.0010829 | 0.125 | 0.08 | 261 | 0 | 0.364 | 1 | 1 | cs | TRUE
95 | LV_6089-19_0_6_line_95 |  | 88 | 109 | 0.021511 | 0.125 | 0.08 | 261 | 0 | 0.364 | 1 | 1 | cs | TRUE
96 | LV_6089-19_0_6_line_96 |  | 89 | 103 | 0.042894 | 0.125 | 0.08 | 261 | 0 | 0.364 | 1 | 1 | cs | TRUE
97 | LV_6089-19_0_6_line_97 |  | 89 | 102 | 0.018107 | 0.125 | 0.08 | 261 | 0 | 0.364 | 1 | 1 | cs | TRUE
98 | LV_6089-19_0_6_line_98 |  | 90 | 127 | 0.0054156 | 0.125 | 0.08 | 261 | 0 | 0.364 | 1 | 1 | cs | TRUE
99 | LV_6089-19_0_6_line_99 |  | 91 | 92 | 0.0015176 | 0.125 | 0.08 | 261 | 0 | 0.364 | 1 | 1 | cs | TRUE
100 | LV_6089-19_0_6_line_100 |  | 91 | 93 | 0.0057687 | 0.125 | 0.08 | 261 | 0 | 0.364 | 1 | 1 | cs | TRUE
101 | LV_6089-19_0_6_line_101 |  | 92 | 94 | 0.012619 | 0.125 | 0.08 | 261 | 0 | 0.364 | 1 | 1 | cs | TRUE
102 | LV_6089-19_0_6_line_102 |  | 93 | 95 | 0.0024029 | 0.125 | 0.08 | 261 | 0 | 0.364 | 1 | 1 | cs | TRUE
103 | LV_6089-19_0_6_line_103 |  | 94 | 96 | 0.0071175 | 0.125 | 0.08 | 261 | 0 | 0.364 | 1 | 1 | cs | TRUE
104 | LV_6089-19_0_6_line_104 |  | 94 | 97 | 0.0094827 | 0.125 | 0.08 | 261 | 0 | 0.364 | 1 | 1 | cs | TRUE
105 | LV_6089-19_0_6_line_105 |  | 95 | 98 | 0.0025553 | 0.125 | 0.08 | 261 | 0 | 0.364 | 1 | 1 | cs | TRUE
106 | LV_6089-19_0_6_line_106 |  | 96 | 99 | 0.007392 | 0.125 | 0.08 | 261 | 0 | 0.364 | 1 | 1 | cs | TRUE
107 | LV_6089-19_0_6_line_107 |  | 97 | 100 | 0.0097721 | 0.125 | 0.08 | 261 | 0 | 0.364 | 1 | 1 | cs | TRUE
108 | LV_6089-19_0_6_line_108 |  | 98 | 101 | 0.0099336 | 0.125 | 0.08 | 261 | 0 | 0.364 | 1 | 1 | cs | TRUE
109 | LV_6089-19_0_6_line_109 |  | 99 | 128 | 0.011636 | 0.125 | 0.08 | 261 | 0 | 0.364 | 1 | 1 | cs | TRUE
110 | LV_6089-19_0_6_line_110 |  | 100 | 127 | 0.011388 | 0.125 | 0.08 | 261 | 0 | 0.364 | 1 | 1 | cs | TRUE
111 | LV_6089-19_0_6_line_111 |  | 101 | 137 | 0.0077651 | 0.125 | 0.08 | 261 | 0 | 0.364 | 1 | 1 | cs | TRUE
112 | LV_6089-19_0_6_line_112 |  | 103 | 104 | 0.009703 | 0.125 | 0.08 | 261 | 0 | 0.364 | 1 | 1 | cs | TRUE
113 | LV_6089-19_0_6_line_113 |  | 103 | 105 | 0.044425 | 0.125 | 0.08 | 261 | 0 | 0.364 | 1 | 1 | cs | TRUE
114 | LV_6089-19_0_6_line_114 |  | 104 | 106 | 0.037051 | 0.125 | 0.08 | 261 | 0 | 0.364 | 1 | 1 | cs | TRUE
115 | LV_6089-19_0_6_line_115 |  | 104 | 107 | 0.011147 | 0.125 | 0.08 | 261 | 0 | 0.364 | 1 | 1 | cs | TRUE
116 | LV_6089-19_0_6_line_116 |  | 105 | 108 | 0.0058544 | 0.125 | 0.08 | 261 | 0 | 0.364 | 1 | 1 | cs | TRUE
117 | LV_6089-19_0_6_line_117 |  | 109 | 110 | 0.0034549 | 0.125 | 0.08 | 261 | 0 | 0.364 | 1 | 1 | cs | TRUE
118 | LV_6089-19_0_6_line_118 |  | 110 | 111 | 0.054577 | 0.125 | 0.08 | 261 | 0 | 0.364 | 1 | 1 | cs | TRUE
119 | LV_6089-19_0_6_line_119 |  | 111 | 112 | 0.087746 | 0.125 | 0.08 | 261 | 0 | 0.364 | 1 | 1 | cs | TRUE
120 | LV_6089-19_0_6_line_120 |  | 112 | 113 | 0.026382 | 0.125 | 0.08 | 261 | 0 | 0.364 | 1 | 1 | cs | TRUE
121 | LV_6089-19_0_6_line_121 |  | 113 | 114 | 0.073023 | 0.125 | 0.08 | 261 | 0 | 0.364 | 1 | 1 | cs | TRUE
122 | LV_6089-19_0_6_line_122 |  | 115 | 116 | 0.10573 | 0.125 | 0.08 | 261 | 0 | 0.364 | 1 | 1 | cs | TRUE
123 | LV_6089-19_0_6_line_123 |  | 116 | 117 | 0.006249 | 0.125 | 0.08 | 261 | 0 | 0.364 | 1 | 1 | cs | TRUE
124 | LV_6089-19_0_6_line_124 |  | 117 | 123 | 0.010494 | 0.125 | 0.08 | 261 | 0 | 0.364 | 1 | 1 | cs | TRUE
125 | LV_6089-19_0_6_line_125 |  | 117 | 124 | 0.024572 | 0.125 | 0.08 | 261 | 0 | 0.364 | 1 | 1 | cs | TRUE
126 | LV_6089-19_0_6_line_126 |  | 118 | 119 | 0.02172 | 0.125 | 0.08 | 261 | 0 | 0.364 | 1 | 1 | cs | TRUE
127 | LV_6089-19_0_6_line_127 |  | 118 | 120 | 0.068353 | 0.125 | 0.08 | 261 | 0 | 0.364 | 1 | 1 | cs | TRUE
128 | LV_6089-19_0_6_line_128 |  | 119 | 121 | 0.081481 | 0.125 | 0.08 | 261 | 0 | 0.364 | 1 | 1 | cs | TRUE
129 | LV_6089-19_0_6_line_129 |  | 121 | 122 | 0.12823 | 0.125 | 0.08 | 261 | 0 | 0.364 | 1 | 1 | cs | TRUE
130 | LV_6089-19_0_6_line_130 |  | 122 | 161 | 0.070049 | 0.125 | 0.08 | 261 | 0 | 0.364 | 1 | 1 | cs | TRUE
131 | LV_6089-19_0_6_line_131 |  | 123 | 125 | 0.030177 | 0.125 | 0.08 | 261 | 0 | 0.364 | 1 | 1 | cs | TRUE
132 | LV_6089-19_0_6_line_132 |  | 124 | 126 | 0.019229 | 0.125 | 0.08 | 261 | 0 | 0.364 | 1 | 1 | cs | TRUE
133 | LV_6089-19_0_6_line_133 |  | 126 | 133 | 0.021199 | 0.125 | 0.08 | 261 | 0 | 0.364 | 1 | 1 | cs | TRUE
134 | LV_6089-19_0_6_line_134 |  | 128 | 130 | 0.0025309 | 0.125 | 0.08 | 261 | 0 | 0.364 | 1 | 1 | cs | TRUE
135 | LV_6089-19_0_6_line_135 |  | 128 | 129 | 0.018376 | 0.125 | 0.08 | 261 | 0 | 0.364 | 1 | 1 | cs | TRUE
136 | LV_6089-19_0_6_line_136 |  | 131 | 132 | 0.01388 | 0.125 | 0.08 | 261 | 0 | 0.364 | 1 | 1 | cs | TRUE
137 | LV_6089-19_0_6_line_137 |  | 132 | 133 | 0.012362 | 0.125 | 0.08 | 261 | 0 | 0.364 | 1 | 1 | cs | TRUE
138 | LV_6089-19_0_6_line_138 |  | 132 | 134 | 0.0055635 | 0.125 | 0.08 | 261 | 0 | 0.364 | 1 | 1 | cs | TRUE
139 | LV_6089-19_0_6_line_139 |  | 133 | 135 | 0.016875 | 0.125 | 0.08 | 261 | 0 | 0.364 | 1 | 1 | cs | TRUE
140 | LV_6089-19_0_6_line_140 |  | 134 | 136 | 0.020584 | 0.125 | 0.08 | 261 | 0 | 0.364 | 1 | 1 | cs | TRUE
141 | LV_6089-19_0_6_line_141 |  | 135 | 164 | 0.029385 | 0.125 | 0.08 | 261 | 0 | 0.364 | 1 | 1 | cs | TRUE
142 | LV_6089-19_0_6_line_142 |  | 137 | 138 | 0.00061004 | 0.125 | 0.08 | 261 | 0 | 0.364 | 1 | 1 | cs | TRUE
143 | LV_6089-19_0_6_line_143 |  | 138 | 139 | 0.0099189 | 0.125 | 0.08 | 261 | 0 | 0.364 | 1 | 1 | cs | TRUE
144 | LV_6089-19_0_6_line_144 |  | 139 | 140 | 0.0025669 | 0.125 | 0.08 | 261 | 0 | 0.364 | 1 | 2 | cs | TRUE
145 | LV_6089-19_0_6_line_145 |  | 140 | 141 | 0.012876 | 0.125 | 0.08 | 261 | 0 | 0.364 | 1 | 4 | cs | TRUE
146 | LV_6089-19_0_6_line_146 |  | 141 | 142 | 0.0032799 | 0.125 | 0.08 | 261 | 0 | 0.364 | 1 | 4 | cs | TRUE
147 | LV_6089-19_0_6_line_147 |  | 143 | 144 | 0.0097787 | 0.125 | 0.08 | 261 | 0 | 0.364 | 1 | 1 | cs | TRUE
148 | LV_6089-19_0_6_line_148 |  | 146 | 147 | 0.072302 | 0.125 | 0.08 | 261 | 0 | 0.364 | 1 | 4 | cs | TRUE
149 | LV_6089-19_0_6_line_149 |  | 147 | 150 | 0.0534 | 0.125 | 0.08 | 261 | 0 | 0.364 | 1 | 4 | cs | TRUE
150 | LV_6089-19_0_6_line_150 |  | 148 | 149 | 0.0051821 | 0.125 | 0.08 | 261 | 0 | 0.364 | 1 | 1 | cs | TRUE
151 | LV_6089-19_0_6_line_151 |  | 149 | 152 | 0.0038504 | 0.125 | 0.08 | 261 | 0 | 0.364 | 1 | 1 | cs | TRUE
152 | LV_6089-19_0_6_line_152 |  | 149 | 153 | 0.010477 | 0.125 | 0.08 | 261 | 0 | 0.364 | 1 | 1 | cs | TRUE
153 | LV_6089-19_0_6_line_153 |  | 150 | 151 | 0.019954 | 0.125 | 0.08 | 261 | 0 | 0.364 | 1 | 1 | cs | TRUE
154 | LV_6089-19_0_6_line_154 |  | 153 | 158 | 0.015657 | 0.125 | 0.08 | 261 | 0 | 0.364 | 1 | 1 | cs | TRUE
155 | LV_6089-19_0_6_line_155 |  | 154 | 155 | 0.015146 | 0.125 | 0.08 | 261 | 0 | 0.364 | 1 | 1 | cs | TRUE
156 | LV_6089-19_0_6_line_156 |  | 154 | 156 | 0.092982 | 0.125 | 0.08 | 261 | 0 | 0.364 | 1 | 1 | cs | TRUE
157 | LV_6089-19_0_6_line_157 |  | 155 | 157 | 0.022775 | 0.125 | 0.08 | 261 | 0 | 0.364 | 1 | 1 | cs | TRUE
158 | LV_6089-19_0_6_line_158 |  | 157 | 158 | 0.0012063 | 0.125 | 0.08 | 261 | 0 | 0.364 | 1 | 1 | cs | TRUE
159 | LV_6089-19_0_6_line_159 |  | 159 | 160 | 0.034505 | 0.125 | 0.08 | 261 | 0 | 0.364 | 1 | 1 | cs | TRUE
160 | LV_6089-19_0_6_line_160 |  | 159 | 161 | 0.19173 | 0.125 | 0.08 | 261 | 0 | 0.364 | 1 | 1 | cs | TRUE
161 | LV_6089-19_0_6_line_161 |  | 160 | 162 | 0.036402 | 0.125 | 0.08 | 261 | 0 | 0.364 | 1 | 1 | cs | TRUE
162 | LV_6089-19_0_6_line_162 |  | 162 | 163 | 0.013265 | 0.125 | 0.08 | 261 | 0 | 0.364 | 1 | 1 | cs | TRUE
163 | LV_6089-19_0_6_line_163 |  | 163 | 164 | 0.012534 | 0.125 | 0.08 | 261 | 0 | 0.364 | 1 | 1 | cs | TRUE
164 | LV_6089-19_0_6_line_164 |  | 164 | 165 | 0.044701 | 0.125 | 0.08 | 261 | 0 | 0.364 | 1 | 1 | cs | TRUE

## trafo
| name | std_type | hv_bus | lv_bus | sn_mva | vn_hv_kv | vn_lv_kv | vk_percent | vkr_percent | pfe_kw | i0_percent | shift_degree | tap_side | tap_neutral | tap_min | tap_max | tap_step_percent | tap_step_degree | tap_pos | tap_phase_shifter | parallel | df | in_service
0 | LV_6089-19_0_6_trafo_32 | 0.63 MVA 20/0.4 kV | 166 | 38 | 0.63 | 20 | 0.4 | 6 | 1.206 | 1.65 | 0.2619 | 150 | hv | 0 | -2 | 2 | 2.5 | 0 | 0 | FALSE | 1 | 1 | TRUE

## line_geodata
| x0 | y0 | x1 | y1 | x2 | y2 | x3 | y3 | x4 | y4 | x5 | y5 | x6 | y6 | x7 | y7 | x8 | y8 | x9 | y9 | x10 | y10 | x11 | y11 | x12 | y12 | x13 | y13 | x14 | y14 | x15 | y15 | x16 | y16 | x17 | y17 | x18 | y18 | x19 | y19 | x20 | y20 | x21 | y21
0 | 2596514.7611 | 1117619.4408 | 2596514.1843 | 1117622.8984 | 2596509.1031 | 1117628.1058
1 | 2596514.7611 | 1117619.4408 | 2596518.8421 | 1117616.7482 | 2596526.0627 | 1117611.3191 | 2596533.074 | 1117604.2893 | 2596533.8656 | 1117603.0825
2 | 2596451.835 | 1117651.7495 | 2596464.8064 | 1117648.3623 | 2596488.8388 | 1117634.8081 | 2596514.7611 | 1117619.4408
3 | 2596533.8656 | 1117603.0825 | 2596537.5385 | 1117597.4834 | 2596540.4673 | 1117590.6783 | 2596542.2676 | 1117581.0726 | 2596543.0188 | 1117572.1678 | 2596542.5892 | 1117563.4193 | 2596539.6659 | 1117553.5778
4 | 2596451.835 | 1117651.7495 | 2596453.752 | 1117643.8223 | 2596473.6797 | 1117632.0602 | 2596480.9381 | 1117624.1284
5 | 2596539.6659 | 1117553.5778 | 2596538.251 | 1117548.8147 | 2596528.4841 | 1117515.6374 | 2596529.3077 | 1117498.8065 | 2596530.714 | 1117491.6624
6 | 2596480.9381 | 1117624.1284 | 2596498.7999 | 1117604.6096 | 2596509.4523 | 1117581.7921 | 2596508.6068 | 1117574.5113 | 2596503.4097 | 1117569.334 | 2596503.4097 | 1117569.334
7 | 2596535.3021 | 1117468.3547 | 2596530.714 | 1117491.6624
8 | 2596491.2817 | 1117573.9811 | 2596495.8319 | 1117571.1616 | 2596503.4097 | 1117569.334
9 | 2596535.3021 | 1117468.3547 | 2596531.7363 | 1117468.1345 | 2596529.8381 | 1117468.8137 | 2596527.8016 | 1117470.4379 | 2596526.8536 | 1117472.7396 | 2596525.7757 | 1117477.0645 | 2596523.7419 | 1117483.5578 | 2596521.5767 | 1117489.5064 | 2596520.8436 | 1117494.3737
10 | 2596535.3021 | 1117468.3547 | 2596536.3025 | 1117463.2516 | 2596536.4773 | 1117462.2921
11 | 2596520.8436 | 1117494.3737 | 2596520.1165 | 1117499.2002
12 | 2596539.8692 | 1117443.6762 | 2596536.4773 | 1117462.2921
13 | 2596483.8085 | 1117578.6117 | 2596491.2817 | 1117573.9811
14 | 2596483.8085 | 1117578.6117 | 2596465.0881 | 1117590.2114 | 2596460.0344 | 1117592.5934 | 2596457.3689 | 1117587.6926 | 2596457.3689 | 1117587.6926
15 | 2596551.9058 | 1117423.2389 | 2596544.4885 | 1117432.1872 | 2596540.4491 | 1117440.4936 | 2596539.8692 | 1117443.6762
16 | 2596606.8824 | 1117576.261 | 2596609.1329 | 1117569.5621
17 | 2596604.2658 | 1117584.0493 | 2596606.8824 | 1117576.261
18 | 2596611.3155 | 1117556.975 | 2596609.4356 | 1117568.661 | 2596609.1329 | 1117569.5621
19 | 2596604.2658 | 1117584.0493 | 2596603.4243 | 1117586.5572
20 | 2596604.2658 | 1117584.0493 | 2596603.4413 | 1117593.8425
21 | 2596611.3155 | 1117556.975 | 2596612.1273 | 1117551.9291 | 2596612.1244 | 1117546.854
22 | 2596603.4243 | 1117586.5572 | 2596600.4228 | 1117595.5024
23 | 2596603.4413 | 1117593.8425 | 2596601.7975 | 1117613.3651 | 2596603.0181 | 1117628.8386 | 2596603.7563 | 1117643.6678
24 | 2596612.1217 | 1117542.21 | 2596612.1244 | 1117546.854
25 | 2596600.4228 | 1117595.5024 | 2596598.3488 | 1117601.6836 | 2596591.1929 | 1117625.0534
26 | 2596618.0258 | 1117731.4248 | 2596616.2263 | 1117729.2581 | 2596615.8393 | 1117727.224 | 2596616.9018 | 1117722.7656 | 2596616.9302 | 1117718.4079 | 2596615.8693 | 1117712.2166 | 2596614.0648 | 1117701.1456 | 2596612.308 | 1117692.6313 | 2596606.2213 | 1117669.9014 | 2596604.5257 | 1117660.3977 | 2596603.8067 | 1117644.6793 | 2596603.7563 | 1117643.6678
27 | 2596612.1196 | 1117538.434 | 2596612.1217 | 1117542.21
28 | 2596591.1929 | 1117625.0534 | 2596587.5283 | 1117637.021
29 | 2596618.0258 | 1117731.4248 | 2596620.1777 | 1117729.1336
30 | 2596612.1196 | 1117538.434 | 2596612.1178 | 1117535.2876 | 2596612.1178 | 1117535.2876
31 | 2596613.3318 | 1117525.1904 | 2596612.1178 | 1117535.2876
32 | 2596613.3318 | 1117525.1904 | 2596614.1406 | 1117518.4629
33 | 2596613.8297 | 1117501.5053 | 2596613.8895 | 1117502.3927 | 2596614.3914 | 1117516.377 | 2596614.1406 | 1117518.4629
34 | 2596613.8297 | 1117501.5053 | 2596612.9058 | 1117487.7975
35 | 2596611.6711 | 1117469.4778 | 2596612.9058 | 1117487.7975
36 | 2596611.6711 | 1117469.4778 | 2596604.5631 | 1117459.0069
37 | 2596611.6711 | 1117469.4778 | 2596622.4928 | 1117458.1883 | 2596631.3757 | 1117448.7283
38 | 2596604.5631 | 1117459.0069 | 2596601.3745 | 1117454.3096 | 2596594.3321 | 1117438.8908
39 | 2596642.6706 | 1117436.6996 | 2596631.3757 | 1117448.7283
40 | 2596594.3321 | 1117438.8908 | 2596593.2527 | 1117436.5277 | 2596590.0955 | 1117426.7358
41 | 2596642.6706 | 1117436.6996 | 2596660.3581 | 1117414.8442
42 | 2596642.6706 | 1117436.6996 | 2596646.0288 | 1117438.2763 | 2596650.096 | 1117438.0961 | 2596653.8154 | 1117436.8601 | 2596658.2431 | 1117432.6222 | 2596662.4851 | 1117427.6729 | 2596667.2673 | 1117422.3787 | 2596670.9774 | 1117418.4858 | 2596674.6958 | 1117415.6602 | 2596679.1249 | 1117413.7234 | 2596685.3141 | 1117412.6638 | 2596693.4642 | 1117412.6593 | 2596699.8385 | 1117411.4107 | 2596704.2599 | 1117409.6518 | 2596705.9607 | 1117408.4182
43 | 2596588.428 | 1117421.5644 | 2596590.0955 | 1117426.7358
44 | 2596705.9607 | 1117408.4182 | 2596708.1559 | 1117406.826 | 2596711.1643 | 1117404.0007 | 2596713.8177 | 1117400.9978 | 2596717.0042 | 1117399.2285 | 2596720.0141 | 1117399.049 | 2596722.6694 | 1117399.5811 | 2596724.2606 | 1117402.0481 | 2596724.4409 | 1117406.9949 | 2596723.2096 | 1117413.521 | 2596720.3814 | 1117421.293 | 2596717.1976 | 1117427.9981 | 2596715.9675 | 1117430.0234
45 | 2596588.428 | 1117421.5644 | 2596587.7592 | 1117419.4902
46 | 2596579.6142 | 1117394.7596 | 2596582.5984 | 1117403.4843 | 2596587.7592 | 1117419.4902
47 | 2596579.6142 | 1117394.7596 | 2596573.3188 | 1117398.8541 | 2596568.6136 | 1117403.737 | 2596560.7233 | 1117412.6015 | 2596558.1463 | 1117415.7103
48 | 2596579.6142 | 1117394.7596 | 2596578.9775 | 1117374.7501 | 2596576.8927 | 1117369.2411
49 | 2596579.6142 | 1117394.7596 | 2596587.6468 | 1117391.6089 | 2596591.3853 | 1117389.3174
50 | 2596715.9675 | 1117430.0234 | 2596713.6584 | 1117433.8251 | 2596709.2312 | 1117439.119 | 2596703.7465 | 1117444.0578 | 2596697.7291 | 1117448.6523 | 2596691.0089 | 1117452.369 | 2596686.4027 | 1117454.8395 | 2596680.3859 | 1117460.4901 | 2596677.414 | 1117464.8381
51 | 2596694.7689 | 1117362.7474 | 2596695.5818 | 1117354.4451
52 | 2596699.1261 | 1117324.046 | 2596696.882 | 1117341.1668 | 2596695.5818 | 1117354.4451
53 | 2596672.1193 | 1117474.9685 | 2596675.0804 | 1117468.2524 | 2596677.414 | 1117464.8381
54 | 2596667.1268 | 1117488.2 | 2596671.1878 | 1117477.0811 | 2596672.1193 | 1117474.9685
55 | 2596714.6702 | 1117506.9683 | 2596711.7092 | 1117509.5744 | 2596708.9601 | 1117513.2281
56 | 2596714.6702 | 1117506.9683 | 2596715.1342 | 1117506.5599 | 2596718.0038 | 1117503.9348 | 2596722.3781 | 1117500.8309 | 2596722.9565 | 1117500.3258
57 | 2596689.2879 | 1117528.5369 | 2596690.8427 | 1117527.8506 | 2596695.0627 | 1117524.9134 | 2596699.6836 | 1117521.2535 | 2596703.4254 | 1117518.7947 | 2596706.2951 | 1117516.4919 | 2596708.3621 | 1117514.0229 | 2596708.9601 | 1117513.2281
58 | 2596731.3023 | 1117491.1434 | 2596726.8369 | 1117496.9376 | 2596722.9565 | 1117500.3258
59 | 2596718.9778 | 1117562.5075 | 2596710.5405 | 1117559.1327 | 2596702.4962 | 1117554.924 | 2596687.6658 | 1117546.6727 | 2596678.0222 | 1117539.4523 | 2596676.9093 | 1117536.6738 | 2596677.1476 | 1117534.8505 | 2596680.1252 | 1117532.2698 | 2596683.2811 | 1117531.1119 | 2596686.707 | 1117529.676 | 2596689.2879 | 1117528.5369
60 | 2596718.9778 | 1117562.5075 | 2596719.6559 | 1117560.495 | 2596724.5607 | 1117553.9224 | 2596728.4871 | 1117550.3629
61 | 2596718.9778 | 1117562.5075 | 2596716.8743 | 1117568.7117 | 2596715.0118 | 1117578.0173 | 2596713.7456 | 1117590.9576 | 2596712.8002 | 1117594.1075
62 | 2596775.6605 | 1117526.5142 | 2596769.5285 | 1117533.1431 | 2596764.8536 | 1117536.9808 | 2596758.7196 | 1117539.8856 | 2596752.5854 | 1117542.5903 | 2596745.9346 | 1117546.0067 | 2596740.8426 | 1117549.2222 | 2596738.4515 | 1117551.7136 | 2596736.1602 | 1117553.2712 | 2596733.9839 | 1117553.5837 | 2596732.0081 | 1117553.3736 | 2596730.6492 | 1117552.4405 | 2596728.4871 | 1117550.3629
63 | 2596728.4871 | 1117550.3629 | 2596730.6084 | 1117548.4386 | 2596738.6776 | 1117541.9042
64 | 2596710.4485 | 1117601.9426 | 2596712.8002 | 1117594.1075
65 | 2596806.6734 | 1117460.1316 | 2596794.3367 | 1117467.9198 | 2596783.2211 | 1117478.5533 | 2596773.5117 | 1117492.1986 | 2596764.906 | 1117505.7544 | 2596749.6767 | 1117530.1302 | 2596740.0045 | 1117540.8297 | 2596738.6776 | 1117541.9042
66 | 2596710.4485 | 1117601.9426 | 2596709.8921 | 1117602.9532
67 | 2596710.4485 | 1117601.9426 | 2596711.7456 | 1117602.9424 | 2596712.8425 | 1117604.7649 | 2596713.5697 | 1117607.8438 | 2596713.5613 | 1117608.5428
68 | 2596807.8384 | 1117459.3972 | 2596806.6734 | 1117460.1316
69 | 2596806.6734 | 1117460.1316 | 2596805.9475 | 1117459.3316 | 2596805.3213 | 1117457.3643 | 2596805.5283 | 1117454.774
70 | 2596688.4292 | 1117628.2345 | 2596694.5767 | 1117622.128 | 2596704.3722 | 1117611.484 | 2596707.7731 | 1117606.8021 | 2596709.8921 | 1117602.9532
71 | 2596713.5544 | 1117609.1153 | 2596713.5613 | 1117608.5428
72 | 2596851.3341 | 1117397.1323 | 2596833.7861 | 1117430.8804 | 2596825.7508 | 1117443.5576 | 2596818.4311 | 1117451.9768 | 2596809.4277 | 1117458.2847 | 2596807.8384 | 1117459.3972
73 | 2596807.8384 | 1117459.3972 | 2596808.8192 | 1117460.475 | 2596809.252 | 1117461.7087 | 2596809.0906 | 1117462.9316 | 2596808.6667 | 1117463.999 | 2596806.3139 | 1117466.1792 | 2596791.579 | 1117482.8284
74 | 2596811.0284 | 1117435.3837 | 2596812.5887 | 1117437.773 | 2596813.4238 | 1117440.774 | 2596813.1165 | 1117443.2643 | 2596810.935 | 1117448.3457 | 2596808.2356 | 1117451.7599 | 2596805.5283 | 1117454.774
75 | 2596851.3341 | 1117397.1323 | 2596846.1543 | 1117395.123 | 2596843.7761 | 1117393.1121 | 2596848.881 | 1117384.8053 | 2596861.2251 | 1117346.9914 | 2596861.1066 | 1117341.7778 | 2596858.0109 | 1117340.3565 | 2596853.0176 | 1117340.8371 | 2596849.6927 | 1117343.9182 | 2596846.6098 | 1117351.8682 | 2596834.6062 | 1117362.4131 | 2596826.406 | 1117370.0101 | 2596821.0513 | 1117372.97 | 2596816.4192 | 1117370.4824 | 2596816.4192 | 1117370.4824
76 | 2596831.7342 | 1117331.9664 | 2596835.7798 | 1117334.4432 | 2596836.0134 | 1117338.3561 | 2596831.5041 | 1117349.1416 | 2596823.6598 | 1117358.2725 | 2596818.3139 | 1117363.2556 | 2596816.5334 | 1117367.6476 | 2596816.4192 | 1117370.4824
77 | 2596831.7342 | 1117331.9664 | 2596831.7342 | 1117331.9664 | 2596826.147 | 1117333.1477 | 2596824.3167 | 1117334.3398
78 | 2596824.3167 | 1117334.3398 | 2596820.3219 | 1117336.9416 | 2596802.0173 | 1117341.8094 | 2596797.378 | 1117340.389
79 | 2596800.1041 | 1117329.0153 | 2596796.7787 | 1117331.1514 | 2596796.4186 | 1117335.8873 | 2596797.378 | 1117340.389
80 | 2596760.5905 | 1117291.9297 | 2596757.9264 | 1117289.4077 | 2596731.0108 | 1117298.6381 | 2596729.4461 | 1117299.0036
81 | 2596755.1338 | 1117320.0687 | 2596755.4015 | 1117301.5928 | 2596760.5905 | 1117291.9297
82 | 2596722.6326 | 1117300.5952 | 2596729.4461 | 1117299.0036
83 | 2596722.6326 | 1117300.5952 | 2596722.329 | 1117300.6661 | 2596719.074 | 1117301.3487
84 | 2596708.8451 | 1117302.0789 | 2596712.4433 | 1117302.7393 | 2596719.074 | 1117301.3487
85 | 2596708.8451 | 1117302.0789 | 2596707.8705 | 1117301.9
86 | 2596700.4868 | 1117300.5448 | 2596707.8705 | 1117301.9
87 | 2596700.4868 | 1117300.5448 | 2596699.4089 | 1117319.161
88 | 2596701.2361 | 1117287.8048 | 2596700.4151 | 1117296.4762 | 2596700.4868 | 1117300.5448
89 | 2596699.4089 | 1117319.161 | 2596699.1261 | 1117324.046 | 2596699.1261 | 1117324.046
90 | 2596701.2361 | 1117287.8048 | 2596701.9644 | 1117278.9557
91 | 2596701.2361 | 1117287.8048 | 2596698.3881 | 1117287.7286 | 2596695.8569 | 1117288.3748 | 2596692.2007 | 1117292.2232 | 2596688.0307 | 1117302.0748 | 2596681.7397 | 1117314.5288 | 2596678.3462 | 1117318.8773 | 2596675.2448 | 1117321.1024 | 2596673.5251 | 1117321.8323
92 | 2596701.9644 | 1117278.9557 | 2596702.1387 | 1117273.2083 | 2596703.7533 | 1117262.102 | 2596704.6671 | 1117258.7304
93 | 2596701.9644 | 1117278.9557 | 2596704.1022 | 1117278.7988 | 2596705.3906 | 1117277.8866 | 2596708.1675 | 1117274.9614 | 2596713.0102 | 1117267.2104 | 2596717.8136 | 1117258.2033 | 2596725.5868 | 1117246.2154 | 2596732.9142 | 1117237.4293 | 2596736.0615 | 1117234.2482 | 2596738.4065 | 1117231.9013
94 | 2596673.5251 | 1117321.8323 | 2596672.5283 | 1117322.2554
95 | 2596711.3401 | 1117238.3001 | 2596709.4079 | 1117243.134 | 2596706.1641 | 1117253.2074 | 2596704.6671 | 1117258.7304
96 | 2596738.4065 | 1117231.9013 | 2596743.7912 | 1117227.0849 | 2596750.2871 | 1117221.9899 | 2596771.657 | 1117204.7031
97 | 2596738.4065 | 1117231.9013 | 2596739.1249 | 1117232.9681 | 2596740.577 | 1117234.8793 | 2596744.2775 | 1117241.3583 | 2596745.073 | 1117242.3361 | 2596746.4317 | 1117242.8022 | 2596747.9289 | 1117242.6569 | 2596749.7962 | 1117241.7665 | 2596750.3633 | 1117241.3745
98 | 2596667.4248 | 1117324.0606 | 2596671.6259 | 1117322.6385 | 2596672.5283 | 1117322.2554
99 | 2596639.9944 | 1117358.4183 | 2596640.9397 | 1117357.2311
100 | 2596639.9944 | 1117358.4183 | 2596639.9944 | 1117358.4183 | 2596635.2397 | 1117361.6849
101 | 2596648.0609 | 1117346.8636 | 2596645.4317 | 1117351.5897 | 2596640.9397 | 1117357.2311
102 | 2596635.2397 | 1117361.6849 | 2596634.9257 | 1117361.9007 | 2596633.1566 | 1117362.8796
103 | 2596648.0609 | 1117346.8636 | 2596641.9799 | 1117343.1649
104 | 2596648.0609 | 1117346.8636 | 2596652.5837 | 1117338.529
105 | 2596630.9207 | 1117364.1167 | 2596633.1566 | 1117362.8796
106 | 2596635.6645 | 1117339.3235 | 2596641.9799 | 1117343.1649
107 | 2596658.1998 | 1117330.6537 | 2596657.2598 | 1117331.4064 | 2596655.0847 | 1117333.92 | 2596652.5837 | 1117338.529
108 | 2596630.9207 | 1117364.1167 | 2596627.565 | 1117365.9735 | 2596622.1763 | 1117368.8289
109 | 2596625.6247 | 1117333.4698 | 2596630.6815 | 1117336.0793 | 2596635.5534 | 1117339.2559 | 2596635.6645 | 1117339.3235
110 | 2596667.4248 | 1117324.0606 | 2596666.4943 | 1117324.3756 | 2596661.9965 | 1117327.613 | 2596658.1998 | 1117330.6537
111 | 2596622.1763 | 1117368.8289 | 2596621.7474 | 1117369.0561 | 2596615.4663 | 1117372.736
112 | 2596779.0322 | 1117198.3737 | 2596775.8075 | 1117201.1546 | 2596771.657 | 1117204.7031
113 | 2596771.657 | 1117204.7031 | 2596773.9351 | 1117206.9363 | 2596777.7027 | 1117208.9574 | 2596784.2654 | 1117213.1226 | 2596795.0143 | 1117222.5658 | 2596805.3776 | 1117233.2423
114 | 2596804.4011 | 1117225.4399 | 2596779.0322 | 1117198.3737
115 | 2596779.0322 | 1117198.3737 | 2596787.0134 | 1117190.5922
116 | 2596809.4553 | 1117237.4431 | 2596805.3776 | 1117233.2423
117 | 2596711.3401 | 1117238.3001 | 2596712.6225 | 1117235.092
118 | 2596743.9087 | 1117190.6436 | 2596731.4765 | 1117205.5033 | 2596722.5298 | 1117217.1917 | 2596718.1114 | 1117224.5533 | 2596713.5237 | 1117232.8377 | 2596712.6225 | 1117235.092
119 | 2596796.773 | 1117120.9595 | 2596791.808 | 1117131.1338 | 2596780.1698 | 1117147.1591 | 2596766.8722 | 1117163.1964 | 2596743.9087 | 1117190.6436
120 | 2596809.048 | 1117097.6192 | 2596801.8998 | 1117110.0625 | 2596796.773 | 1117120.9595
121 | 2596809.048 | 1117097.6192 | 2596823.9624 | 1117088.0398 | 2596858.5042 | 1117062.9202 | 2596868.9352 | 1117055.8751
122 | 2596567.0543 | 1117269.9167 | 2596570.4746 | 1117271.9268 | 2596573.2235 | 1117274.1152 | 2596576.5285 | 1117277.0369 | 2596579.1538 | 1117278.9252 | 2596581.7167 | 1117279.8353 | 2596584.5879 | 1117279.956 | 2596587.8832 | 1117279.3426 | 2596591.672 | 1117277.9398 | 2596594.9045 | 1117275.6257 | 2596597.4654 | 1117272.9451 | 2596600.211 | 1117269.4196 | 2596603.5661 | 1117265.3935 | 2596607.6548 | 1117262.045 | 2596613.209 | 1117257.1172 | 2596623.4618 | 1117248.9518 | 2596631.0298 | 1117242.8667 | 2596634.6941 | 1117239.6297 | 2596638.1729 | 1117235.8037 | 2596640.4863 | 1117232.2673 | 2596642.9305 | 1117227.9416 | 2596645.2432 | 1117223.0156
123 | 2596561.0256 | 1117268.4862 | 2596563.9432 | 1117268.7624 | 2596567.0543 | 1117269.9167
124 | 2596561.0256 | 1117268.4862 | 2596558.7642 | 1117268.5319 | 2596554.3035 | 1117269.1571 | 2596550.8302 | 1117270.5107
125 | 2596561.0256 | 1117268.4862 | 2596560.5424 | 1117273.8002 | 2596559.8572 | 1117293.0241
126 | 2596591.3326 | 1116988.6209 | 2596575.8175 | 1116994.8212 | 2596571.0365 | 1116996.3258
127 | 2596653.1651 | 1116959.6211 | 2596638.6999 | 1116967.6496 | 2596599.2454 | 1116985.4586 | 2596591.3326 | 1116988.6209
128 | 2596493.0903 | 1117019.9596 | 2596503.2001 | 1117017.6747 | 2596571.0365 | 1116996.3258
129 | 2596493.0903 | 1117019.9596 | 2596493.2792 | 1117026.1403 | 2596470.7273 | 1117041.4278 | 2596439.2747 | 1117067.037 | 2596423.3378 | 1117082.3096 | 2596398.7205 | 1117102.1342 | 2596398.3128 | 1117102.523
130 | 2596348.2344 | 1117151.4893 | 2596366.2376 | 1117133.1136 | 2596398.3128 | 1117102.523
131 | 2596550.8302 | 1117270.5107 | 2596548.9329 | 1117271.2501 | 2596542.1662 | 1117274.8002 | 2596536.3102 | 1117278.272 | 2596529.9682 | 1117282.311 | 2596525.0852 | 1117286.087
132 | 2596560.5953 | 1117312.1739 | 2596559.4792 | 1117303.6265 | 2596559.8572 | 1117293.0241
133 | 2596563.34 | 1117333.1943 | 2596560.5953 | 1117312.1739
134 | 2596625.6247 | 1117333.4698 | 2596623.1006 | 1117333.284
135 | 2596625.6247 | 1117333.4698 | 2596628.223 | 1117328.6993 | 2596632.0697 | 1117320.6154 | 2596633.8277 | 1117317.0322
136 | 2596567.6379 | 1117344.7864 | 2596581.0108 | 1117341.0682
137 | 2596563.34 | 1117333.1943 | 2596567.6379 | 1117344.7864
138 | 2596567.6379 | 1117344.7864 | 2596569.6071 | 1117349.9897
139 | 2596563.34 | 1117333.1943 | 2596560.7556 | 1117335.2857 | 2596557.9551 | 1117337.2328 | 2596554.8379 | 1117338.7576 | 2596552.2142 | 1117339.4928 | 2596548.2779 | 1117339.2394
140 | 2596569.6071 | 1117349.9897 | 2596576.8927 | 1117369.2411
141 | 2596519.3248 | 1117334.5651 | 2596523.4771 | 1117334.596 | 2596534.7621 | 1117336.7905 | 2596548.2779 | 1117339.2394
142 | 2596615.4663 | 1117372.736 | 2596614.9399 | 1117373.0444
143 | 2596606.7685 | 1117378.6563 | 2596613.3144 | 1117373.9967 | 2596614.9399 | 1117373.0444
144 | 2596604.6773 | 1117380.1449 | 2596606.7685 | 1117378.6563
145 | 2596604.6773 | 1117380.1449 | 2596600.0295 | 1117383.4534 | 2596594.1816 | 1117387.6032
146 | 2596591.3853 | 1117389.3174 | 2596594.1816 | 1117387.6032 | 2596594.1816 | 1117387.6032
147 | 2596551.9058 | 1117423.2389 | 2596558.1463 | 1117415.7103
148 | 2596620.1777 | 1117729.1336 | 2596627.1499 | 1117721.3702 | 2596630.6045 | 1117716.3769 | 2596632.9552 | 1117710.8951 | 2596634.4641 | 1117704.191 | 2596635.2996 | 1117694.2301 | 2596636.8156 | 1117686.5477 | 2596638.7267 | 1117681.3663 | 2596641.5329 | 1117676.1399 | 2596647.3171 | 1117669.1109 | 2596650.5614 | 1117665.8853
149 | 2596688.4292 | 1117628.2345 | 2596650.5614 | 1117665.8853
150 | 2596700.6633 | 1117672.7717 | 2596695.657 | 1117674.1099
151 | 2596700.6633 | 1117672.7717 | 2596700.8856 | 1117676.6157
152 | 2596700.6633 | 1117672.7717 | 2596701.0231 | 1117667.5356 | 2596702.0375 | 1117662.4066
153 | 2596683.8624 | 1117645.7345 | 2596687.1323 | 1117641.4417 | 2596689.1447 | 1117638.0833 | 2596690.1233 | 1117635.337 | 2596690.5004 | 1117633.4692 | 2596690.4997 | 1117632.113 | 2596690.1208 | 1117630.9015 | 2596689.5644 | 1117629.5122 | 2596688.4292 | 1117628.2345
154 | 2596706.4313 | 1117647.3824 | 2596704.6735 | 1117653.5712 | 2596702.1621 | 1117661.7766 | 2596702.0375 | 1117662.4066
155 | 2596712.4549 | 1117624.1708 | 2596713.0296 | 1117621.9955 | 2596713.4812 | 1117615.1919 | 2596713.5544 | 1117609.1153
156 | 2596713.5544 | 1117609.1153 | 2596806.0652 | 1117618.4662
157 | 2596712.4549 | 1117624.1708 | 2596710.0337 | 1117633.336 | 2596706.7609 | 1117646.2219
158 | 2596706.4313 | 1117647.3824 | 2596706.7609 | 1117646.2219 | 2596706.7609 | 1117646.2219
159 | 2596432.9995 | 1117323.4665 | 2596432.9995 | 1117323.4665 | 2596435.8521 | 1117318.2289 | 2596439.4384 | 1117313.8913 | 2596441.5526 | 1117313.0229 | 2596445.0106 | 1117313.5656 | 2596448.8313 | 1117314.019 | 2596453.1152 | 1117314.5612 | 2596461.2123 | 1117316.0904 | 2596461.9069 | 1117316.2847
160 | 2596432.9995 | 1117323.4665 | 2596348.2344 | 1117151.4893
161 | 2596461.9069 | 1117316.2847 | 2596473.8643 | 1117319.6291 | 2596484.5173 | 1117323.0689 | 2596493.0784 | 1117326.1431 | 2596496.6908 | 1117326.9177
162 | 2596509.5801 | 1117326.8671 | 2596508.1836 | 1117327.6794 | 2596504.7262 | 1117328.2262 | 2596500.2649 | 1117327.6841 | 2596496.6908 | 1117326.9177
163 | 2596519.3248 | 1117334.5651 | 2596516.7459 | 1117332.7213 | 2596513.7425 | 1117330.9222 | 2596510.8855 | 1117328.7672 | 2596509.5801 | 1117326.8671
164 | 2596519.3248 | 1117334.5651 | 2596520.5694 | 1117337.9438 | 2596519.8072 | 1117341.3126 | 2596514.9533 | 1117355.578 | 2596508.8398 | 1117377.3122

## bus_geodata
| x | y | coords
0 | 2596509.1031 | 1117628.1058
1 | 2596514.7611 | 1117619.4408
2 | 2596533.8656 | 1117603.0825
3 | 2596451.835 | 1117651.7495
4 | 2596539.6659 | 1117553.5778
5 | 2596480.9381 | 1117624.1284
6 | 2596530.714 | 1117491.6624
7 | 2596503.4097 | 1117569.334
8 | 2596535.3021 | 1117468.3547
9 | 2596520.8436 | 1117494.3737
10 | 2596536.4773 | 1117462.2921
11 | 2596483.8085 | 1117578.6117
12 | 2596491.2817 | 1117573.9811
13 | 2596457.3689 | 1117587.6926
14 | 2596520.1165 | 1117499.2002
15 | 2596539.8692 | 1117443.6762
16 | 2596606.8824 | 1117576.261
17 | 2596609.1329 | 1117569.5621
18 | 2596604.2658 | 1117584.0493
19 | 2596611.3155 | 1117556.975
20 | 2596603.4243 | 1117586.5572
21 | 2596603.4413 | 1117593.8425
22 | 2596612.1244 | 1117546.854
23 | 2596600.4228 | 1117595.5024
24 | 2596603.7563 | 1117643.6678
25 | 2596612.1217 | 1117542.21
26 | 2596591.1929 | 1117625.0534
27 | 2596618.0258 | 1117731.4248
28 | 2596612.1178 | 1117535.2876
29 | 2596612.1196 | 1117538.434
30 | 2596613.3318 | 1117525.1904
31 | 2596614.1406 | 1117518.4629
32 | 2596613.8297 | 1117501.5053
33 | 2596612.9058 | 1117487.7975
34 | 2596611.6711 | 1117469.4778
35 | 2596604.5631 | 1117459.0069
36 | 2596631.3757 | 1117448.7283
37 | 2596594.3321 | 1117438.8908
38 | 2596642.6706 | 1117436.6996
39 | 2596590.0955 | 1117426.7358
40 | 2596660.3581 | 1117414.8442
41 | 2596705.9607 | 1117408.4182
42 | 2596588.428 | 1117421.5644
43 | 2596587.7592 | 1117419.4902
44 | 2596579.6142 | 1117394.7596
45 | 2596715.9675 | 1117430.0234
46 | 2596694.7689 | 1117362.7474
47 | 2596695.5818 | 1117354.4451
48 | 2596677.414 | 1117464.8381
49 | 2596672.1193 | 1117474.9685
50 | 2596667.1268 | 1117488.2
51 | 2596714.6702 | 1117506.9683
52 | 2596708.9601 | 1117513.2281
53 | 2596722.9565 | 1117500.3258
54 | 2596689.2879 | 1117528.5369
55 | 2596731.3023 | 1117491.1434
56 | 2596718.9778 | 1117562.5075
57 | 2596728.4871 | 1117550.3629
58 | 2596712.8002 | 1117594.1075
59 | 2596775.6605 | 1117526.5142
60 | 2596738.6776 | 1117541.9042
61 | 2596710.4485 | 1117601.9426
62 | 2596806.6734 | 1117460.1316
63 | 2596709.8921 | 1117602.9532
64 | 2596713.5613 | 1117608.5428
65 | 2596807.8384 | 1117459.3972
66 | 2596805.5283 | 1117454.774
67 | 2596851.3341 | 1117397.1323
68 | 2596791.579 | 1117482.8284
69 | 2596811.0284 | 1117435.3837
70 | 2596816.4192 | 1117370.4824
71 | 2596831.7342 | 1117331.9664
72 | 2596824.3167 | 1117334.3398
73 | 2596797.378 | 1117340.389
74 | 2596800.1041 | 1117329.0153
75 | 2596760.5905 | 1117291.9297
76 | 2596729.4461 | 1117299.0036
77 | 2596755.1338 | 1117320.0687
78 | 2596722.6326 | 1117300.5952
79 | 2596719.074 | 1117301.3487
80 | 2596708.8451 | 1117302.0789
81 | 2596707.8705 | 1117301.9
82 | 2596700.4868 | 1117300.5448
83 | 2596699.4089 | 1117319.161
84 | 2596701.2361 | 1117287.8048
85 | 2596699.1261 | 1117324.046
86 | 2596701.9644 | 1117278.9557
87 | 2596673.5251 | 1117321.8323
88 | 2596704.6671 | 1117258.7304
89 | 2596738.4065 | 1117231.9013
90 | 2596672.5283 | 1117322.2554
91 | 2596639.9944 | 1117358.4183
92 | 2596640.9397 | 1117357.2311
93 | 2596635.2397 | 1117361.6849
94 | 2596648.0609 | 1117346.8636
95 | 2596633.1566 | 1117362.8796
96 | 2596641.9799 | 1117343.1649
97 | 2596652.5837 | 1117338.529
98 | 2596630.9207 | 1117364.1167
99 | 2596635.6645 | 1117339.3235
100 | 2596658.1998 | 1117330.6537
101 | 2596622.1763 | 1117368.8289
102 | 2596750.3633 | 1117241.3745
103 | 2596771.657 | 1117204.7031
104 | 2596779.0322 | 1117198.3737
105 | 2596805.3776 | 1117233.2423
106 | 2596804.4011 | 1117225.4399
107 | 2596787.0134 | 1117190.5922
108 | 2596809.4553 | 1117237.4431
109 | 2596711.3401 | 1117238.3001
110 | 2596712.6225 | 1117235.092
111 | 2596743.9087 | 1117190.6436
112 | 2596796.773 | 1117120.9595
113 | 2596809.048 | 1117097.6192
114 | 2596868.9352 | 1117055.8751
115 | 2596645.2432 | 1117223.0156
116 | 2596567.0543 | 1117269.9167
117 | 2596561.0256 | 1117268.4862
118 | 2596591.3326 | 1116988.6209
119 | 2596571.0365 | 1116996.3258
120 | 2596653.1651 | 1116959.6211
121 | 2596493.0903 | 1117019.9596
122 | 2596398.3128 | 1117102.523
123 | 2596550.8302 | 1117270.5107
124 | 2596559.8572 | 1117293.0241
125 | 2596525.0852 | 1117286.087
126 | 2596560.5953 | 1117312.1739
127 | 2596667.4248 | 1117324.0606
128 | 2596625.6247 | 1117333.4698
129 | 2596633.8277 | 1117317.0322
130 | 2596623.1006 | 1117333.2841
131 | 2596581.0108 | 1117341.0682
132 | 2596567.6379 | 1117344.7864
133 | 2596563.34 | 1117333.1943
134 | 2596569.6071 | 1117349.9897
135 | 2596548.2779 | 1117339.2394
136 | 2596576.8927 | 1117369.2411
137 | 2596615.4663 | 1117372.736
138 | 2596614.9399 | 1117373.0444
139 | 2596606.7685 | 1117378.6563
140 | 2596604.6773 | 1117380.1449
141 | 2596594.1816 | 1117387.6032
142 | 2596591.3853 | 1117389.3174
143 | 2596558.1463 | 1117415.7103
144 | 2596551.9058 | 1117423.2389
145 | 2596587.5283 | 1117637.021
146 | 2596620.1777 | 1117729.1336
147 | 2596650.5613 | 1117665.8853
148 | 2596695.657 | 1117674.1099
149 | 2596700.6633 | 1117672.7717
150 | 2596688.4292 | 1117628.2345
151 | 2596683.8624 | 1117645.7345
152 | 2596700.8856 | 1117676.6157
153 | 2596702.0375 | 1117662.4066
154 | 2596713.5544 | 1117609.1153
155 | 2596712.4549 | 1117624.1708
156 | 2596806.0652 | 1117618.4662
157 | 2596706.7609 | 1117646.2219
158 | 2596706.4313 | 1117647.3824
159 | 2596432.9995 | 1117323.4665
160 | 2596461.9069 | 1117316.2847
161 | 2596348.2344 | 1117151.4893
162 | 2596496.6908 | 1117326.9177
163 | 2596509.5801 | 1117326.8671
164 | 2596519.3248 | 1117334.5651
165 | 2596508.8398 | 1117377.3122
166 | 2596611.6711 | 1117469.4778

## line_std_types
| c_nf_per_km | r_ohm_per_km | x_ohm_per_km | max_i_ka | type | q_mm2 | alpha | voltage_rating
NAYY 4x50 SE | 210 | 0.642 | 0.083 | 0.142 | cs | 50 | 0.00403 | LV
NAYY 4x120 SE | 264 | 0.225 | 0.08 | 0.242 | cs | 120 | 0.00403 | LV
NAYY 4x150 SE | 261 | 0.208 | 0.08 | 0.27 | cs | 150 | 0.00403 | LV
NA2XS2Y 1x95 RM/25 12/20 kV | 216 | 0.313 | 0.132 | 0.252 | cs | 95 | 0.00403 | MV
NA2XS2Y 1x185 RM/25 12/20 kV | 273 | 0.161 | 0.117 | 0.362 | cs | 185 | 0.00403 | MV
NA2XS2Y 1x240 RM/25 12/20 kV | 304 | 0.122 | 0.112 | 0.421 | cs | 240 | 0.00403 | MV
NA2XS2Y 1x95 RM/25 6/10 kV | 315 | 0.313 | 0.123 | 0.249 | cs | 95 | 0.00403 | MV
NA2XS2Y 1x185 RM/25 6/10 kV | 406 | 0.161 | 0.11 | 0.358 | cs | 185 | 0.00403 | MV
NA2XS2Y 1x240 RM/25 6/10 kV | 456 | 0.122 | 0.105 | 0.416 | cs | 240 | 0.00403 | MV
NA2XS2Y 1x150 RM/25 12/20 kV | 250 | 0.206 | 0.116 | 0.319 | cs | 150 | 0.00403 | MV
NA2XS2Y 1x120 RM/25 12/20 kV | 230 | 0.253 | 0.119 | 0.283 | cs | 120 | 0.00403 | MV
NA2XS2Y 1x70 RM/25 12/20 kV | 190 | 0.443 | 0.132 | 0.22 | cs | 70 | 0.00403 | MV
NA2XS2Y 1x150 RM/25 6/10 kV | 360 | 0.206 | 0.11 | 0.315 | cs | 150 | 0.00403 | MV
NA2XS2Y 1x120 RM/25 6/10 kV | 340 | 0.253 | 0.113 | 0.28 | cs | 120 | 0.00403 | MV
NA2XS2Y 1x70 RM/25 6/10 kV | 280 | 0.443 | 0.123 | 0.217 | cs | 70 | 0.00403 | MV
N2XS(FL)2Y 1x120 RM/35 64/110 kV | 112 | 0.153 | 0.166 | 0.366 | cs | 120 | 0.00393 | HV
N2XS(FL)2Y 1x185 RM/35 64/110 kV | 125 | 0.099 | 0.156 | 0.457 | cs | 185 | 0.00393 | HV
N2XS(FL)2Y 1x240 RM/35 64/110 kV | 135 | 0.075 | 0.149 | 0.526 | cs | 240 | 0.00393 | HV
N2XS(FL)2Y 1x300 RM/35 64/110 kV | 144 | 0.06 | 0.144 | 0.588 | cs | 300 | 0.00393 | HV
15-AL1/3-ST1A 0.4 | 11 | 1.8769 | 0.35 | 0.105 | ol | 16 | 0.00403 | LV
24-AL1/4-ST1A 0.4 | 11.25 | 1.2012 | 0.335 | 0.14 | ol | 24 | 0.00403 | LV
48-AL1/8-ST1A 0.4 | 12.2 | 0.5939 | 0.3 | 0.21 | ol | 48 | 0.00403 | LV
94-AL1/15-ST1A 0.4 | 13.2 | 0.306 | 0.29 | 0.35 | ol | 94 | 0.00403 | LV
34-AL1/6-ST1A 10.0 | 9.7 | 0.8342 | 0.36 | 0.17 | ol | 34 | 0.00403 | MV
48-AL1/8-ST1A 10.0 | 10.1 | 0.5939 | 0.35 | 0.21 | ol | 48 | 0.00403 | MV
70-AL1/11-ST1A 10.0 | 10.4 | 0.4132 | 0.339 | 0.29 | ol | 70 | 0.00403 | MV
94-AL1/15-ST1A 10.0 | 10.75 | 0.306 | 0.33 | 0.35 | ol | 94 | 0.00403 | MV
122-AL1/20-ST1A 10.0 | 11.1 | 0.2376 | 0.323 | 0.41 | ol | 122 | 0.00403 | MV
149-AL1/24-ST1A 10.0 | 11.25 | 0.194 | 0.315 | 0.47 | ol | 149 | 0.00403 | MV
34-AL1/6-ST1A 20.0 | 9.15 | 0.8342 | 0.382 | 0.17 | ol | 34 | 0.00403 | MV
48-AL1/8-ST1A 20.0 | 9.5 | 0.5939 | 0.372 | 0.21 | ol | 48 | 0.00403 | MV
70-AL1/11-ST1A 20.0 | 9.7 | 0.4132 | 0.36 | 0.29 | ol | 70 | 0.00403 | MV
94-AL1/15-ST1A 20.0 | 10 | 0.306 | 0.35 | 0.35 | ol | 94 | 0.00403 | MV
122-AL1/20-ST1A 20.0 | 10.3 | 0.2376 | 0.344 | 0.41 | ol | 122 | 0.00403 | MV
149-AL1/24-ST1A 20.0 | 10.5 | 0.194 | 0.337 | 0.47 | ol | 149 | 0.00403 | MV
184-AL1/30-ST1A 20.0 | 10.75 | 0.1571 | 0.33 | 0.535 | ol | 184 | 0.00403 | MV
243-AL1/39-ST1A 20.0 | 11 | 0.1188 | 0.32 | 0.645 | ol | 243 | 0.00403 | MV
48-AL1/8-ST1A 110.0 | 8 | 0.5939 | 0.46 | 0.21 | ol | 48 | 0.00403 | HV
70-AL1/11-ST1A 110.0 | 8.4 | 0.4132 | 0.45 | 0.29 | ol | 70 | 0.00403 | HV
94-AL1/15-ST1A 110.0 | 8.65 | 0.306 | 0.44 | 0.35 | ol | 94 | 0.00403 | HV
122-AL1/20-ST1A 110.0 | 8.5 | 0.2376 | 0.43 | 0.41 | ol | 122 | 0.00403 | HV
149-AL1/24-ST1A 110.0 | 8.75 | 0.194 | 0.41 | 0.47 | ol | 149 | 0.00403 | HV
184-AL1/30-ST1A 110.0 | 8.8 | 0.1571 | 0.4 | 0.535 | ol | 184 | 0.00403 | HV
243-AL1/39-ST1A 110.0 | 9 | 0.1188 | 0.39 | 0.645 | ol | 243 | 0.00403 | HV
305-AL1/39-ST1A 110.0 | 9.2 | 0.0949 | 0.38 | 0.74 | ol | 305 | 0.00403 | HV
490-AL1/64-ST1A 110.0 | 9.75 | 0.059 | 0.37 | 0.96 | ol | 490 | 0.00403 | HV
679-AL1/86-ST1A 110.0 | 9.95 | 0.042 | 0.36 | 1.15 | ol | 679 | 0.00403 | HV
490-AL1/64-ST1A 220.0 | 10 | 0.059 | 0.285 | 0.96 | ol | 490 | 0.00403 | HV
679-AL1/86-ST1A 220.0 | 11.7 | 0.042 | 0.275 | 1.15 | ol | 679 | 0.00403 | HV
490-AL1/64-ST1A 380.0 | 11 | 0.059 | 0.253 | 0.96 | ol | 490 | 0.00403 | HV
679-AL1/86-ST1A 380.0 | 14.6 | 0.042 | 0.25 | 1.15 | ol | 679 | 0.00403 | HV

## trafo_std_types
| i0_percent | pfe_kw | vkr_percent | sn_mva | vn_lv_kv | vn_hv_kv | vk_percent | shift_degree | vector_group | tap_side | tap_neutral | tap_min | tap_max | tap_step_degree | tap_step_percent | tap_phase_shifter
160 MVA 380/110 kV | 0.06 | 60 | 0.25 | 160 | 110 | 380 | 12.2 | 0 | Yy0 | hv | 0 | -9 | 9 | 0 | 1.5 | FALSE
100 MVA 220/110 kV | 0.06 | 55 | 0.26 | 100 | 110 | 220 | 12 | 0 | Yy0 | hv | 0 | -9 | 9 | 0 | 1.5 | FALSE
63 MVA 110/20 kV | 0.04 | 22 | 0.32 | 63 | 20 | 110 | 18 | 150 | YNd5 | hv | 0 | -9 | 9 | 0 | 1.5 | FALSE
40 MVA 110/20 kV | 0.05 | 18 | 0.34 | 40 | 20 | 110 | 16.2 | 150 | YNd5 | hv | 0 | -9 | 9 | 0 | 1.5 | FALSE
25 MVA 110/20 kV | 0.07 | 14 | 0.41 | 25 | 20 | 110 | 12 | 150 | YNd5 | hv | 0 | -9 | 9 | 0 | 1.5 | FALSE
63 MVA 110/10 kV | 0.04 | 22 | 0.32 | 63 | 10 | 110 | 18 | 150 | YNd5 | hv | 0 | -9 | 9 | 0 | 1.5 | FALSE
40 MVA 110/10 kV | 0.05 | 18 | 0.34 | 40 | 10 | 110 | 16.2 | 150 | YNd5 | hv | 0 | -9 | 9 | 0 | 1.5 | FALSE
25 MVA 110/10 kV | 0.07 | 14 | 0.41 | 25 | 10 | 110 | 12 | 150 | YNd5 | hv | 0 | -9 | 9 | 0 | 1.5 | FALSE
0.25 MVA 20/0.4 kV | 0.32 | 0.8 | 1.44 | 0.25 | 0.4 | 20 | 6 | 150 | Yzn5 | hv | 0 | -2 | 2 | 0 | 2.5 | FALSE
0.4 MVA 20/0.4 kV | 0.3375 | 1.35 | 1.425 | 0.4 | 0.4 | 20 | 6 | 150 | Dyn5 | hv | 0 | -2 | 2 | 0 | 2.5 | FALSE
0.63 MVA 20/0.4 kV | 0.2619 | 1.65 | 1.206 | 0.63 | 0.4 | 20 | 6 | 150 | Dyn5 | hv | 0 | -2 | 2 | 0 | 2.5 | FALSE
0.25 MVA 10/0.4 kV | 0.24 | 0.6 | 1.2 | 0.25 | 0.4 | 10 | 4 | 150 | Dyn5 | hv | 0 | -2 | 2 | 0 | 2.5 | FALSE
0.4 MVA 10/0.4 kV | 0.2375 | 0.95 | 1.325 | 0.4 | 0.4 | 10 | 4 | 150 | Dyn5 | hv | 0 | -2 | 2 | 0 | 2.5 | FALSE
0.63 MVA 10/0.4 kV | 0.1873 | 1.18 | 1.0794 | 0.63 | 0.4 | 10 | 4 | 150 | Dyn5 | hv | 0 | -2 | 2 | 0 | 2.5 | FALSE

## trafo3w_std_types
| sn_hv_mva | sn_mv_mva | sn_lv_mva | vn_hv_kv | vn_mv_kv | vn_lv_kv | vk_hv_percent | vk_mv_percent | vk_lv_percent | vkr_hv_percent | vkr_mv_percent | vkr_lv_percent | pfe_kw | i0_percent | shift_mv_degree | shift_lv_degree | vector_group | tap_side | tap_neutral | tap_min | tap_max | tap_step_percent
63/25/38 MVA 110/20/10 kV | 63 | 25 | 38 | 110 | 20 | 10 | 10.4 | 10.4 | 10.4 | 0.28 | 0.32 | 0.35 | 35 | 0.89 | 0 | 0 | YN0yn0yn0 | hv | 0 | -10 | 10 | 1.2
63/25/38 MVA 110/10/10 kV | 63 | 25 | 38 | 110 | 10 | 10 | 10.4 | 10.4 | 10.4 | 0.28 | 0.32 | 0.35 | 35 | 0.89 | 0 | 0 | YN0yn0yn0 | hv | 0 | -10 | 10 | 1.2

## fuse_std_types
| fuse_type | i_rated_a | t_avg | t_min | t_total | x_avg | x_min | x_total
HV 100A | HV 100A | 100 | 0 | [10.0, 3.64, 0.854, 0.281, 0.1, 0.0531, 0.022, 0.01] | [10.0, 4.267, 1.21, 0.403, 0.1, 0.058, 0.022, 0.01] | 0 | [300.0, 350.0, 450.0, 550.0, 700.0, 850.0, 1200.0, 1752.0] | [600.0, 700.0, 900.0, 1150.0, 1665.0, 2000.0, 3000.0, 4313.0]
HV 10A | HV 10A | 10 | 0 | [10.0, 1675.0, 0.344, 0.156, 0.1, 0.0417, 0.0171, 0.01] | [10.0, 1.3, 0.3, 0.155, 0.1, 0.0555, 0.023, 0.01] | 0 | [30.0, 32.0, 35.0, 37.0, 39.0, 50.0, 70.0, 88.0] | [60.0, 70.0, 80.0, 87.0, 94.0, 110.0, 150.0, 216.0]
HV 125A | HV 125A | 125 | 0 | [10.0, 1.82, 0.344, 0.1, 0.0467, 0.0269, 0.01] | [10.0, 2.478, 0.426, 0.1, 0.0427, 0.0211, 0.01] | 0 | [375.0, 500.0, 700.0, 925.0, 1200.0, 1500.0, 2341.0] | [750.0, 1000.0, 1500.0, 2200.0, 3000.0, 4000.0, 5765.0]
HV 160A | HV 160A | 160 | 0 | [10.0, 4.15, 1.03, 0.198, 0.1, 0.051, 0.0172, 0.01] | [10.0, 2.3, 0.734, 0.274, 0.1, 0.046, 0.0177, 0.01] | 0 | [480.0, 550.0, 700.0, 1000.0, 1260.0, 1600.0, 2500.0, 3227.0] | [960.0, 1300.0, 1700.0, 2200.0, 2996.0, 4000.0, 6000.0, 7946.0]
HV 16A | HV 16A | 16 | 0 | [10.0, 0.352, 0.164, 0.1, 0.0649, 0.0342, 0.01] | [10.0, 2.34, 0.722, 0.181, 0.1, 0.055, 0.0296, 0.01] | 0 | [48.0, 60.0, 65.0, 71.0, 80.0, 100.0, 162.0] | [96.0, 110.0, 125.0, 150.0, 168.0, 200.0, 250.0, 398.0]
HV 200A | HV 200A | 200 | 0 | [10.0, 4.267, 1.21, 0.403, 0.1, 0.058, 0.022, 0.01] | [10.0, 3.73, 1.654, 0.328, 0.1, 0.0531, 0.019, 0.01] | 0 | [600.0, 700.0, 900.0, 1150.0, 1665.0, 2000.0, 3000.0, 4313.0] | [1200.0, 1500.0, 1800.0, 2700.0, 3960.0, 5000.0, 7500.0, 10620.0]
HV 20A | HV 20A | 20 | 0 | [10.0, 1.3, 0.3, 0.155, 0.1, 0.0555, 0.023, 0.01] | [10.0, 1.3, 0.161, 0.1, 0.0611, 0.0399, 0.0141, 0.01] | 0 | [60.0, 70.0, 80.0, 87.0, 94.0, 110.0, 150.0, 216.0] | [120.0, 150.0, 200.0, 223.0, 260.0, 300.0, 450.0, 532.0]
HV 25A | HV 25A | 25 | 0 | [10.0, 2.512, 0.833, 0.299, 0.1, 0.0372, 0.0223, 0.01] | [10.0, 3.125, 0.597, 0.198, 0.1, 0.0378, 0.022, 0.01] | 0 | [75.0, 82.0, 90.0, 100.0, 124.0, 170.0, 200.0, 289.0] | [150.0, 170.0, 210.0, 250.0, 294.0, 400.0, 500.0, 711.0]
HV 31.5A | HV 31.5A | 31.5 | 0 | [10.0, 2.34, 0.722, 0.181, 0.1, 0.055, 0.0296, 0.01] | [10.0, 2.84, 0.368, 0.164, 0.1, 0.0621, 0.0378, 0.0195, 0.01] | 0 | [95.0, 110.0, 125.0, 150.0, 165.0, 200.0, 250.0, 390.0] | [189.0, 220.0, 300.0, 350.0, 393.0, 450.0, 530.0, 700.0, 960.0]
HV 40A | HV 40A | 40 | 0 | [10.0, 1.3, 0.161, 0.1, 0.0611, 0.0399, 0.0141, 0.01] | [10.0, 2.05, 0.369, 0.198, 0.1, 0.051, 0.0298, 0.01] | 0 | [120.0, 150.0, 200.0, 223.0, 260.0, 300.0, 450.0, 532.0] | [240.0, 300.0, 400.0, 450.0, 530.0, 650.0, 800.0, 1311.0]
HV 50A | HV 50A | 50 | 0 | [10.0, 3.215, 0.597, 0.198, 0.1, 0.0378, 0.022, 0.01] | [10.0, 3.64, 0.854, 0.281, 0.1, 0.0531, 0.022, 0.01] | 0 | [150.0, 170.0, 210.0, 250.0, 294.0, 400.0, 500.0, 711.0] | [300.0, 350.0, 450.0, 550.0, 700.0, 850.0, 1200.0, 1752.0]
HV 6.3A | HV 6.3A | 6.3 | 0 | [10.0, 1.39, 0.344, 0.168, 0.1, 0.056, 0.0263, 0.01] | [10.0, 1.711, 0.516, 0.198, 0.1, 0.0634, 0.0303, 0.01] | 0 | [19.0, 19.5, 20.4, 20.8, 22.0, 25.0, 32.0, 48.0] | [38.0, 40.0, 43.0, 48.0, 53.0, 60.0, 75.0, 118.0]
HV 63A | HV 63A | 63 | 0 | [10.0, 2.84, 0.368, 0.164, 0.1, 0.0621, 0.0378, 0.0195, 0.01] | [10.0, 1.82, 0.344, 0.1, 0.0467, 0.0269, 0.01] | 0 | [189.0, 220.0, 300.0, 350.0, 393.0, 450.0, 530.0, 700.0, 961.0] | [378.0, 500.0, 700.0, 934.0, 1200.0, 1500.0, 2366.0]
HV 80A | HV 80A | 80 | 0 | [10.0, 2.05, 0.369, 0.198, 0.1, 0.051, 0.0298, 0.01] | [10.0, 4.15, 1.03, 0.198, 0.1, 0.051, 0.0172, 0.01] | 0 | [240.0, 300.0, 400.0, 450.0, 530.0, 650.0, 800.0, 1311.0] | [480.0, 550.0, 700.0, 1000.0, 1260.0, 1600.0, 2500.0, 3227.0]
Siemens NH-1-100 | Siemens NH-1-100 | 100 | [5400.0, 2000.0, 400.0, 20.0, 1.0, 0.2, 0.012, 0.004] | 0 | 0 | [150.0, 190.0, 250.0, 430.0, 900.0, 1250.0, 2700.0, 3600.0] | 0 | 0
Siemens NH-1-125 | Siemens NH-1-125 | 125 | [4800.0, 120.0, 7.0, 0.1, 0.004] | 0 | 0 | [180.0, 400.0, 740.0, 2000.0, 4250.0] | 0 | 0
Siemens NH-1-16 | Siemens NH-1-16 | 16 | [4000.0, 400.0, 2.0, 0.1, 0.04, 0.01] | 0 | 0 | [26.0, 35.0, 75.0, 150.0, 200.0, 300.0] | 0 | 0
Siemens NH-1-160 | Siemens NH-1-160 | 160 | [4800.0, 120.0, 7.0, 0.1, 0.004] | 0 | 0 | [210.0, 500.0, 900.0, 2300.0, 5000.0] | 0 | 0
Siemens NH-1-25 | Siemens NH-1-25 | 25 | [4000.0, 1000.0, 10.0, 0.2, 0.02, 0.01] | 0 | 0 | [40.0, 50.0, 100.0, 210.0, 400.0, 500.0] | 0 | 0
Siemens NH-1-50 | Siemens NH-1-50 | 50 | [4000.0, 40.0, 4.0, 1.0, 0.02, 0.01] | 0 | 0 | [86.0, 200.0, 300.0, 400.0, 1000.0, 1280.0] | 0 | 0
Siemens NH-1-63 | Siemens NH-1-63 | 63 | [4000.0, 100.0, 10.0, 2.0, 0.04, 0.01] | 0 | 0 | [100.0, 200.0, 300.0, 400.0, 1000.0, 1500.0] | 0 | 0
Siemens NH-1-80 | Siemens NH-1-80 | 80 | [4800.0, 120.0, 7.0, 0.1, 0.01] | 0 | 0 | [150.58, 250.0, 450.0, 1150.0, 2470.0] | 0 | 0
Siemens NH-2-1000 | Siemens NH-2-1000 | 1000 | [4800.0, 120.0, 7.0, 0.1, 0.004] | 0 | 0 | [1900.0, 3500.0, 8400.0, 24000.0, 52000.0] | 0 | 0
Siemens NH-2-200 | Siemens NH-2-200 | 200 | [4800.0, 120.0, 7.0, 0.1, 0.004] | 0 | 0 | [280.0, 650.0, 1200.0, 3000.0, 7000.0] | 0 | 0
Siemens NH-2-224 | Siemens NH-2-224 | 224 | [4800.0, 120.0, 7.0, 0.2, 0.04, 0.004] | 0 | 0 | [400.0, 750.0, 1453.0, 3025.0, 4315.0, 7600.0] | 0 | 0
Siemens NH-2-250 | Siemens NH-2-250 | 250 | [4800.0, 120.0, 7.0, 0.1, 0.004] | 0 | 0 | [450.0, 800.0, 1650.0, 4000.0, 8500.0] | 0 | 0
Siemens NH-2-315 | Siemens NH-2-315 | 315 | [4800.0, 120.0, 7.0, 0.1, 0.004] | 0 | 0 | [550.0, 920.0, 1900.0, 5000.0, 11000.0] | 0 | 0
Siemens NH-2-355 | Siemens NH-2-355 | 355 | [4800.0, 120.0, 6.0, 0.1, 0.004] | 0 | 0 | [650.0, 1116.27, 2350.0, 5840.0, 12790.0] | 0 | 0
Siemens NH-2-400 | Siemens NH-2-400 | 400 | [4800.0, 120.0, 7.0, 0.1, 0.004] | 0 | 0 | [720.0, 1350.0, 2800.0, 6500.0, 15000.0] | 0 | 0
Siemens NH-2-425 | Siemens NH-2-425 | 425 | [4800.0, 120.0, 7.0, 0.1, 0.004] | 0 | 0 | [850.0, 1500.0, 3050.0, 7500.0, 16500.0] | 0 | 0
Siemens NH-2-630 | Siemens NH-2-630 | 630 | [4800.0, 120.0, 7.0, 0.1, 0.004] | 0 | 0 | [1200.0, 2000.0, 4800.0, 12000.0, 26000.0] | 0 | 0

## dtypes
| element | column | dtype
0 | bus | name | object
1 | bus | vn_kv | float64
2 | bus | type | object
3 | bus | zone | object
4 | bus | in_service | bool
5 | load | name | object
6 | load | bus | uint32
7 | load | p_mw | float64
8 | load | q_mvar | float64
9 | load | const_z_percent | float64
10 | load | const_i_percent | float64
11 | load | sn_mva | float64
12 | load | scaling | float64
13 | load | in_service | bool
14 | load | type | object
15 | ext_grid | name | object
16 | ext_grid | bus | uint32
17 | ext_grid | vm_pu | float64
18 | ext_grid | va_degree | float64
19 | ext_grid | slack_weight | float64
20 | ext_grid | in_service | bool
21 | line | name | object
22 | line | std_type | object
23 | line | from_bus | uint32
24 | line | to_bus | uint32
25 | line | length_km | float64
26 | line | r_ohm_per_km | float64
27 | line | x_ohm_per_km | float64
28 | line | c_nf_per_km | float64
29 | line | g_us_per_km | float64
30 | line | max_i_ka | float64
31 | line | df | float64
32 | line | parallel | uint32
33 | line | type | object
34 | line | in_service | bool
35 | trafo | name | object
36 | trafo | std_type | object
37 | trafo | hv_bus | uint32
38 | trafo | lv_bus | uint32
39 | trafo | sn_mva | float64
40 | trafo | vn_hv_kv | float64
41 | trafo | vn_lv_kv | float64
42 | trafo | vk_percent | float64
43 | trafo | vkr_percent | float64
44 | trafo | pfe_kw | float64
45 | trafo | i0_percent | float64
46 | trafo | shift_degree | float64
47 | trafo | tap_side | object
48 | trafo | tap_neutral | int32
49 | trafo | tap_min | int32
50 | trafo | tap_max | int32
51 | trafo | tap_step_percent | float64
52 | trafo | tap_step_degree | float64
53 | trafo | tap_pos | int32
54 | trafo | tap_phase_shifter | bool
55 | trafo | parallel | uint32
56 | trafo | df | float64
57 | trafo | in_service | bool
58 | line_geodata | coords | object
59 | bus_geodata | x | float64
60 | bus_geodata | y | float64
61 | bus_geodata | coords | object

## parameters
| version | format_version | converged | OPF_converged | name | f_hz | sn_mva
0 | 2.14.6 | 2.14.0 | FALSE | FALSE |  | 50 | 1