## bus
| name | vn_kv | type | zone | in_service
0 | bus_LV_769-5_0_10_node_0 | 0.4 | n |  | TRUE
1 | bus_LV_769-5_0_10_node_1 | 0.4 | n |  | TRUE
2 | bus_LV_769-5_0_10_node_2 | 0.4 | n |  | TRUE
3 | bus_LV_769-5_0_10_node_148 | 0.4 | n |  | TRUE
4 | bus_LV_769-5_0_10_node_147 | 0.4 | n |  | TRUE
5 | bus_LV_769-5_0_10_node_155 | 0.4 | n |  | TRUE
6 | bus_LV_769-5_0_10_node_146 | 0.4 | n |  | TRUE
7 | bus_LV_769-5_0_10_node_3 | 0.4 | n |  | TRUE
8 | bus_LV_769-5_0_10_node_4 | 0.4 | n |  | TRUE
9 | bus_LV_769-5_0_10_node_5 | 0.4 | n |  | TRUE
10 | bus_LV_769-5_0_10_node_6 | 0.4 | n |  | TRUE
11 | bus_LV_769-5_0_10_node_7 | 0.4 | n |  | TRUE
12 | bus_LV_769-5_0_10_node_84 | 0.4 | n |  | TRUE
13 | bus_LV_769-5_0_10_node_81 | 0.4 | n |  | TRUE
14 | bus_LV_769-5_0_10_node_93 | 0.4 | n |  | TRUE
15 | bus_LV_769-5_0_10_node_82 | 0.4 | n |  | TRUE
16 | bus_LV_769-5_0_10_node_8 | 0.4 | n |  | TRUE
17 | bus_LV_769-5_0_10_node_9 | 0.4 | n |  | TRUE
18 | bus_LV_769-5_0_10_node_10 | 0.4 | n |  | TRUE
19 | bus_LV_769-5_0_10_node_179 | 0.4 | n |  | TRUE
20 | bus_LV_769-5_0_10_node_11 | 0.4 | n |  | TRUE
21 | bus_LV_769-5_0_10_node_12 | 0.4 | n |  | TRUE
22 | bus_LV_769-5_0_10_node_131 | 0.4 | n |  | TRUE
23 | bus_LV_769-5_0_10_node_130 | 0.4 | n |  | TRUE
24 | bus_LV_769-5_0_10_node_129 | 0.4 | n |  | TRUE
25 | bus_LV_769-5_0_10_node_102 | 0.4 | n |  | TRUE
26 | bus_LV_769-5_0_10_node_13 | 0.4 | n |  | TRUE
27 | bus_LV_769-5_0_10_node_14 | 0.4 | n |  | TRUE
28 | bus_LV_769-5_0_10_node_15 | 0.4 | n |  | TRUE
29 | bus_LV_769-5_0_10_node_16 | 0.4 | n |  | TRUE
30 | bus_LV_769-5_0_10_node_17 | 0.4 | n |  | TRUE
31 | bus_LV_769-5_0_10_node_18 | 0.4 | n |  | TRUE
32 | bus_LV_769-5_0_10_node_37 | 0.4 | n |  | TRUE
33 | bus_LV_769-5_0_10_node_36 | 0.4 | n |  | TRUE
34 | bus_LV_769-5_0_10_node_26 | 0.4 | n |  | TRUE
35 | bus_LV_769-5_0_10_node_23 | 0.4 | n |  | TRUE
36 | bus_LV_769-5_0_10_node_43 | 0.4 | n |  | TRUE
37 | bus_LV_769-5_0_10_node_35 | 0.4 | n |  | TRUE
38 | bus_LV_769-5_0_10_node_44 | 0.4 | n |  | TRUE
39 | bus_LV_769-5_0_10_node_24 | 0.4 | n |  | TRUE
40 | bus_LV_769-5_0_10_node_19 | 0.4 | n |  | TRUE
41 | bus_LV_769-5_0_10_node_20 | 0.4 | n |  | TRUE
42 | bus_LV_769-5_0_10_node_21 | 0.4 | n |  | TRUE
43 | bus_LV_769-5_0_10_node_22 | 0.4 | n |  | TRUE
44 | bus_LV_769-5_0_10_node_30 | 0.4 | n |  | TRUE
45 | bus_LV_769-5_0_10_node_27 | 0.4 | n |  | TRUE
46 | bus_LV_769-5_0_10_node_31 | 0.4 | n |  | TRUE
47 | bus_LV_769-5_0_10_node_28 | 0.4 | n |  | TRUE
48 | bus_LV_769-5_0_10_node_25 | 0.4 | n |  | TRUE
49 | bus_LV_769-5_0_10_node_99 | 0.4 | n |  | TRUE
50 | bus_LV_769-5_0_10_node_98 | 0.4 | n |  | TRUE
51 | bus_LV_769-5_0_10_node_45 | 0.4 | n |  | TRUE
52 | bus_LV_769-5_0_10_node_41 | 0.4 | n |  | TRUE
53 | bus_LV_769-5_0_10_node_42 | 0.4 | n |  | TRUE
54 | bus_LV_769-5_0_10_node_40 | 0.4 | n |  | TRUE
55 | bus_LV_769-5_0_10_node_32 | 0.4 | n |  | TRUE
56 | bus_LV_769-5_0_10_node_33 | 0.4 | n |  | TRUE
57 | bus_LV_769-5_0_10_node_34 | 0.4 | n |  | TRUE
58 | bus_LV_769-5_0_10_node_38 | 0.4 | n |  | TRUE
59 | bus_LV_769-5_0_10_node_39 | 0.4 | n |  | TRUE
60 | bus_LV_769-5_0_10_node_137 | 0.4 | n |  | TRUE
61 | bus_LV_769-5_0_10_node_138 | 0.4 | n |  | TRUE
62 | bus_LV_769-5_0_10_node_136 | 0.4 | n |  | TRUE
63 | bus_LV_769-5_0_10_node_46 | 0.4 | n |  | TRUE
64 | bus_LV_769-5_0_10_node_47 | 0.4 | n |  | TRUE
65 | bus_LV_769-5_0_10_node_49 | 0.4 | n |  | TRUE
66 | bus_LV_769-5_0_10_node_156 | 0.4 | n |  | TRUE
67 | bus_LV_769-5_0_10_node_64 | 0.4 | n |  | TRUE
68 | bus_LV_769-5_0_10_node_56 | 0.4 | n |  | TRUE
69 | bus_LV_769-5_0_10_node_53 | 0.4 | n |  | TRUE
70 | bus_LV_769-5_0_10_node_51 | 0.4 | n |  | TRUE
71 | bus_LV_769-5_0_10_node_52 | 0.4 | n |  | TRUE
72 | bus_LV_769-5_0_10_node_54 | 0.4 | n |  | TRUE
73 | bus_LV_769-5_0_10_node_55 | 0.4 | n |  | TRUE
74 | bus_LV_769-5_0_10_node_112 | 0.4 | n |  | TRUE
75 | bus_LV_769-5_0_10_node_58 | 0.4 | n |  | TRUE
76 | bus_LV_769-5_0_10_node_107 | 0.4 | n |  | TRUE
77 | bus_LV_769-5_0_10_node_59 | 0.4 | n |  | TRUE
78 | bus_LV_769-5_0_10_node_57 | 0.4 | n |  | TRUE
79 | bus_LV_769-5_0_10_node_135 | 0.4 | n |  | TRUE
80 | bus_LV_769-5_0_10_node_132 | 0.4 | n |  | TRUE
81 | bus_LV_769-5_0_10_node_153 | 0.4 | n |  | TRUE
82 | bus_LV_769-5_0_10_node_133 | 0.4 | n |  | TRUE
83 | bus_LV_769-5_0_10_node_60 | 0.4 | n |  | TRUE
84 | bus_LV_769-5_0_10_node_61 | 0.4 | n |  | TRUE
85 | bus_LV_769-5_0_10_node_62 | 0.4 | n |  | TRUE
86 | bus_LV_769-5_0_10_node_63 | 0.4 | n |  | TRUE
87 | bus_LV_769-5_0_10_node_157 | 0.4 | n |  | TRUE
88 | bus_LV_769-5_0_10_node_173 | 0.4 | n |  | TRUE
89 | bus_LV_769-5_0_10_node_65 | 0.4 | n |  | TRUE
90 | bus_LV_769-5_0_10_node_66 | 0.4 | n |  | TRUE
91 | bus_LV_769-5_0_10_node_67 | 0.4 | n |  | TRUE
92 | bus_LV_769-5_0_10_node_68 | 0.4 | n |  | TRUE
93 | bus_LV_769-5_0_10_node_69 | 0.4 | n |  | TRUE
94 | bus_LV_769-5_0_10_node_175 | 0.4 | n |  | TRUE
95 | bus_LV_769-5_0_10_node_70 | 0.4 | n |  | TRUE
96 | bus_LV_769-5_0_10_node_174 | 0.4 | n |  | TRUE
97 | bus_LV_769-5_0_10_node_71 | 0.4 | n |  | TRUE
98 | bus_LV_769-5_0_10_node_72 | 0.4 | n |  | TRUE
99 | bus_LV_769-5_0_10_node_77 | 0.4 | n |  | TRUE
100 | bus_LV_769-5_0_10_node_162 | 0.4 | n |  | TRUE
101 | bus_LV_769-5_0_10_node_75 | 0.4 | n |  | TRUE
102 | bus_LV_769-5_0_10_node_159 | 0.4 | n |  | TRUE
103 | bus_LV_769-5_0_10_node_74 | 0.4 | n |  | TRUE
104 | bus_LV_769-5_0_10_node_76 | 0.4 | n |  | TRUE
105 | bus_LV_769-5_0_10_node_73 | 0.4 | n |  | TRUE
106 | bus_LV_769-5_0_10_node_178 | 0.4 | n |  | TRUE
107 | bus_LV_769-5_0_10_node_78 | 0.4 | n |  | TRUE
108 | bus_LV_769-5_0_10_node_79 | 0.4 | n |  | TRUE
109 | bus_LV_769-5_0_10_node_80 | 0.4 | n |  | TRUE
110 | bus_LV_769-5_0_10_node_177 | 0.4 | n |  | TRUE
111 | bus_LV_769-5_0_10_node_145 | 0.4 | n |  | TRUE
112 | bus_LV_769-5_0_10_node_160 | 0.4 | n |  | TRUE
113 | bus_LV_769-5_0_10_node_158 | 0.4 | n |  | TRUE
114 | bus_LV_769-5_0_10_node_143 | 0.4 | n |  | TRUE
115 | bus_LV_769-5_0_10_node_176 | 0.4 | n |  | TRUE
116 | bus_LV_769-5_0_10_node_83 | 0.4 | n |  | TRUE
117 | bus_LV_769-5_0_10_node_85 | 0.4 | n |  | TRUE
118 | bus_LV_769-5_0_10_node_86 | 0.4 | n |  | TRUE
119 | bus_LV_769-5_0_10_node_95 | 0.4 | n |  | TRUE
120 | bus_LV_769-5_0_10_node_91 | 0.4 | n |  | TRUE
121 | bus_LV_769-5_0_10_node_87 | 0.4 | n |  | TRUE
122 | bus_LV_769-5_0_10_node_88 | 0.4 | n |  | TRUE
123 | bus_LV_769-5_0_10_node_89 | 0.4 | n |  | TRUE
124 | bus_LV_769-5_0_10_node_90 | 0.4 | n |  | TRUE
125 | bus_LV_769-5_0_10_node_168 | 0.4 | n |  | TRUE
126 | bus_LV_769-5_0_10_node_171 | 0.4 | n |  | TRUE
127 | bus_LV_769-5_0_10_node_92 | 0.4 | n |  | TRUE
128 | bus_LV_769-5_0_10_node_94 | 0.4 | n |  | TRUE
129 | bus_LV_769-5_0_10_node_96 | 0.4 | n |  | TRUE
130 | bus_LV_769-5_0_10_node_97 | 0.4 | n |  | TRUE
131 | bus_LV_769-5_0_10_node_127 | 0.4 | n |  | TRUE
132 | bus_LV_769-5_0_10_node_124 | 0.4 | n |  | TRUE
133 | bus_LV_769-5_0_10_node_101 | 0.4 | n |  | TRUE
134 | bus_LV_769-5_0_10_node_163 | 0.4 | n |  | TRUE
135 | bus_LV_769-5_0_10_node_128 | 0.4 | n |  | TRUE
136 | bus_LV_769-5_0_10_node_125 | 0.4 | n |  | TRUE
137 | bus_LV_769-5_0_10_node_100 | 0.4 | n |  | TRUE
138 | bus_LV_769-5_0_10_node_164 | 0.4 | n |  | TRUE
139 | bus_LV_769-5_0_10_node_169 | 0.4 | n |  | TRUE
140 | bus_LV_769-5_0_10_node_104 | 0.4 | n |  | TRUE
141 | bus_LV_769-5_0_10_node_105 | 0.4 | n |  | TRUE
142 | bus_LV_769-5_0_10_node_106 | 0.4 | n |  | TRUE
143 | bus_LV_769-5_0_10_node_108 | 0.4 | n |  | TRUE
144 | bus_LV_769-5_0_10_node_109 | 0.4 | n |  | TRUE
145 | bus_LV_769-5_0_10_node_110 | 0.4 | n |  | TRUE
146 | bus_LV_769-5_0_10_node_111 | 0.4 | n |  | TRUE
147 | bus_LV_769-5_0_10_node_113 | 0.4 | n |  | TRUE
148 | bus_LV_769-5_0_10_node_114 | 0.4 | n |  | TRUE
149 | bus_LV_769-5_0_10_node_116 | 0.4 | n |  | TRUE
150 | bus_LV_769-5_0_10_node_121 | 0.4 | n |  | TRUE
151 | bus_LV_769-5_0_10_node_119 | 0.4 | n |  | TRUE
152 | bus_LV_769-5_0_10_node_117 | 0.4 | n |  | TRUE
153 | bus_LV_769-5_0_10_node_118 | 0.4 | n |  | TRUE
154 | bus_LV_769-5_0_10_node_120 | 0.4 | n |  | TRUE
155 | bus_LV_769-5_0_10_node_122 | 0.4 | n |  | TRUE
156 | bus_LV_769-5_0_10_node_123 | 0.4 | n |  | TRUE
157 | bus_LV_769-5_0_10_node_126 | 0.4 | n |  | TRUE
158 | bus_LV_769-5_0_10_node_134 | 0.4 | n |  | TRUE
159 | bus_LV_769-5_0_10_node_151 | 0.4 | n |  | TRUE
160 | bus_LV_769-5_0_10_node_139 | 0.4 | n |  | TRUE
161 | bus_LV_769-5_0_10_node_140 | 0.4 | n |  | TRUE
162 | bus_LV_769-5_0_10_node_141 | 0.4 | n |  | TRUE
163 | bus_LV_769-5_0_10_node_142 | 0.4 | n |  | TRUE
164 | bus_LV_769-5_0_10_node_144 | 0.4 | n |  | TRUE
165 | bus_LV_769-5_0_10_node_154 | 0.4 | n |  | TRUE
166 | bus_LV_769-5_0_10_node_149 | 0.4 | n |  | TRUE
167 | bus_LV_769-5_0_10_node_150 | 0.4 | n |  | TRUE
168 | bus_LV_769-5_0_10_node_152 | 0.4 | n |  | TRUE
169 | bus_LV_769-5_0_10_node_161 | 0.4 | n |  | TRUE
170 | bus_LV_769-5_0_10_node_165 | 0.4 | n |  | TRUE
171 | bus_LV_769-5_0_10_node_166 | 0.4 | n |  | TRUE
172 | bus_LV_769-5_0_10_node_167 | 0.4 | n |  | TRUE
173 | bus_LV_769-5_0_10_node_170 | 0.4 | n |  | TRUE
174 | bus_LV_769-5_0_10_node_172 | 0.4 | n |  | TRUE
175 | bus_MV_118_0_node_30 | 20 | n |  | TRUE

## load
| name | bus | p_mw | q_mvar | const_z_percent | const_i_percent | sn_mva | scaling | in_service | type
0 | LV_769-5_0_10_load_0 | 0 | 0.021246 | 0.0053249 | 0 | 0 |  | 1 | TRUE | wye
1 | LV_769-5_0_10_load_1 | 1 | 0.0042226 | 0.0010583 | 0 | 0 |  | 1 | TRUE | wye
2 | LV_769-5_0_10_load_148 | 3 | 0.0054095 | 0.0013558 | 0 | 0 |  | 1 | TRUE | wye
3 | LV_769-5_0_10_load_155 | 5 | 0.010684 | 0.0026778 | 0 | 0 |  | 1 | TRUE | wye
4 | LV_769-5_0_10_load_146 | 6 | 0.0050895 | 0.0012755 | 0 | 0 |  | 1 | TRUE | wye
5 | LV_769-5_0_10_load_3 | 7 | 0.0059779 | 0.0014982 | 0 | 0 |  | 1 | TRUE | wye
6 | LV_769-5_0_10_load_4 | 8 | 0.0025211 | 0.00063184 | 0 | 0 |  | 1 | TRUE | wye
7 | LV_769-5_0_10_load_6 | 10 | 0.0020533 | 0.00051461 | 0 | 0 |  | 1 | TRUE | wye
8 | LV_769-5_0_10_load_84 | 12 | 0.0013232 | 0.00033162 | 0 | 0 |  | 1 | TRUE | wye
9 | LV_769-5_0_10_load_81 | 13 | 0.00084394 | 0.00021151 | 0 | 0 |  | 1 | TRUE | wye
10 | LV_769-5_0_10_load_82 | 15 | 0.0021461 | 0.00053786 | 0 | 0 |  | 1 | TRUE | wye
11 | LV_769-5_0_10_load_8 | 16 | 0.00020912 | 5.2411e-05 | 0 | 0 |  | 1 | TRUE | wye
12 | LV_769-5_0_10_load_9 | 17 | 0.0018295 | 0.00045853 | 0 | 0 |  | 1 | TRUE | wye
13 | LV_769-5_0_10_load_179 | 19 | 0.00051116 | 0.00012811 | 0 | 0 |  | 1 | TRUE | wye
14 | LV_769-5_0_10_load_11 | 20 | 0.00090153 | 0.00022594 | 0 | 0 |  | 1 | TRUE | wye
15 | LV_769-5_0_10_load_131 | 22 | 0.00043624 | 0.00010933 | 0 | 0 |  | 1 | TRUE | wye
16 | LV_769-5_0_10_load_130 | 23 | 0.00049064 | 0.00012296 | 0 | 0 |  | 1 | TRUE | wye
17 | LV_769-5_0_10_load_102 | 25 | 0.00064906 | 0.00016267 | 0 | 0 |  | 1 | TRUE | wye
18 | LV_769-5_0_10_load_13 | 26 | 0.002207 | 0.00055312 | 0 | 0 |  | 1 | TRUE | wye
19 | LV_769-5_0_10_load_14 | 27 | 0.0010217 | 0.00025605 | 0 | 0 |  | 1 | TRUE | wye
20 | LV_769-5_0_10_load_16 | 29 | 0.00045381 | 0.00011374 | 0 | 0 |  | 1 | TRUE | wye
21 | LV_769-5_0_10_load_37 | 32 | 0.00076125 | 0.00019079 | 0 | 0 |  | 1 | TRUE | wye
22 | LV_769-5_0_10_load_36 | 33 | 0.0011221 | 0.00028123 | 0 | 0 |  | 1 | TRUE | wye
23 | LV_769-5_0_10_load_26 | 34 | 0.0040047 | 0.0010037 | 0 | 0 |  | 1 | TRUE | wye
24 | LV_769-5_0_10_load_23 | 35 | 0.0025084 | 0.00062867 | 0 | 0 |  | 1 | TRUE | wye
25 | LV_769-5_0_10_load_43 | 36 | 0.00092762 | 0.00023248 | 0 | 0 |  | 1 | TRUE | wye
26 | LV_769-5_0_10_load_35 | 37 | 0.00035464 | 8.888e-05 | 0 | 0 |  | 1 | TRUE | wye
27 | LV_769-5_0_10_load_24 | 39 | 0.0026424 | 0.00066226 | 0 | 0 |  | 1 | TRUE | wye
28 | LV_769-5_0_10_load_19 | 40 | 0.0021249 | 0.00053255 | 0 | 0 |  | 1 | TRUE | wye
29 | LV_769-5_0_10_load_21 | 42 | 0.00046063 | 0.00011544 | 0 | 0 |  | 1 | TRUE | wye
30 | LV_769-5_0_10_load_30 | 44 | 0.00050025 | 0.00012537 | 0 | 0 |  | 1 | TRUE | wye
31 | LV_769-5_0_10_load_27 | 45 | 0.0033583 | 0.00084166 | 0 | 0 |  | 1 | TRUE | wye
32 | LV_769-5_0_10_load_31 | 46 | 0.00018844 | 4.7227e-05 | 0 | 0 |  | 1 | TRUE | wye
33 | LV_769-5_0_10_load_28 | 47 | 0.00087926 | 0.00022036 | 0 | 0 |  | 1 | TRUE | wye
34 | LV_769-5_0_10_load_25 | 48 | 0.0018327 | 0.00045933 | 0 | 0 |  | 1 | TRUE | wye
35 | LV_769-5_0_10_load_99 | 49 | 0.0017201 | 0.00043109 | 0 | 0 |  | 1 | TRUE | wye
36 | LV_769-5_0_10_load_98 | 50 | 0.00041815 | 0.0001048 | 0 | 0 |  | 1 | TRUE | wye
37 | LV_769-5_0_10_load_45 | 51 | 0.0025333 | 0.0006349 | 0 | 0 |  | 1 | TRUE | wye
38 | LV_769-5_0_10_load_41 | 52 | 0.0031237 | 0.00078288 | 0 | 0 |  | 1 | TRUE | wye
39 | LV_769-5_0_10_load_42 | 53 | 0.0012357 | 0.00030971 | 0 | 0 |  | 1 | TRUE | wye
40 | LV_769-5_0_10_load_32 | 55 | 0.00075312 | 0.00018875 | 0 | 0 |  | 1 | TRUE | wye
41 | LV_769-5_0_10_load_33 | 56 | 0.00071717 | 0.00017974 | 0 | 0 |  | 1 | TRUE | wye
42 | LV_769-5_0_10_load_34 | 57 | 0.00018672 | 4.6798e-05 | 0 | 0 |  | 1 | TRUE | wye
43 | LV_769-5_0_10_load_38 | 58 | 0.003564 | 0.00089321 | 0 | 0 |  | 1 | TRUE | wye
44 | LV_769-5_0_10_load_39 | 59 | 0.00095093 | 0.00023833 | 0 | 0 |  | 1 | TRUE | wye
45 | LV_769-5_0_10_load_138 | 61 | 0.0005292 | 0.00013263 | 0 | 0 |  | 1 | TRUE | wye
46 | LV_769-5_0_10_load_136 | 62 | 0.0014666 | 0.00036756 | 0 | 0 |  | 1 | TRUE | wye
47 | LV_769-5_0_10_load_46 | 63 | 0.016756 | 0.0041995 | 0 | 0 |  | 1 | TRUE | wye
48 | LV_769-5_0_10_load_156 | 66 | 0.0031803 | 0.00079706 | 0 | 0 |  | 1 | TRUE | wye
49 | LV_769-5_0_10_load_56 | 68 | 0.0023273 | 0.00058326 | 0 | 0 |  | 1 | TRUE | wye
50 | LV_769-5_0_10_load_51 | 70 | 0.0032712 | 0.00081985 | 0 | 0 |  | 1 | TRUE | wye
51 | LV_769-5_0_10_load_52 | 71 | 0.00053871 | 0.00013501 | 0 | 0 |  | 1 | TRUE | wye
52 | LV_769-5_0_10_load_54 | 72 | 0.00089966 | 0.00022548 | 0 | 0 |  | 1 | TRUE | wye
53 | LV_769-5_0_10_load_55 | 73 | 0.001557 | 0.00039021 | 0 | 0 |  | 1 | TRUE | wye
54 | LV_769-5_0_10_load_112 | 74 | 0.00053724 | 0.00013465 | 0 | 0 |  | 1 | TRUE | wye
55 | LV_769-5_0_10_load_107 | 76 | 0.00034433 | 8.6298e-05 | 0 | 0 |  | 1 | TRUE | wye
56 | LV_769-5_0_10_load_57 | 78 | 0.0023349 | 0.00058519 | 0 | 0 |  | 1 | TRUE | wye
57 | LV_769-5_0_10_load_132 | 80 | 0.002265 | 0.00056766 | 0 | 0 |  | 1 | TRUE | wye
58 | LV_769-5_0_10_load_153 | 81 | 0.0014789 | 0.00037065 | 0 | 0 |  | 1 | TRUE | wye
59 | LV_769-5_0_10_load_133 | 82 | 0.00093515 | 0.00023437 | 0 | 0 |  | 1 | TRUE | wye
60 | LV_769-5_0_10_load_60 | 83 | 0.014998 | 0.0037588 | 0 | 0 |  | 1 | TRUE | wye
61 | LV_769-5_0_10_load_61 | 84 | 0.021933 | 0.005497 | 0 | 0 |  | 1 | TRUE | wye
62 | LV_769-5_0_10_load_62 | 85 | 0.0040307 | 0.0010102 | 0 | 0 |  | 1 | TRUE | wye
63 | LV_769-5_0_10_load_63 | 86 | 0.008876 | 0.0022245 | 0 | 0 |  | 1 | TRUE | wye
64 | LV_769-5_0_10_load_157 | 87 | 0.0023462 | 0.00058802 | 0 | 0 |  | 1 | TRUE | wye
65 | LV_769-5_0_10_load_173 | 88 | 0.0029662 | 0.00074339 | 0 | 0 |  | 1 | TRUE | wye
66 | LV_769-5_0_10_load_65 | 89 | 0.024983 | 0.0062614 | 0 | 0 |  | 1 | TRUE | wye
67 | LV_769-5_0_10_load_66 | 90 | 0.031864 | 0.0079858 | 0 | 0 |  | 1 | TRUE | wye
68 | LV_769-5_0_10_load_68 | 92 | 0.015396 | 0.0038585 | 0 | 0 |  | 1 | TRUE | wye
69 | LV_769-5_0_10_load_69 | 93 | 0.015744 | 0.0039458 | 0 | 0 |  | 1 | TRUE | wye
70 | LV_769-5_0_10_load_175 | 94 | 0.010981 | 0.0027521 | 0 | 0 |  | 1 | TRUE | wye
71 | LV_769-5_0_10_load_174 | 96 | 0.0075802 | 0.0018998 | 0 | 0 |  | 1 | TRUE | wye
72 | LV_769-5_0_10_load_71 | 97 | 0.0019905 | 0.00049886 | 0 | 0 |  | 1 | TRUE | wye
73 | LV_769-5_0_10_load_72 | 98 | 0.0022186 | 0.00055604 | 0 | 0 |  | 1 | TRUE | wye
74 | LV_769-5_0_10_load_75 | 101 | 0.0044872 | 0.0011246 | 0 | 0 |  | 1 | TRUE | wye
75 | LV_769-5_0_10_load_73 | 105 | 0.02241 | 0.0056164 | 0 | 0 |  | 1 | TRUE | wye
76 | LV_769-5_0_10_load_178 | 106 | 0.024267 | 0.0060818 | 0 | 0 |  | 1 | TRUE | wye
77 | LV_769-5_0_10_load_177 | 110 | 0.0016025 | 0.00040163 | 0 | 0 |  | 1 | TRUE | wye
78 | LV_769-5_0_10_load_145 | 111 | 0.0075842 | 0.0019008 | 0 | 0 |  | 1 | TRUE | wye
79 | LV_769-5_0_10_load_160 | 112 | 0.004503 | 0.0011286 | 0 | 0 |  | 1 | TRUE | wye
80 | LV_769-5_0_10_load_158 | 113 | 0.016206 | 0.0040617 | 0 | 0 |  | 1 | TRUE | wye
81 | LV_769-5_0_10_load_143 | 114 | 0.011413 | 0.0028604 | 0 | 0 |  | 1 | TRUE | wye
82 | LV_769-5_0_10_load_176 | 115 | 0.023283 | 0.0058352 | 0 | 0 |  | 1 | TRUE | wye
83 | LV_769-5_0_10_load_83 | 116 | 0.00087779 | 0.00021999 | 0 | 0 |  | 1 | TRUE | wye
84 | LV_769-5_0_10_load_85 | 117 | 0.00092544 | 0.00023194 | 0 | 0 |  | 1 | TRUE | wye
85 | LV_769-5_0_10_load_86 | 118 | 0.00087846 | 0.00022016 | 0 | 0 |  | 1 | TRUE | wye
86 | LV_769-5_0_10_load_95 | 119 | 0.0024125 | 0.00060464 | 0 | 0 |  | 1 | TRUE | wye
87 | LV_769-5_0_10_load_91 | 120 | 0.00089777 | 0.000225 | 0 | 0 |  | 1 | TRUE | wye
88 | LV_769-5_0_10_load_87 | 121 | 0.00095633 | 0.00023968 | 0 | 0 |  | 1 | TRUE | wye
89 | LV_769-5_0_10_load_88 | 122 | 0.00089379 | 0.000224 | 0 | 0 |  | 1 | TRUE | wye
90 | LV_769-5_0_10_load_89 | 123 | 0.00066727 | 0.00016723 | 0 | 0 |  | 1 | TRUE | wye
91 | LV_769-5_0_10_load_90 | 124 | 0.00082047 | 0.00020563 | 0 | 0 |  | 1 | TRUE | wye
92 | LV_769-5_0_10_load_168 | 125 | 0.00082135 | 0.00020585 | 0 | 0 |  | 1 | TRUE | wye
93 | LV_769-5_0_10_load_171 | 126 | 0.0011223 | 0.00028126 | 0 | 0 |  | 1 | TRUE | wye
94 | LV_769-5_0_10_load_92 | 127 | 0.0012558 | 0.00031474 | 0 | 0 |  | 1 | TRUE | wye
95 | LV_769-5_0_10_load_127 | 131 | 0.0011448 | 0.00028691 | 0 | 0 |  | 1 | TRUE | wye
96 | LV_769-5_0_10_load_124 | 132 | 0.000482 | 0.0001208 | 0 | 0 |  | 1 | TRUE | wye
97 | LV_769-5_0_10_load_101 | 133 | 0.00038414 | 9.6274e-05 | 0 | 0 |  | 1 | TRUE | wye
98 | LV_769-5_0_10_load_163 | 134 | 0.00046104 | 0.00011555 | 0 | 0 |  | 1 | TRUE | wye
99 | LV_769-5_0_10_load_128 | 135 | 0.00038762 | 9.7146e-05 | 0 | 0 |  | 1 | TRUE | wye
100 | LV_769-5_0_10_load_125 | 136 | 0.00028203 | 7.0682e-05 | 0 | 0 |  | 1 | TRUE | wye
101 | LV_769-5_0_10_load_100 | 137 | 0.0005284 | 0.00013243 | 0 | 0 |  | 1 | TRUE | wye
102 | LV_769-5_0_10_load_164 | 138 | 0.0019002 | 0.00047625 | 0 | 0 |  | 1 | TRUE | wye
103 | LV_769-5_0_10_load_169 | 139 | 0.001273 | 0.00031904 | 0 | 0 |  | 1 | TRUE | wye
104 | LV_769-5_0_10_load_104 | 140 | 0.00097534 | 0.00024444 | 0 | 0 |  | 1 | TRUE | wye
105 | LV_769-5_0_10_load_108 | 143 | 0.00026633 | 6.6749e-05 | 0 | 0 |  | 1 | TRUE | wye
106 | LV_769-5_0_10_load_109 | 144 | 0.00089856 | 0.0002252 | 0 | 0 |  | 1 | TRUE | wye
107 | LV_769-5_0_10_load_110 | 145 | 0.000768 | 0.00019248 | 0 | 0 |  | 1 | TRUE | wye
108 | LV_769-5_0_10_load_111 | 146 | 0.00027489 | 6.8893e-05 | 0 | 0 |  | 1 | TRUE | wye
109 | LV_769-5_0_10_load_113 | 147 | 0.0015992 | 0.00040081 | 0 | 0 |  | 1 | TRUE | wye
110 | LV_769-5_0_10_load_114 | 148 | 0.00077474 | 0.00019417 | 0 | 0 |  | 1 | TRUE | wye
111 | LV_769-5_0_10_load_116 | 149 | 0.00061362 | 0.00015379 | 0 | 0 |  | 1 | TRUE | wye
112 | LV_769-5_0_10_load_121 | 150 | 0.00059687 | 0.00014959 | 0 | 0 |  | 1 | TRUE | wye
113 | LV_769-5_0_10_load_119 | 151 | 0.00013351 | 3.3461e-05 | 0 | 0 |  | 1 | TRUE | wye
114 | LV_769-5_0_10_load_117 | 152 | 0.00065634 | 0.00016449 | 0 | 0 |  | 1 | TRUE | wye
115 | LV_769-5_0_10_load_118 | 153 | 0.00016897 | 4.2347e-05 | 0 | 0 |  | 1 | TRUE | wye
116 | LV_769-5_0_10_load_122 | 155 | 0.00017619 | 4.4157e-05 | 0 | 0 |  | 1 | TRUE | wye
117 | LV_769-5_0_10_load_123 | 156 | 0.00055625 | 0.00013941 | 0 | 0 |  | 1 | TRUE | wye
118 | LV_769-5_0_10_load_126 | 157 | 0.00064097 | 0.00016064 | 0 | 0 |  | 1 | TRUE | wye
119 | LV_769-5_0_10_load_134 | 158 | 0.0017191 | 0.00043084 | 0 | 0 |  | 1 | TRUE | wye
120 | LV_769-5_0_10_load_151 | 159 | 0.0014885 | 0.00037305 | 0 | 0 |  | 1 | TRUE | wye
121 | LV_769-5_0_10_load_139 | 160 | 0.0015806 | 0.00039613 | 0 | 0 |  | 1 | TRUE | wye
122 | LV_769-5_0_10_load_140 | 161 | 0.0016166 | 0.00040516 | 0 | 0 |  | 1 | TRUE | wye
123 | LV_769-5_0_10_load_141 | 162 | 0.015347 | 0.0038464 | 0 | 0 |  | 1 | TRUE | wye
124 | LV_769-5_0_10_load_142 | 163 | 0.0029157 | 0.00073075 | 0 | 0 |  | 1 | TRUE | wye
125 | LV_769-5_0_10_load_144 | 164 | 0.017544 | 0.004397 | 0 | 0 |  | 1 | TRUE | wye
126 | LV_769-5_0_10_load_154 | 165 | 0.035354 | 0.0088606 | 0 | 0 |  | 1 | TRUE | wye
127 | LV_769-5_0_10_load_149 | 166 | 0.0086064 | 0.002157 | 0 | 0 |  | 1 | TRUE | wye
128 | LV_769-5_0_10_load_150 | 167 | 0.0015865 | 0.00039762 | 0 | 0 |  | 1 | TRUE | wye
129 | LV_769-5_0_10_load_152 | 168 | 0.0015907 | 0.00039866 | 0 | 0 |  | 1 | TRUE | wye
130 | LV_769-5_0_10_load_161 | 169 | 0.0015996 | 0.00040091 | 0 | 0 |  | 1 | TRUE | wye
131 | LV_769-5_0_10_load_165 | 170 | 0.00075038 | 0.00018806 | 0 | 0 |  | 1 | TRUE | wye
132 | LV_769-5_0_10_load_166 | 171 | 0.001705 | 0.0004273 | 0 | 0 |  | 1 | TRUE | wye
133 | LV_769-5_0_10_load_167 | 172 | 0.0022962 | 0.00057547 | 0 | 0 |  | 1 | TRUE | wye
134 | LV_769-5_0_10_load_170 | 173 | 0.0011298 | 0.00028315 | 0 | 0 |  | 1 | TRUE | wye
135 | LV_769-5_0_10_load_172 | 174 | 0.00063133 | 0.00015823 | 0 | 0 |  | 1 | TRUE | wye

## ext_grid
| name | bus | vm_pu | va_degree | slack_weight | in_service
0 |  | 163 | 1 | 0 | 1 | TRUE

## line
| name | std_type | from_bus | to_bus | length_km | r_ohm_per_km | x_ohm_per_km | c_nf_per_km | g_us_per_km | max_i_ka | df | parallel | type | in_service
0 | LV_769-5_0_10_line_0 |  | 0 | 1 | 0.015114 | 0.125 | 0.08 | 261 | 0 | 0.364 | 1 | 1 | cs | TRUE
1 | LV_769-5_0_10_line_1 |  | 1 | 2 | 0.0056154 | 0.125 | 0.08 | 261 | 0 | 0.364 | 1 | 1 | cs | TRUE
2 | LV_769-5_0_10_line_2 |  | 2 | 3 | 0.010193 | 0.125 | 0.08 | 261 | 0 | 0.364 | 1 | 1 | cs | TRUE
3 | LV_769-5_0_10_line_3 |  | 2 | 4 | 0.038317 | 0.125 | 0.08 | 261 | 0 | 0.364 | 1 | 1 | cs | TRUE
4 | LV_769-5_0_10_line_4 |  | 4 | 5 | 0.0020849 | 0.125 | 0.08 | 261 | 0 | 0.364 | 1 | 5 | cs | TRUE
5 | LV_769-5_0_10_line_5 |  | 4 | 6 | 0.022992 | 0.125 | 0.08 | 261 | 0 | 0.364 | 1 | 5 | cs | TRUE
6 | LV_769-5_0_10_line_6 |  | 5 | 165 | 0.021039 | 0.125 | 0.08 | 261 | 0 | 0.364 | 1 | 5 | cs | TRUE
7 | LV_769-5_0_10_line_7 |  | 6 | 164 | 0.0055385 | 0.125 | 0.08 | 261 | 0 | 0.364 | 1 | 5 | cs | TRUE
8 | LV_769-5_0_10_line_8 |  | 7 | 8 | 0.024241 | 0.125 | 0.08 | 261 | 0 | 0.364 | 1 | 1 | cs | TRUE
9 | LV_769-5_0_10_line_9 |  | 7 | 9 | 0.09768 | 0.125 | 0.08 | 261 | 0 | 0.364 | 1 | 1 | cs | TRUE
10 | LV_769-5_0_10_line_10 |  | 8 | 10 | 0.0064163 | 0.125 | 0.08 | 261 | 0 | 0.364 | 1 | 1 | cs | TRUE
11 | LV_769-5_0_10_line_11 |  | 9 | 11 | 0.053768 | 0.125 | 0.08 | 261 | 0 | 0.364 | 1 | 1 | cs | TRUE
12 | LV_769-5_0_10_line_12 |  | 11 | 12 | 0.076558 | 0.125 | 0.08 | 261 | 0 | 0.364 | 1 | 1 | cs | TRUE
13 | LV_769-5_0_10_line_13 |  | 11 | 13 | 0.015329 | 0.125 | 0.08 | 261 | 0 | 0.364 | 1 | 1 | cs | TRUE
14 | LV_769-5_0_10_line_14 |  | 12 | 14 | 0.082122 | 0.125 | 0.08 | 261 | 0 | 0.364 | 1 | 1 | cs | TRUE
15 | LV_769-5_0_10_line_15 |  | 13 | 15 | 0.0031896 | 0.125 | 0.08 | 261 | 0 | 0.364 | 1 | 1 | cs | TRUE
16 | LV_769-5_0_10_line_16 |  | 14 | 119 | 0.056704 | 0.125 | 0.08 | 261 | 0 | 0.364 | 1 | 1 | cs | TRUE
17 | LV_769-5_0_10_line_17 |  | 14 | 120 | 0.054519 | 0.125 | 0.08 | 261 | 0 | 0.364 | 1 | 1 | cs | TRUE
18 | LV_769-5_0_10_line_18 |  | 15 | 116 | 0.031329 | 0.125 | 0.08 | 261 | 0 | 0.364 | 1 | 1 | cs | TRUE
19 | LV_769-5_0_10_line_19 |  | 16 | 17 | 0.011848 | 0.125 | 0.08 | 261 | 0 | 0.364 | 1 | 1 | cs | TRUE
20 | LV_769-5_0_10_line_20 |  | 16 | 18 | 0.027287 | 0.125 | 0.08 | 261 | 0 | 0.364 | 1 | 1 | cs | TRUE
21 | LV_769-5_0_10_line_21 |  | 16 | 19 | 0.1711 | 0.125 | 0.08 | 261 | 0 | 0.364 | 1 | 1 | cs | TRUE
22 | LV_769-5_0_10_line_22 |  | 17 | 20 | 0.022006 | 0.125 | 0.08 | 261 | 0 | 0.364 | 1 | 1 | cs | TRUE
23 | LV_769-5_0_10_line_23 |  | 18 | 21 | 0.067906 | 0.125 | 0.08 | 261 | 0 | 0.364 | 1 | 1 | cs | TRUE
24 | LV_769-5_0_10_line_24 |  | 19 | 22 | 0.23903 | 0.125 | 0.08 | 261 | 0 | 0.364 | 1 | 1 | cs | TRUE
25 | LV_769-5_0_10_line_25 |  | 21 | 25 | 0.029237 | 0.125 | 0.08 | 261 | 0 | 0.364 | 1 | 1 | cs | TRUE
26 | LV_769-5_0_10_line_26 |  | 22 | 156 | 0.027534 | 0.125 | 0.08 | 261 | 0 | 0.364 | 1 | 1 | cs | TRUE
27 | LV_769-5_0_10_line_27 |  | 23 | 24 | 0.065789 | 0.125 | 0.08 | 261 | 0 | 0.364 | 1 | 1 | cs | TRUE
28 | LV_769-5_0_10_line_28 |  | 24 | 157 | 0.16423 | 0.125 | 0.08 | 261 | 0 | 0.364 | 1 | 1 | cs | TRUE
29 | LV_769-5_0_10_line_29 |  | 24 | 155 | 0.067776 | 0.125 | 0.08 | 261 | 0 | 0.364 | 1 | 1 | cs | TRUE
30 | LV_769-5_0_10_line_30 |  | 26 | 27 | 0.076868 | 0.125 | 0.08 | 261 | 0 | 0.364 | 1 | 1 | cs | TRUE
31 | LV_769-5_0_10_line_31 |  | 26 | 28 | 0.026602 | 0.125 | 0.08 | 261 | 0 | 0.364 | 1 | 1 | cs | TRUE
32 | LV_769-5_0_10_line_32 |  | 27 | 29 | 0.009122 | 0.125 | 0.08 | 261 | 0 | 0.364 | 1 | 1 | cs | TRUE
33 | LV_769-5_0_10_line_33 |  | 28 | 30 | 0.033118 | 0.125 | 0.08 | 261 | 0 | 0.364 | 1 | 1 | cs | TRUE
34 | LV_769-5_0_10_line_34 |  | 28 | 31 | 0.041672 | 0.125 | 0.08 | 261 | 0 | 0.364 | 1 | 1 | cs | TRUE
35 | LV_769-5_0_10_line_35 |  | 30 | 32 | 0.015752 | 0.125 | 0.08 | 261 | 0 | 0.364 | 1 | 1 | cs | TRUE
36 | LV_769-5_0_10_line_36 |  | 30 | 33 | 0.021014 | 0.125 | 0.08 | 261 | 0 | 0.364 | 1 | 1 | cs | TRUE
37 | LV_769-5_0_10_line_37 |  | 31 | 34 | 0.00040174 | 0.125 | 0.08 | 261 | 0 | 0.364 | 1 | 5 | cs | TRUE
38 | LV_769-5_0_10_line_38 |  | 31 | 35 | 0.021904 | 0.125 | 0.08 | 261 | 0 | 0.364 | 1 | 5 | cs | TRUE
39 | LV_769-5_0_10_line_39 |  | 32 | 36 | 0.0024262 | 0.125 | 0.08 | 261 | 0 | 0.364 | 1 | 1 | cs | TRUE
40 | LV_769-5_0_10_line_40 |  | 33 | 37 | 0.021776 | 0.125 | 0.08 | 261 | 0 | 0.364 | 1 | 1 | cs | TRUE
41 | LV_769-5_0_10_line_41 |  | 34 | 38 | 0.018345 | 0.125 | 0.08 | 261 | 0 | 0.364 | 1 | 5 | cs | TRUE
42 | LV_769-5_0_10_line_42 |  | 35 | 39 | 0.021525 | 0.125 | 0.08 | 261 | 0 | 0.364 | 1 | 5 | cs | TRUE
43 | LV_769-5_0_10_line_43 |  | 37 | 57 | 0.0071478 | 0.125 | 0.08 | 261 | 0 | 0.364 | 1 | 1 | cs | TRUE
44 | LV_769-5_0_10_line_44 |  | 38 | 51 | 0.1635 | 0.125 | 0.08 | 261 | 0 | 0.364 | 1 | 5 | cs | TRUE
45 | LV_769-5_0_10_line_45 |  | 38 | 52 | 0.0081767 | 0.125 | 0.08 | 261 | 0 | 0.364 | 1 | 1 | cs | TRUE
46 | LV_769-5_0_10_line_46 |  | 39 | 48 | 0.021538 | 0.125 | 0.08 | 261 | 0 | 0.364 | 1 | 5 | cs | TRUE
47 | LV_769-5_0_10_line_47 |  | 40 | 41 | 0.095072 | 0.125 | 0.08 | 261 | 0 | 0.364 | 1 | 1 | cs | TRUE
48 | LV_769-5_0_10_line_48 |  | 41 | 42 | 0.053286 | 0.125 | 0.08 | 261 | 0 | 0.364 | 1 | 1 | cs | TRUE
49 | LV_769-5_0_10_line_49 |  | 41 | 43 | 0.063424 | 0.125 | 0.08 | 261 | 0 | 0.364 | 1 | 1 | cs | TRUE
50 | LV_769-5_0_10_line_50 |  | 42 | 44 | 0.043869 | 0.125 | 0.08 | 261 | 0 | 0.364 | 1 | 1 | cs | TRUE
51 | LV_769-5_0_10_line_51 |  | 43 | 45 | 0.12392 | 0.125 | 0.08 | 261 | 0 | 0.364 | 1 | 1 | cs | TRUE
52 | LV_769-5_0_10_line_52 |  | 44 | 46 | 0.0058924 | 0.125 | 0.08 | 261 | 0 | 0.364 | 1 | 1 | cs | TRUE
53 | LV_769-5_0_10_line_53 |  | 45 | 47 | 0.011502 | 0.125 | 0.08 | 261 | 0 | 0.364 | 1 | 1 | cs | TRUE
54 | LV_769-5_0_10_line_54 |  | 46 | 55 | 0.017852 | 0.125 | 0.08 | 261 | 0 | 0.364 | 1 | 1 | cs | TRUE
55 | LV_769-5_0_10_line_55 |  | 48 | 49 | 0.012387 | 0.125 | 0.08 | 261 | 0 | 0.364 | 1 | 5 | cs | TRUE
56 | LV_769-5_0_10_line_56 |  | 49 | 50 | 0.0043278 | 0.125 | 0.08 | 261 | 0 | 0.364 | 1 | 5 | cs | TRUE
57 | LV_769-5_0_10_line_57 |  | 50 | 137 | 0.016818 | 0.125 | 0.08 | 261 | 0 | 0.364 | 1 | 5 | cs | TRUE
58 | LV_769-5_0_10_line_58 |  | 51 | 60 | 0.036884 | 0.125 | 0.08 | 261 | 0 | 0.364 | 1 | 5 | cs | TRUE
59 | LV_769-5_0_10_line_59 |  | 52 | 59 | 0.033165 | 0.125 | 0.08 | 261 | 0 | 0.364 | 1 | 1 | cs | TRUE
60 | LV_769-5_0_10_line_60 |  | 53 | 54 | 0.022549 | 0.125 | 0.08 | 261 | 0 | 0.364 | 1 | 1 | cs | TRUE
61 | LV_769-5_0_10_line_61 |  | 54 | 58 | 0.034094 | 0.125 | 0.08 | 261 | 0 | 0.364 | 1 | 1 | cs | TRUE
62 | LV_769-5_0_10_line_62 |  | 55 | 56 | 0.0021283 | 0.125 | 0.08 | 261 | 0 | 0.364 | 1 | 1 | cs | TRUE
63 | LV_769-5_0_10_line_63 |  | 56 | 57 | 0.055651 | 0.125 | 0.08 | 261 | 0 | 0.364 | 1 | 1 | cs | TRUE
64 | LV_769-5_0_10_line_64 |  | 58 | 59 | 0.00988 | 0.125 | 0.08 | 261 | 0 | 0.364 | 1 | 1 | cs | TRUE
65 | LV_769-5_0_10_line_65 |  | 60 | 61 | 0.016463 | 0.125 | 0.08 | 261 | 0 | 0.364 | 1 | 1 | cs | TRUE
66 | LV_769-5_0_10_line_66 |  | 60 | 62 | 0.02619 | 0.125 | 0.08 | 261 | 0 | 0.364 | 1 | 5 | cs | TRUE
67 | LV_769-5_0_10_line_67 |  | 61 | 160 | 0.0094236 | 0.125 | 0.08 | 261 | 0 | 0.364 | 1 | 1 | cs | TRUE
68 | LV_769-5_0_10_line_68 |  | 62 | 158 | 0.023582 | 0.125 | 0.08 | 261 | 0 | 0.364 | 1 | 5 | cs | TRUE
69 | LV_769-5_0_10_line_69 |  | 63 | 64 | 0.053966 | 0.125 | 0.08 | 261 | 0 | 0.364 | 1 | 1 | cs | TRUE
70 | LV_769-5_0_10_line_70 |  | 64 | 65 | 0.012832 | 0.125 | 0.08 | 261 | 0 | 0.364 | 1 | 1 | cs | TRUE
71 | LV_769-5_0_10_line_71 |  | 65 | 66 | 0.032255 | 0.125 | 0.08 | 261 | 0 | 0.364 | 1 | 1 | cs | TRUE
72 | LV_769-5_0_10_line_72 |  | 66 | 67 | 0.087819 | 0.125 | 0.08 | 261 | 0 | 0.364 | 1 | 1 | cs | TRUE
73 | LV_769-5_0_10_line_73 |  | 67 | 87 | 0.014983 | 0.125 | 0.08 | 261 | 0 | 0.364 | 1 | 1 | cs | TRUE
74 | LV_769-5_0_10_line_74 |  | 67 | 85 | 0.020762 | 0.125 | 0.08 | 261 | 0 | 0.364 | 1 | 1 | cs | TRUE
75 | LV_769-5_0_10_line_75 |  | 68 | 69 | 0.1155 | 0.125 | 0.08 | 261 | 0 | 0.364 | 1 | 1 | cs | TRUE
76 | LV_769-5_0_10_line_76 |  | 69 | 73 | 0.028302 | 0.125 | 0.08 | 261 | 0 | 0.364 | 1 | 1 | cs | TRUE
77 | LV_769-5_0_10_line_77 |  | 69 | 70 | 0.00042637 | 0.125 | 0.08 | 261 | 0 | 0.364 | 1 | 1 | cs | TRUE
78 | LV_769-5_0_10_line_78 |  | 70 | 71 | 0.082564 | 0.125 | 0.08 | 261 | 0 | 0.364 | 1 | 1 | cs | TRUE
79 | LV_769-5_0_10_line_79 |  | 71 | 72 | 0.10624 | 0.125 | 0.08 | 261 | 0 | 0.364 | 1 | 1 | cs | TRUE
80 | LV_769-5_0_10_line_80 |  | 72 | 74 | 0.0022278 | 0.125 | 0.08 | 261 | 0 | 0.364 | 1 | 1 | cs | TRUE
81 | LV_769-5_0_10_line_81 |  | 73 | 75 | 0.00975 | 0.125 | 0.08 | 261 | 0 | 0.364 | 1 | 1 | cs | TRUE
82 | LV_769-5_0_10_line_82 |  | 74 | 76 | 0.0031163 | 0.125 | 0.08 | 261 | 0 | 0.364 | 1 | 1 | cs | TRUE
83 | LV_769-5_0_10_line_83 |  | 75 | 77 | 0.064645 | 0.125 | 0.08 | 261 | 0 | 0.364 | 1 | 1 | cs | TRUE
84 | LV_769-5_0_10_line_84 |  | 75 | 78 | 0.038855 | 0.125 | 0.08 | 261 | 0 | 0.364 | 1 | 1 | cs | TRUE
85 | LV_769-5_0_10_line_85 |  | 76 | 141 | 0.064916 | 0.125 | 0.08 | 261 | 0 | 0.364 | 1 | 1 | cs | TRUE
86 | LV_769-5_0_10_line_86 |  | 77 | 79 | 0.13164 | 0.125 | 0.08 | 261 | 0 | 0.364 | 1 | 5 | cs | TRUE
87 | LV_769-5_0_10_line_87 |  | 77 | 80 | 0.14445 | 0.125 | 0.08 | 261 | 0 | 0.364 | 1 | 5 | cs | TRUE
88 | LV_769-5_0_10_line_88 |  | 79 | 81 | 0.12792 | 0.125 | 0.08 | 261 | 0 | 0.364 | 1 | 5 | cs | TRUE
89 | LV_769-5_0_10_line_89 |  | 80 | 82 | 0.021792 | 0.125 | 0.08 | 261 | 0 | 0.364 | 1 | 5 | cs | TRUE
90 | LV_769-5_0_10_line_90 |  | 81 | 159 | 0.0026624 | 0.125 | 0.08 | 261 | 0 | 0.364 | 1 | 5 | cs | TRUE
91 | LV_769-5_0_10_line_91 |  | 82 | 158 | 0.016957 | 0.125 | 0.08 | 261 | 0 | 0.364 | 1 | 5 | cs | TRUE
92 | LV_769-5_0_10_line_92 |  | 83 | 84 | 0.0063493 | 0.125 | 0.08 | 261 | 0 | 0.364 | 1 | 1 | cs | TRUE
93 | LV_769-5_0_10_line_93 |  | 83 | 85 | 0.081623 | 0.125 | 0.08 | 261 | 0 | 0.364 | 1 | 1 | cs | TRUE
94 | LV_769-5_0_10_line_94 |  | 84 | 86 | 0.015772 | 0.125 | 0.08 | 261 | 0 | 0.364 | 1 | 1 | cs | TRUE
95 | LV_769-5_0_10_line_95 |  | 87 | 88 | 0.0010222 | 0.125 | 0.08 | 261 | 0 | 0.364 | 1 | 1 | cs | TRUE
96 | LV_769-5_0_10_line_96 |  | 88 | 169 | 0.0076662 | 0.125 | 0.08 | 261 | 0 | 0.364 | 1 | 1 | cs | TRUE
97 | LV_769-5_0_10_line_97 |  | 89 | 90 | 0.025416 | 0.125 | 0.08 | 261 | 0 | 0.364 | 1 | 2 | cs | TRUE
98 | LV_769-5_0_10_line_98 |  | 89 | 91 | 0.033398 | 0.125 | 0.08 | 261 | 0 | 0.364 | 1 | 1 | cs | TRUE
99 | LV_769-5_0_10_line_99 |  | 90 | 92 | 0.036628 | 0.125 | 0.08 | 261 | 0 | 0.364 | 1 | 3 | cs | TRUE
100 | LV_769-5_0_10_line_100 |  | 91 | 93 | 0.037863 | 0.125 | 0.08 | 261 | 0 | 0.364 | 1 | 1 | cs | TRUE
101 | LV_769-5_0_10_line_101 |  | 91 | 94 | 0.0070222 | 0.125 | 0.08 | 261 | 0 | 0.364 | 1 | 1 | cs | TRUE
102 | LV_769-5_0_10_line_102 |  | 92 | 95 | 0.069233 | 0.125 | 0.08 | 261 | 0 | 0.364 | 1 | 5 | cs | TRUE
103 | LV_769-5_0_10_line_103 |  | 93 | 96 | 0.012685 | 0.125 | 0.08 | 261 | 0 | 0.364 | 1 | 1 | cs | TRUE
104 | LV_769-5_0_10_line_104 |  | 95 | 97 | 0.067636 | 0.125 | 0.08 | 261 | 0 | 0.364 | 1 | 5 | cs | TRUE
105 | LV_769-5_0_10_line_105 |  | 95 | 98 | 0.025764 | 0.125 | 0.08 | 261 | 0 | 0.364 | 1 | 1 | cs | TRUE
106 | LV_769-5_0_10_line_106 |  | 97 | 99 | 0.025686 | 0.125 | 0.08 | 261 | 0 | 0.364 | 1 | 5 | cs | TRUE
107 | LV_769-5_0_10_line_107 |  | 99 | 103 | 0.022288 | 0.125 | 0.08 | 261 | 0 | 0.364 | 1 | 5 | cs | TRUE
108 | LV_769-5_0_10_line_108 |  | 99 | 104 | 0.040518 | 0.125 | 0.08 | 261 | 0 | 0.364 | 1 | 1 | cs | TRUE
109 | LV_769-5_0_10_line_109 |  | 100 | 101 | 0.06644 | 0.125 | 0.08 | 261 | 0 | 0.364 | 1 | 5 | cs | TRUE
110 | LV_769-5_0_10_line_110 |  | 100 | 102 | 0.08104 | 0.125 | 0.08 | 261 | 0 | 0.364 | 1 | 5 | cs | TRUE
111 | LV_769-5_0_10_line_111 |  | 101 | 105 | 0.00681 | 0.125 | 0.08 | 261 | 0 | 0.364 | 1 | 5 | cs | TRUE
112 | LV_769-5_0_10_line_112 |  | 102 | 169 | 0.13549 | 0.125 | 0.08 | 261 | 0 | 0.364 | 1 | 2 | cs | TRUE
113 | LV_769-5_0_10_line_113 |  | 102 | 113 | 0.034785 | 0.125 | 0.08 | 261 | 0 | 0.364 | 1 | 5 | cs | TRUE
114 | LV_769-5_0_10_line_114 |  | 103 | 105 | 0.078131 | 0.125 | 0.08 | 261 | 0 | 0.364 | 1 | 5 | cs | TRUE
115 | LV_769-5_0_10_line_115 |  | 104 | 106 | 0.0063685 | 0.125 | 0.08 | 261 | 0 | 0.364 | 1 | 1 | cs | TRUE
116 | LV_769-5_0_10_line_116 |  | 106 | 110 | 0.055619 | 0.125 | 0.08 | 261 | 0 | 0.364 | 1 | 1 | cs | TRUE
117 | LV_769-5_0_10_line_117 |  | 107 | 108 | 0.058753 | 0.125 | 0.08 | 261 | 0 | 0.364 | 1 | 5 | cs | TRUE
118 | LV_769-5_0_10_line_118 |  | 107 | 109 | 0.05686 | 0.125 | 0.08 | 261 | 0 | 0.364 | 1 | 5 | cs | TRUE
119 | LV_769-5_0_10_line_119 |  | 108 | 111 | 0.083188 | 0.125 | 0.08 | 261 | 0 | 0.364 | 1 | 5 | cs | TRUE
120 | LV_769-5_0_10_line_120 |  | 109 | 112 | 0.036194 | 0.125 | 0.08 | 261 | 0 | 0.364 | 1 | 1 | cs | TRUE
121 | LV_769-5_0_10_line_121 |  | 109 | 113 | 0.0041475 | 0.125 | 0.08 | 261 | 0 | 0.364 | 1 | 5 | cs | TRUE
122 | LV_769-5_0_10_line_122 |  | 111 | 114 | 0.013774 | 0.125 | 0.08 | 261 | 0 | 0.364 | 1 | 5 | cs | TRUE
123 | LV_769-5_0_10_line_123 |  | 112 | 115 | 0.0009058 | 0.125 | 0.08 | 261 | 0 | 0.364 | 1 | 1 | cs | TRUE
124 | LV_769-5_0_10_line_124 |  | 114 | 162 | 0.034641 | 0.125 | 0.08 | 261 | 0 | 0.364 | 1 | 5 | cs | TRUE
125 | LV_769-5_0_10_line_125 |  | 116 | 117 | 0.012218 | 0.125 | 0.08 | 261 | 0 | 0.364 | 1 | 1 | cs | TRUE
126 | LV_769-5_0_10_line_126 |  | 117 | 118 | 0.01236 | 0.125 | 0.08 | 261 | 0 | 0.364 | 1 | 1 | cs | TRUE
127 | LV_769-5_0_10_line_127 |  | 118 | 121 | 0.017274 | 0.125 | 0.08 | 261 | 0 | 0.364 | 1 | 1 | cs | TRUE
128 | LV_769-5_0_10_line_128 |  | 120 | 127 | 0.028232 | 0.125 | 0.08 | 261 | 0 | 0.364 | 1 | 1 | cs | TRUE
129 | LV_769-5_0_10_line_129 |  | 121 | 122 | 0.010991 | 0.125 | 0.08 | 261 | 0 | 0.364 | 1 | 1 | cs | TRUE
130 | LV_769-5_0_10_line_130 |  | 122 | 123 | 0.00052926 | 0.125 | 0.08 | 261 | 0 | 0.364 | 1 | 1 | cs | TRUE
131 | LV_769-5_0_10_line_131 |  | 123 | 124 | 0.017188 | 0.125 | 0.08 | 261 | 0 | 0.364 | 1 | 1 | cs | TRUE
132 | LV_769-5_0_10_line_132 |  | 124 | 125 | 0.0074679 | 0.125 | 0.08 | 261 | 0 | 0.364 | 1 | 1 | cs | TRUE
133 | LV_769-5_0_10_line_133 |  | 125 | 126 | 0.0087494 | 0.125 | 0.08 | 261 | 0 | 0.364 | 1 | 1 | cs | TRUE
134 | LV_769-5_0_10_line_134 |  | 126 | 139 | 0.01211 | 0.125 | 0.08 | 261 | 0 | 0.364 | 1 | 1 | cs | TRUE
135 | LV_769-5_0_10_line_135 |  | 127 | 128 | 0.041721 | 0.125 | 0.08 | 261 | 0 | 0.364 | 1 | 1 | cs | TRUE
136 | LV_769-5_0_10_line_136 |  | 128 | 129 | 0.029289 | 0.125 | 0.08 | 261 | 0 | 0.364 | 1 | 1 | cs | TRUE
137 | LV_769-5_0_10_line_137 |  | 128 | 130 | 0.008871 | 0.125 | 0.08 | 261 | 0 | 0.364 | 1 | 1 | cs | TRUE
138 | LV_769-5_0_10_line_138 |  | 129 | 131 | 0.019765 | 0.125 | 0.08 | 261 | 0 | 0.364 | 1 | 1 | cs | TRUE
139 | LV_769-5_0_10_line_139 |  | 129 | 132 | 0.02457 | 0.125 | 0.08 | 261 | 0 | 0.364 | 1 | 1 | cs | TRUE
140 | LV_769-5_0_10_line_140 |  | 130 | 133 | 0.01428 | 0.125 | 0.08 | 261 | 0 | 0.364 | 1 | 1 | cs | TRUE
141 | LV_769-5_0_10_line_141 |  | 130 | 134 | 0.025199 | 0.125 | 0.08 | 261 | 0 | 0.364 | 1 | 1 | cs | TRUE
142 | LV_769-5_0_10_line_142 |  | 131 | 135 | 0.022165 | 0.125 | 0.08 | 261 | 0 | 0.364 | 1 | 1 | cs | TRUE
143 | LV_769-5_0_10_line_143 |  | 132 | 136 | 0.044553 | 0.125 | 0.08 | 261 | 0 | 0.364 | 1 | 1 | cs | TRUE
144 | LV_769-5_0_10_line_144 |  | 133 | 137 | 0.017356 | 0.125 | 0.08 | 261 | 0 | 0.364 | 1 | 2 | cs | TRUE
145 | LV_769-5_0_10_line_145 |  | 134 | 138 | 0.014426 | 0.125 | 0.08 | 261 | 0 | 0.364 | 1 | 1 | cs | TRUE
146 | LV_769-5_0_10_line_146 |  | 136 | 157 | 0.10578 | 0.125 | 0.08 | 261 | 0 | 0.364 | 1 | 1 | cs | TRUE
147 | LV_769-5_0_10_line_147 |  | 138 | 170 | 0.0064376 | 0.125 | 0.08 | 261 | 0 | 0.364 | 1 | 1 | cs | TRUE
148 | LV_769-5_0_10_line_148 |  | 139 | 173 | 0.010878 | 0.125 | 0.08 | 261 | 0 | 0.364 | 1 | 1 | cs | TRUE
149 | LV_769-5_0_10_line_149 |  | 140 | 141 | 0.012391 | 0.125 | 0.08 | 261 | 0 | 0.364 | 1 | 1 | cs | TRUE
150 | LV_769-5_0_10_line_150 |  | 140 | 142 | 0.012248 | 0.125 | 0.08 | 261 | 0 | 0.364 | 1 | 1 | cs | TRUE
151 | LV_769-5_0_10_line_151 |  | 141 | 143 | 0.014315 | 0.125 | 0.08 | 261 | 0 | 0.364 | 1 | 1 | cs | TRUE
152 | LV_769-5_0_10_line_152 |  | 142 | 144 | 0.038291 | 0.125 | 0.08 | 261 | 0 | 0.364 | 1 | 1 | cs | TRUE
153 | LV_769-5_0_10_line_153 |  | 142 | 145 | 0.040581 | 0.125 | 0.08 | 261 | 0 | 0.364 | 1 | 1 | cs | TRUE
154 | LV_769-5_0_10_line_154 |  | 144 | 146 | 0.0026298 | 0.125 | 0.08 | 261 | 0 | 0.364 | 1 | 1 | cs | TRUE
155 | LV_769-5_0_10_line_155 |  | 145 | 147 | 0.0023901 | 0.125 | 0.08 | 261 | 0 | 0.364 | 1 | 1 | cs | TRUE
156 | LV_769-5_0_10_line_156 |  | 147 | 148 | 0.019609 | 0.125 | 0.08 | 261 | 0 | 0.364 | 1 | 1 | cs | TRUE
157 | LV_769-5_0_10_line_157 |  | 149 | 150 | 0.0016933 | 0.125 | 0.08 | 261 | 0 | 0.364 | 1 | 1 | cs | TRUE
158 | LV_769-5_0_10_line_158 |  | 150 | 151 | 0.00081969 | 0.125 | 0.08 | 261 | 0 | 0.364 | 1 | 1 | cs | TRUE
159 | LV_769-5_0_10_line_159 |  | 151 | 152 | 0.0014847 | 0.125 | 0.08 | 261 | 0 | 0.364 | 1 | 1 | cs | TRUE
160 | LV_769-5_0_10_line_160 |  | 152 | 153 | 0.019396 | 0.125 | 0.08 | 261 | 0 | 0.364 | 1 | 1 | cs | TRUE
161 | LV_769-5_0_10_line_161 |  | 153 | 154 | 0.036563 | 0.125 | 0.08 | 261 | 0 | 0.364 | 1 | 1 | cs | TRUE
162 | LV_769-5_0_10_line_162 |  | 154 | 155 | 0.025349 | 0.125 | 0.08 | 261 | 0 | 0.364 | 1 | 1 | cs | TRUE
163 | LV_769-5_0_10_line_163 |  | 154 | 156 | 0.02923 | 0.125 | 0.08 | 261 | 0 | 0.364 | 1 | 1 | cs | TRUE
164 | LV_769-5_0_10_line_164 |  | 159 | 166 | 0.047498 | 0.125 | 0.08 | 261 | 0 | 0.364 | 1 | 5 | cs | TRUE
165 | LV_769-5_0_10_line_165 |  | 160 | 161 | 0.0099012 | 0.125 | 0.08 | 261 | 0 | 0.364 | 1 | 1 | cs | TRUE
166 | LV_769-5_0_10_line_166 |  | 162 | 163 | 0.0014741 | 0.125 | 0.08 | 261 | 0 | 0.364 | 1 | 5 | cs | TRUE
167 | LV_769-5_0_10_line_167 |  | 163 | 164 | 0.024348 | 0.125 | 0.08 | 261 | 0 | 0.364 | 1 | 5 | cs | TRUE
168 | LV_769-5_0_10_line_168 |  | 165 | 168 | 0.0036786 | 0.125 | 0.08 | 261 | 0 | 0.364 | 1 | 5 | cs | TRUE
169 | LV_769-5_0_10_line_169 |  | 166 | 167 | 0.0012927 | 0.125 | 0.08 | 261 | 0 | 0.364 | 1 | 5 | cs | TRUE
170 | LV_769-5_0_10_line_170 |  | 167 | 168 | 3.8072e-06 | 0.125 | 0.08 | 261 | 0 | 0.364 | 1 | 5 | cs | TRUE
171 | LV_769-5_0_10_line_171 |  | 170 | 171 | 0.0017748 | 0.125 | 0.08 | 261 | 0 | 0.364 | 1 | 1 | cs | TRUE
172 | LV_769-5_0_10_line_172 |  | 171 | 172 | 0.016506 | 0.125 | 0.08 | 261 | 0 | 0.364 | 1 | 1 | cs | TRUE
173 | LV_769-5_0_10_line_173 |  | 173 | 174 | 0.0059702 | 0.125 | 0.08 | 261 | 0 | 0.364 | 1 | 1 | cs | TRUE

## trafo
| name | std_type | hv_bus | lv_bus | sn_mva | vn_hv_kv | vn_lv_kv | vk_percent | vkr_percent | pfe_kw | i0_percent | shift_degree | tap_side | tap_neutral | tap_min | tap_max | tap_step_percent | tap_step_degree | tap_pos | tap_phase_shifter | parallel | df | in_service
0 | LV_769-5_0_10_trafo_142 | 0.63 MVA 20/0.4 kV | 175 | 163 | 0.63 | 20 | 0.4 | 6 | 1.206 | 1.65 | 0.2619 | 150 | hv | 0 | -2 | 2 | 2.5 | 0 | 0 | FALSE | 1 | 1 | TRUE

## line_geodata
| x0 | y0 | x1 | y1 | x2 | y2 | x3 | y3 | x4 | y4 | x5 | y5 | x6 | y6 | x7 | y7 | x8 | y8 | x9 | y9 | x10 | y10 | x11 | y11 | x12 | y12 | x13 | y13 | x14 | y14
0 | 2616702.284 | 1170014.0095 | 2616700.653 | 1170016.3966 | 2616693.7517 | 1170026.4849
1 | 2616690.5666 | 1170031.1095 | 2616691.1043 | 1170030.355 | 2616693.7517 | 1170026.4849
2 | 2616690.5666 | 1170031.1095 | 2616684.6983 | 1170039.453
3 | 2616690.5666 | 1170031.1095 | 2616658.7525 | 1170009.6217
4 | 2616658.7525 | 1170009.6217 | 2616657.0147 | 1170008.4697
5 | 2616658.7525 | 1170009.6217 | 2616646.0637 | 1170028.7949
6 | 2616657.0147 | 1170008.4697 | 2616639.4791 | 1169996.8456
7 | 2616646.0637 | 1170028.7949 | 2616643.0071 | 1170033.4135
8 | 2615812.803 | 1169707.8801 | 2615831.6215 | 1169723.1602
9 | 2615738.9743 | 1169673.3919 | 2615747.3971 | 1169676.849 | 2615751.6974 | 1169676.7491 | 2615753.498 | 1169675.7533 | 2615759.0984 | 1169670.0539 | 2615765.2972 | 1169666.6462 | 2615770.702 | 1169665.5487 | 2615774.7018 | 1169666.2484 | 2615778.6003 | 1169667.6482 | 2615784.4033 | 1169672.2546 | 2615789.0039 | 1169677.2469 | 2615802.0015 | 1169698.4472 | 2615804.3972 | 1169701.0548 | 2615812.803 | 1169707.8801
10 | 2615836.6025 | 1169727.2047 | 2615831.6215 | 1169723.1602
11 | 2615738.9743 | 1169673.3919 | 2615743.8308 | 1169662.488 | 2615745.6006 | 1169658.6463 | 2615747.7278 | 1169652.7489 | 2615750.9032 | 1169643.9527 | 2615752.3326 | 1169644.5012 | 2615759.2959 | 1169647.1874 | 2615771.4188 | 1169651.8437
12 | 2615771.4188 | 1169651.8437 | 2615777.1744 | 1169654.0821 | 2615793.998 | 1169660.5738 | 2615796.9636 | 1169661.7933 | 2615816.056 | 1169669.6362 | 2615842.3613 | 1169680.6101
13 | 2615771.4188 | 1169651.8437 | 2615773.5507 | 1169647.0802 | 2615776.0039 | 1169645.2746 | 2615777.8026 | 1169645.0236 | 2615781.1981 | 1169645.6772 | 2615782.8028 | 1169646.4707 | 2615782.8028 | 1169646.4707
14 | 2615917.9499 | 1169712.7038 | 2615910.7969 | 1169709.45 | 2615867.7373 | 1169691.294 | 2615847.0023 | 1169682.5462 | 2615842.3613 | 1169680.6101
15 | 2615785.156 | 1169648.6006 | 2615784.1468 | 1169647.4748 | 2615782.8028 | 1169646.4707
16 | 2615939.8496 | 1169697.5763 | 2615946.9531 | 1169702.1752 | 2615948.7543 | 1169703.8808 | 2615950.1033 | 1169705.8743 | 2615951.4477 | 1169709.6241 | 2615951.2978 | 1169711.3246 | 2615949.8973 | 1169714.3224 | 2615948.2481 | 1169715.93 | 2615945.8511 | 1169716.724 | 2615942.0491 | 1169716.4805 | 2615935.9475 | 1169714.9303 | 2615925.453 | 1169710.8783 | 2615922.9523 | 1169710.3714 | 2615920.0512 | 1169710.8751 | 2615917.9499 | 1169712.7038
17 | 2615917.9499 | 1169712.7038 | 2615928.3043 | 1169717.6559 | 2615942.5013 | 1169724.8526 | 2615958.2008 | 1169733.8542 | 2615965.8132 | 1169738.7068
18 | 2615785.156 | 1169648.6006 | 2615787.6028 | 1169651.3302 | 2615793.1971 | 1169653.7794 | 2615796.2028 | 1169654.2764 | 2615802.9489 | 1169652.2709 | 2615804.6478 | 1169652.1753 | 2615806.751 | 1169652.5254 | 2615813.8745 | 1169655.2809
19 | 2616007.2187 | 1169347.4473 | 2616008.7043 | 1169348.8498 | 2616013.6203 | 1169357.3331
20 | 2615981.5294 | 1169347.277 | 2615985.1013 | 1169344.9519 | 2615987.5982 | 1169344.047 | 2615991.004 | 1169343.7559 | 2616003.0979 | 1169345.0553 | 2616006.6969 | 1169346.9547 | 2616007.2187 | 1169347.4473
21 | 2616007.2187 | 1169347.4473 | 2616153.8989 | 1169259.3476
22 | 2616024.6538 | 1169376.3727 | 2616013.6203 | 1169357.3331
23 | 2615981.5294 | 1169347.277 | 2615984.2973 | 1169350.9528 | 2616009.9985 | 1169391.6526 | 2616012.9989 | 1169397.0522 | 2616014.1986 | 1169400.546 | 2616014.5972 | 1169403.1484 | 2616014.4982 | 1169405.8495
24 | 2616304.3982 | 1169445.0462 | 2616153.8989 | 1169259.3476
25 | 2616014.4982 | 1169405.8495 | 2616012.7018 | 1169410.9473 | 2616009.1031 | 1169414.7507 | 2616003.0044 | 1169417.7472 | 2615999.7039 | 1169418.75 | 2615993.3039 | 1169419.9559 | 2615991.4652 | 1169419.9266
26 | 2616304.3982 | 1169445.0462 | 2616326.5526 | 1169461.3965
27 | 2616250.9015 | 1169526.0537 | 2616290.6002 | 1169550.5509 | 2616306.7239 | 1169561.111
28 | 2616306.7239 | 1169561.111 | 2616305.7008 | 1169563.1537 | 2616297.2972 | 1169580.951 | 2616292.7987 | 1169589.2541 | 2616289.2005 | 1169595.6476 | 2616279.403 | 1169611.1512 | 2616271.4011 | 1169621.9462 | 2616263.3019 | 1169631.9516 | 2616257.501 | 1169638.0501 | 2616252.4999 | 1169642.65 | 2616248.6038 | 1169646.0524 | 2616237.6025 | 1169654.049 | 2616223.3044 | 1169661.7477 | 2616207.9011 | 1169667.8538 | 2616194.524 | 1169672.1295
29 | 2616306.7239 | 1169561.111 | 2616323.5978 | 1169526.3502 | 2616330.0972 | 1169513.8504 | 2616337.8746 | 1169500.9687
30 | 2616127.6382 | 1169898.7845 | 2616165.15 | 1169939.9205 | 2616169.8972 | 1169944.2798 | 2616171.7013 | 1169944.8739 | 2616174.7031 | 1169943.8814 | 2616179.7026 | 1169939.7705 | 2616182.5528 | 1169938.2774
31 | 2616108.7922 | 1169880.0617 | 2616118.1501 | 1169888.3798 | 2616127.6382 | 1169898.7845
32 | 2616190.7989 | 1169941.7458 | 2616185.551 | 1169938.6301 | 2616182.5528 | 1169938.2774
33 | 2616089.2564 | 1169906.8341 | 2616108.4469 | 1169880.4276 | 2616108.7922 | 1169880.0617
34 | 2616140.5238 | 1169853.3664 | 2616137.0468 | 1169857.4814 | 2616131.8469 | 1169862.1254 | 2616129.4019 | 1169863.7308 | 2616121.7533 | 1169868.5238 | 2616118.8485 | 1169870.4281 | 2616114.1019 | 1169874.373 | 2616108.8612 | 1169879.984 | 2616108.7922 | 1169880.0617
35 | 2616089.2564 | 1169906.8341 | 2616101.9989 | 1169916.0953
36 | 2616089.2564 | 1169906.8341 | 2616087.4517 | 1169909.3305 | 2616076.9681 | 1169923.8813
37 | 2616140.8578 | 1169853.5896 | 2616140.5238 | 1169853.3664
38 | 2616140.5238 | 1169853.3664 | 2616122.2262 | 1169841.326
39 | 2616101.9989 | 1169916.0953 | 2616103.9615 | 1169917.5217
40 | 2616064.1054 | 1169941.4518 | 2616069.4971 | 1169934.2508 | 2616076.9681 | 1169923.8813
41 | 2616156.1118 | 1169863.7801 | 2616140.8578 | 1169853.5896
42 | 2616104.2453 | 1169829.494 | 2616122.2262 | 1169841.326
43 | 2616059.8214 | 1169947.1735 | 2616064.1054 | 1169941.4518
44 | 2616156.1118 | 1169863.7801 | 2616160.4937 | 1169858.8672 | 2616188.4485 | 1169831.2727 | 2616202.2973 | 1169819.7708 | 2616218.548 | 1169808.531 | 2616238.6042 | 1169796.2455 | 2616253.8005 | 1169787.3486 | 2616274.2589 | 1169776.3427 | 2616286.9007 | 1169769.9514 | 2616288.1556 | 1169769.4616
45 | 2616156.1118 | 1169863.7801 | 2616162.9426 | 1169868.2743
46 | 2616104.2453 | 1169829.494 | 2616087.8543 | 1169818.7082 | 2616086.253 | 1169817.6544
47 | 2615949.2793 | 1170083.6735 | 2615940.0971 | 1170087.0509 | 2615925.3033 | 1170091.7475 | 2615895.6973 | 1170099.451 | 2615867.004 | 1170106.3456 | 2615857.6483 | 1170108.7716
48 | 2615949.2793 | 1170083.6735 | 2615951.7989 | 1170082.7463 | 2615954.703 | 1170081.0532 | 2615980.4984 | 1170062.0564 | 2615987.3985 | 1170056.6497 | 2615990.4968 | 1170053.8565 | 2615991.988 | 1170052.1501
49 | 2615949.2793 | 1170083.6735 | 2615951.4999 | 1170085.8471 | 2615952.8013 | 1170088.4519 | 2615956.299 | 1170099.5556 | 2615961.7005 | 1170119.7467 | 2615964.199 | 1170129.6472 | 2615964.9805 | 1170134.9853 | 2615969.6043 | 1170136.8541 | 2615971.7037 | 1170138.5494 | 2615972.7871 | 1170139.6861
50 | 2615991.988 | 1170052.1501 | 2615993.2979 | 1170050.6512 | 2615999.0043 | 1170042.4511 | 2616004.5996 | 1170032.85 | 2616007.898 | 1170026.7557 | 2616013.3948 | 1170014.048
51 | 2615972.7871 | 1170139.6861 | 2615980.8974 | 1170148.1564 | 2616012.7972 | 1170175.4548 | 2616027.4029 | 1170189.6563 | 2616038.0004 | 1170200.6456 | 2616050.1978 | 1170214.1515 | 2616063.2982 | 1170223.9746
52 | 2616016.0081 | 1170008.7762 | 2616014.6031 | 1170011.2546 | 2616013.3948 | 1170014.048
53 | 2616072.5008 | 1170230.8749 | 2616063.2982 | 1170223.9746
54 | 2616016.0081 | 1170008.7762 | 2616018.8002 | 1170003.8509 | 2616026.0449 | 1169994.0465
55 | 2616075.9058 | 1169810.845 | 2616086.253 | 1169817.6544
56 | 2616072.2922 | 1169808.4634 | 2616074.0988 | 1169809.6558 | 2616075.9058 | 1169810.845
57 | 2616058.2558 | 1169799.1989 | 2616072.2922 | 1169808.4634
58 | 2616324.2026 | 1169763.4491 | 2616312.6031 | 1169763.551 | 2616306.4037 | 1169764.2457 | 2616300.6014 | 1169765.2528 | 2616295.1038 | 1169766.7498 | 2616288.1556 | 1169769.4616
59 | 2616162.9426 | 1169868.2743 | 2616190.649 | 1169886.503
60 | 2616227.3855 | 1169910.6729 | 2616225.1031 | 1169925.7522 | 2616224.1982 | 1169929.3515 | 2616222.9319 | 1169932.7071
61 | 2616227.3855 | 1169910.6729 | 2616198.9028 | 1169891.9334
62 | 2616027.3097 | 1169992.3348 | 2616026.0449 | 1169994.0465
63 | 2616027.3097 | 1169992.3348 | 2616038.3038 | 1169977.4561 | 2616055.799 | 1169952.5457 | 2616059.8214 | 1169947.1735
64 | 2616198.9028 | 1169891.9334 | 2616190.649 | 1169886.503
65 | 2616324.2026 | 1169763.4491 | 2616326.5549 | 1169747.1549
66 | 2616324.2026 | 1169763.4491 | 2616338.5976 | 1169765.1556 | 2616350.1256 | 1169767.12
67 | 2616326.5549 | 1169747.1549 | 2616327.8987 | 1169737.8462 | 2616327.9033 | 1169737.8284
68 | 2616373.372 | 1169771.0812 | 2616350.1256 | 1169767.12
69 | 2616908.8397 | 1169948.9653 | 2616910.5997 | 1169946.1466 | 2616925.4015 | 1169925.3554 | 2616930.7568 | 1169920.0789 | 2616931.7005 | 1169919.1478 | 2616936.4998 | 1169915.6484 | 2616937.7262 | 1169914.8737 | 2616945.2513 | 1169910.1465
70 | 2616902.672 | 1169960.2092 | 2616906.1036 | 1169953.3487 | 2616908.8397 | 1169948.9653
71 | 2616902.672 | 1169960.2092 | 2616873.7308 | 1169974.4506
72 | 2616799.399 | 1170020.651 | 2616805.5994 | 1170016.7552 | 2616820.9572 | 1170004.9254 | 2616830.4035 | 1169997.6481 | 2616838.4969 | 1169992.6237 | 2616849.5011 | 1169986.3735 | 2616873.7308 | 1169974.4506
73 | 2616799.399 | 1170020.651 | 2616789.0039 | 1170025.2466 | 2616785.5699 | 1170026.3833
74 | 2616799.399 | 1170020.651 | 2616813.5657 | 1170013.409 | 2616817.9953 | 1170011.43
75 | 2616657.6143 | 1169776.5233 | 2616658.5039 | 1169778.549 | 2616660.9984 | 1169781.2462 | 2616665.8975 | 1169783.1496 | 2616671.097 | 1169784.3534 | 2616683.0978 | 1169788.5554 | 2616691.3033 | 1169792.847 | 2616730.298 | 1169818.8459 | 2616755.5987 | 1169835.3054
76 | 2616657.6143 | 1169776.5233 | 2616655.7987 | 1169777.3521 | 2616649.8034 | 1169778.9474 | 2616641.8972 | 1169779.8482 | 2616629.7622 | 1169780.3327
77 | 2616657.6143 | 1169776.5233 | 2616657.9931 | 1169776.3277
78 | 2616657.9931 | 1169776.3277 | 2616662.6024 | 1169773.9469 | 2616664.8032 | 1169772.1521 | 2616691.1976 | 1169745.3561 | 2616696.2023 | 1169739.5559 | 2616706.8982 | 1169725.9565 | 2616713.8725 | 1169716.2384
79 | 2616769.0576 | 1169626.2636 | 2616760.197 | 1169648.9545 | 2616755.5027 | 1169658.6463 | 2616752.3968 | 1169663.9515 | 2616742.999 | 1169675.6535 | 2616713.8725 | 1169716.2384
80 | 2616769.868 | 1169624.1884 | 2616769.0576 | 1169626.2636
81 | 2616620.02 | 1169780.7217 | 2616629.7622 | 1169780.3327
82 | 2616769.868 | 1169624.1884 | 2616771.0015 | 1169621.2856
83 | 2616555.2307 | 1169783.1112 | 2616556.1032 | 1169783.0469 | 2616620.02 | 1169780.7217
84 | 2616620.02 | 1169780.7217 | 2616615.6013 | 1169771.049 | 2616613.704 | 1169765.4521 | 2616613.2972 | 1169763.1498 | 2616613.2982 | 1169754.4454 | 2616614.4367 | 1169743.2342
85 | 2616795.6455 | 1169561.2312 | 2616794.721 | 1169563.4742 | 2616792.5328 | 1169568.9264 | 2616774.0991 | 1169613.353 | 2616771.0015 | 1169621.2856
86 | 2616555.2307 | 1169783.1112 | 2616554.9992 | 1169786.6457 | 2616553.201 | 1169792.2547 | 2616547.6021 | 1169802.7557 | 2616506.6971 | 1169864.8527 | 2616487.0506 | 1169895.0586
87 | 2616555.2307 | 1169783.1112 | 2616502.498 | 1169786.146 | 2616472.8024 | 1169786.6539 | 2616466.4989 | 1169786.2476 | 2616450.5975 | 1169784.2476 | 2616439.8985 | 1169782.4175 | 2616411.5707 | 1169777.5904
88 | 2616487.0506 | 1169895.0586 | 2616494.1071 | 1169899.8469 | 2616499.6973 | 1169903.6531 | 2616506.9985 | 1169908.4532 | 2616527.9024 | 1169921.9507 | 2616553.8981 | 1169939.5531 | 2616588.5402 | 1169962.3598 | 2616593.8785 | 1169965.8763
89 | 2616411.5707 | 1169777.5904 | 2616390.088 | 1169773.9297
90 | 2616593.8785 | 1169965.8763 | 2616596.1002 | 1169967.3433
91 | 2616390.088 | 1169773.9297 | 2616373.372 | 1169771.0812
92 | 2616899.1909 | 1170031.0908 | 2616893.9107 | 1170027.5647
93 | 2616817.9953 | 1170011.43 | 2616824.5202 | 1170008.5149 | 2616836.4675 | 1170006.992 | 2616845.9075 | 1170007.4297 | 2616855.1304 | 1170008.8895 | 2616866.4097 | 1170010.9666 | 2616876.6628 | 1170016.109 | 2616886.9037 | 1170022.8855 | 2616893.9107 | 1170027.5647
94 | 2616899.1909 | 1170031.0908 | 2616899.1909 | 1170031.0908 | 2616910.2615 | 1170036.6468 | 2616912.293 | 1170033.9389
95 | 2616784.5995 | 1170026.7045 | 2616785.5699 | 1170026.3833
96 | 2616784.5995 | 1170026.7045 | 2616777.3217 | 1170029.1136
97 | 2616830.7171 | 1170200.2377 | 2616815.4465 | 1170220.5543
98 | 2616852.8592 | 1170175.3004 | 2616845.9973 | 1170183.2519 | 2616835.5015 | 1170193.8724 | 2616830.7171 | 1170200.2377
99 | 2616815.4465 | 1170220.5543 | 2616809.7532 | 1170228.1289 | 2616793.7585 | 1170250.0706
100 | 2616852.8592 | 1170175.3004 | 2616852.2866 | 1170174.8764 | 2616849.1716 | 1170172.5776 | 2616849.0036 | 1170172.4549 | 2616845.6502 | 1170170.5557 | 2616837.4998 | 1170165.9528 | 2616824.8986 | 1170160.6482 | 2616818.9168 | 1170159.0765
101 | 2616858.2884 | 1170170.8467 | 2616852.8592 | 1170175.3004
102 | 2616735.8633 | 1170277.7261 | 2616747.7498 | 1170278.6262 | 2616760.2536 | 1170277.6271 | 2616766.9979 | 1170276.1229 | 2616772.0007 | 1170273.6245 | 2616776.5006 | 1170270.3798 | 2616782.0007 | 1170265.1258 | 2616788.2492 | 1170257.6283 | 2616793.7585 | 1170250.0706
103 | 2616808.0514 | 1170152.5305 | 2616818.9168 | 1170159.0765
104 | 2616735.8633 | 1170277.7261 | 2616717.0021 | 1170275.8728 | 2616689.9997 | 1170271.6292 | 2616677.7539 | 1170270.6281 | 2616668.6953 | 1170270.345
105 | 2616735.8633 | 1170277.7261 | 2616732.9032 | 1170280.2525 | 2616730.6976 | 1170281.0467 | 2616728.1032 | 1170281.3508 | 2616711.1886 | 1170281.1086
106 | 2616643.0558 | 1170268.8535 | 2616661.7503 | 1170270.128 | 2616668.6953 | 1170270.345
107 | 2616632.094 | 1170251.6924 | 2616635.6006 | 1170261.8516 | 2616639.2846 | 1170268.6874 | 2616643.0558 | 1170268.8535
108 | 2616602.8414 | 1170272.7223 | 2616614.2542 | 1170270.6305 | 2616625.7495 | 1170269.1281 | 2616637.9994 | 1170268.6283 | 2616639.2846 | 1170268.6874 | 2616643.0558 | 1170268.8535
109 | 2616717.4996 | 1170171.0546 | 2616714.9972 | 1170237.4479
110 | 2616717.4996 | 1170171.0546 | 2616699.9582 | 1170170.4613 | 2616693.3914 | 1170168.5977 | 2616688.9777 | 1170165.5395 | 2616686.3 | 1170154.4932 | 2616688.3752 | 1170145.5166 | 2616682.1967 | 1170136.0503 | 2616679.9551 | 1170130.5191 | 2616682.6007 | 1170117.253
111 | 2616714.9972 | 1170237.4479 | 2616708.463 | 1170239.3664
112 | 2616682.6007 | 1170117.253 | 2616686.8022 | 1170114.052 | 2616692.4982 | 1170107.1531 | 2616702.5018 | 1170089.1495 | 2616709.7969 | 1170073.951 | 2616718.3041 | 1170060.3455 | 2616720.4003 | 1170057.65 | 2616725.1033 | 1170052.9495 | 2616726.8203 | 1170051.7759 | 2616732.301 | 1170048.0559 | 2616742.7991 | 1170042.1488 | 2616748.3994 | 1170039.4519 | 2616759.697 | 1170034.9477 | 2616777.3217 | 1170029.1136
113 | 2616682.6007 | 1170117.253 | 2616677.8033 | 1170120.1523 | 2616672.2042 | 1170122.4491 | 2616668.5287 | 1170123.5729 | 2616663.4058 | 1170125.2484 | 2616650.0907 | 1170129.2182
114 | 2616632.094 | 1170251.6924 | 2616638.0975 | 1170249.7524 | 2616640.9984 | 1170249.249 | 2616652.8039 | 1170249.0482 | 2616668.7999 | 1170249.5482 | 2616675.8018 | 1170248.9562 | 2616708.463 | 1170239.3664
115 | 2616602.8414 | 1170272.7223 | 2616596.5836 | 1170273.9047
116 | 2616542.6188 | 1170287.1143 | 2616555.5017 | 1170283.1307 | 2616574.2516 | 1170278.1241 | 2616596.5836 | 1170273.9047
117 | 2616547.5888 | 1170122.3723 | 2616579.5028 | 1170143.6486 | 2616596.6093 | 1170154.968
118 | 2616596.6093 | 1170154.968 | 2616601.3015 | 1170148.5555 | 2616602.2533 | 1170147.4242 | 2616603.4042 | 1170146.2268 | 2616608.8538 | 1170142.6288 | 2616615.5023 | 1170139.8458 | 2616646.1161 | 1170130.4032
119 | 2616547.5888 | 1170122.3723 | 2616552.6978 | 1170114.6269 | 2616553.5042 | 1170113.5286 | 2616554.5474 | 1170112.5309 | 2616556.7996 | 1170111.481 | 2616560.3032 | 1170111.6797 | 2616563.0011 | 1170112.6765 | 2616584.7969 | 1170127.0547 | 2616600.3098 | 1170103.0965 | 2616601.5007 | 1170101.2544 | 2616604.3486 | 1170096.6826
120 | 2616646.1161 | 1170130.4032 | 2616646.0977 | 1170128.7468 | 2616646.7997 | 1170126.6477 | 2616648.3985 | 1170123.9507 | 2616651.2566 | 1170119.6342 | 2616664.5016 | 1170099.6062
121 | 2616646.1161 | 1170130.4032 | 2616650.0907 | 1170129.2182
122 | 2616604.3486 | 1170096.6826 | 2616606.2499 | 1170093.6303 | 2616610.6464 | 1170084.4512
123 | 2616664.5016 | 1170099.6062 | 2616665.0013 | 1170098.8506
124 | 2616628.7562 | 1170054.9472 | 2616624.5019 | 1170061.3755 | 2616616.5022 | 1170074.1265 | 2616611.9982 | 1170081.629 | 2616610.6464 | 1170084.4512
125 | 2615813.8745 | 1169655.2809 | 2615822 | 1169658.4239 | 2615825.1522 | 1169658.4767 | 2615825.4791 | 1169658.3436
126 | 2615833.7183 | 1169649.4469 | 2615828.8537 | 1169656.2297 | 2615826.753 | 1169657.825 | 2615825.4791 | 1169658.3436
127 | 2615847.4972 | 1169642.7497 | 2615843.2531 | 1169641.8269 | 2615840.0996 | 1169642.2744 | 2615837.854 | 1169643.6804 | 2615833.7183 | 1169649.4469
128 | 2615965.8132 | 1169738.7068 | 2615973.1032 | 1169743.354 | 2615989.4941 | 1169754.0773
129 | 2615847.4972 | 1169642.7497 | 2615847.4972 | 1169642.7497 | 2615857.6439 | 1169646.9754
130 | 2615858.1324 | 1169647.1788 | 2615857.6439 | 1169646.9754
131 | 2615858.1324 | 1169647.1788 | 2615873.9995 | 1169653.7868
132 | 2615873.9995 | 1169653.7868 | 2615880.8934 | 1169656.6579
133 | 2615880.8934 | 1169656.6579 | 2615888.9703 | 1169660.0216
134 | 2615900.1495 | 1169664.6773 | 2615888.9703 | 1169660.0216
135 | 2616024.4074 | 1169776.9182 | 2616009.3759 | 1169767.0844 | 2615989.4941 | 1169754.0773
136 | 2616024.4074 | 1169776.9182 | 2616026.3032 | 1169774.6776 | 2616029.2005 | 1169772.7288 | 2616031.6993 | 1169771.0235 | 2616036.2044 | 1169768.7232 | 2616050.5377 | 1169764.8594
137 | 2616031.8006 | 1169781.8514 | 2616024.4074 | 1169776.9182
138 | 2616050.5377 | 1169764.8594 | 2616052.0499 | 1169760.1722 | 2616052.047 | 1169758.3713 | 2616050.3043 | 1169751.9745 | 2616048.4984 | 1169749.1794 | 2616047.3532 | 1169748.2314 | 2616045.9012 | 1169747.5717
139 | 2616050.5377 | 1169764.8594 | 2616057.7505 | 1169762.8776 | 2616069.8268 | 1169758.9967 | 2616070.6998 | 1169758.7211 | 2616073.9073 | 1169757.345
140 | 2616031.8006 | 1169781.8514 | 2616043.768 | 1169789.6422
141 | 2616031.8006 | 1169781.8514 | 2616022.6007 | 1169794.5556 | 2616016.3488 | 1169801.7264
142 | 2616024.4041 | 1169752.2724 | 2616042.1986 | 1169747.3728 | 2616045.9012 | 1169747.5717
143 | 2616073.9073 | 1169757.345 | 2616078.8117 | 1169755.241 | 2616088.1492 | 1169751.2306 | 2616095.9485 | 1169747.3717 | 2616104.1479 | 1169742.6801 | 2616113.2126 | 1169736.6169
144 | 2616043.768 | 1169789.6422 | 2616044.4032 | 1169790.0557 | 2616058.2558 | 1169799.1989
145 | 2616006.2891 | 1169812.0361 | 2616011.7028 | 1169807.0551 | 2616016.3488 | 1169801.7264
146 | 2616113.2126 | 1169736.6169 | 2616118.351 | 1169733.1799 | 2616128.1987 | 1169724.4241 | 2616139.5022 | 1169712.0258 | 2616145.2976 | 1169705.049 | 2616157.9983 | 1169690.9537 | 2616163.9038 | 1169685.7558 | 2616170.5034 | 1169681.349 | 2616175.2004 | 1169678.8493 | 2616180.9988 | 1169676.4525 | 2616194.524 | 1169672.1295
147 | 2616006.2891 | 1169812.0361 | 2616001.5517 | 1169816.3949
148 | 2615900.1495 | 1169664.6773 | 2615910.1917 | 1169668.8595
149 | 2616795.6455 | 1169561.2312 | 2616800.3604 | 1169549.7724
150 | 2616805.0209 | 1169538.4459 | 2616800.3604 | 1169549.7724
151 | 2616795.6455 | 1169561.2312 | 2616782.8087 | 1169554.8959
152 | 2616805.0209 | 1169538.4459 | 2616774.8534 | 1169523.8211 | 2616770.7492 | 1169521.3986
153 | 2616805.0209 | 1169538.4459 | 2616807.4014 | 1169532.6496 | 2616819.8062 | 1169500.6549
154 | 2616770.7492 | 1169521.3986 | 2616768.4844 | 1169520.0619
155 | 2616820.6702 | 1169498.4265 | 2616819.8062 | 1169500.6549
156 | 2616820.6702 | 1169498.4265 | 2616827.7587 | 1169480.1438
157 | 2616384.1915 | 1169429.5847 | 2616383.1423 | 1169430.9138
158 | 2616382.6345 | 1169431.5572 | 2616383.1423 | 1169430.9138
159 | 2616381.7146 | 1169432.7226 | 2616382.6345 | 1169431.5572
160 | 2616381.7146 | 1169432.7226 | 2616369.697 | 1169447.9469
161 | 2616350.0711 | 1169478.7536 | 2616353.8014 | 1169471.649 | 2616369.697 | 1169447.9469
162 | 2616350.0711 | 1169478.7536 | 2616340.6041 | 1169496.4479 | 2616337.8746 | 1169500.9687
163 | 2616350.0711 | 1169478.7536 | 2616326.5526 | 1169461.3965
164 | 2616596.1002 | 1169967.3433 | 2616621.097 | 1169983.8492 | 2616632.3974 | 1169992.1512 | 2616635.3323 | 1169994.0967
165 | 2616330.4037 | 1169728.2481 | 2616327.9033 | 1169737.8284
166 | 2616628.7562 | 1170054.9472 | 2616629.5697 | 1170053.7179
167 | 2616643.0071 | 1170033.4135 | 2616629.5697 | 1170053.7179
168 | 2616636.413 | 1169994.8131 | 2616639.4791 | 1169996.8456
169 | 2616636.4098 | 1169994.811 | 2616635.3323 | 1169994.0967
170 | 2616636.4098 | 1169994.811 | 2616636.413 | 1169994.8131
171 | 2616000.2456 | 1169817.5965 | 2616001.5517 | 1169816.3949
172 | 2616000.2456 | 1169817.5965 | 2615992.9806 | 1169824.2808 | 2615988.0992 | 1169828.7731
173 | 2615915.703 | 1169671.1547 | 2615910.1917 | 1169668.8595

## bus_geodata
| x | y | coords
0 | 2616702.284 | 1170014.0095
1 | 2616693.7517 | 1170026.4849
2 | 2616690.5666 | 1170031.1094
3 | 2616684.6983 | 1170039.453
4 | 2616658.7525 | 1170009.6217
5 | 2616657.0147 | 1170008.4697
6 | 2616646.0637 | 1170028.7949
7 | 2615812.803 | 1169707.8801
8 | 2615831.6215 | 1169723.1602
9 | 2615738.9743 | 1169673.3919
10 | 2615836.6025 | 1169727.2047
11 | 2615771.4188 | 1169651.8437
12 | 2615842.3613 | 1169680.6101
13 | 2615782.8028 | 1169646.4707
14 | 2615917.9499 | 1169712.7038
15 | 2615785.156 | 1169648.6006
16 | 2616007.2187 | 1169347.4473
17 | 2616013.6203 | 1169357.3331
18 | 2615981.5294 | 1169347.277
19 | 2616153.8989 | 1169259.3476
20 | 2616024.6538 | 1169376.3727
21 | 2616014.4982 | 1169405.8495
22 | 2616304.3982 | 1169445.0462
23 | 2616250.9015 | 1169526.0537
24 | 2616306.7239 | 1169561.111
25 | 2615991.4652 | 1169419.9266
26 | 2616127.6382 | 1169898.7845
27 | 2616182.5528 | 1169938.2774
28 | 2616108.7922 | 1169880.0617
29 | 2616190.7989 | 1169941.7458
30 | 2616089.2564 | 1169906.8341
31 | 2616140.5238 | 1169853.3664
32 | 2616101.9989 | 1169916.0953
33 | 2616076.9681 | 1169923.8813
34 | 2616140.8578 | 1169853.5896
35 | 2616122.2262 | 1169841.326
36 | 2616103.9615 | 1169917.5217
37 | 2616064.1054 | 1169941.4518
38 | 2616156.1118 | 1169863.7801
39 | 2616104.2453 | 1169829.494
40 | 2615857.6483 | 1170108.7716
41 | 2615949.2793 | 1170083.6735
42 | 2615991.988 | 1170052.1501
43 | 2615972.7871 | 1170139.6861
44 | 2616013.3948 | 1170014.048
45 | 2616063.2982 | 1170223.9746
46 | 2616016.0081 | 1170008.7762
47 | 2616072.5008 | 1170230.8749
48 | 2616086.253 | 1169817.6544
49 | 2616075.9058 | 1169810.845
50 | 2616072.2922 | 1169808.4634
51 | 2616288.1556 | 1169769.4616
52 | 2616162.9426 | 1169868.2743
53 | 2616222.9319 | 1169932.7071
54 | 2616227.3855 | 1169910.6729
55 | 2616026.0449 | 1169994.0465
56 | 2616027.3097 | 1169992.3348
57 | 2616059.8214 | 1169947.1735
58 | 2616198.9028 | 1169891.9334
59 | 2616190.649 | 1169886.503
60 | 2616324.2026 | 1169763.4491
61 | 2616326.5549 | 1169747.1549
62 | 2616350.1256 | 1169767.12
63 | 2616945.2513 | 1169910.1466
64 | 2616908.8397 | 1169948.9653
65 | 2616902.672 | 1169960.2092
66 | 2616873.7308 | 1169974.4506
67 | 2616799.399 | 1170020.651
68 | 2616755.5987 | 1169835.3054
69 | 2616657.6143 | 1169776.5233
70 | 2616657.9931 | 1169776.3277
71 | 2616713.8725 | 1169716.2384
72 | 2616769.0576 | 1169626.2636
73 | 2616629.7622 | 1169780.3327
74 | 2616769.868 | 1169624.1884
75 | 2616620.02 | 1169780.7217
76 | 2616771.0015 | 1169621.2856
77 | 2616555.2307 | 1169783.1112
78 | 2616614.4367 | 1169743.2342
79 | 2616487.0506 | 1169895.0586
80 | 2616411.5707 | 1169777.5904
81 | 2616593.8785 | 1169965.8763
82 | 2616390.088 | 1169773.9297
83 | 2616893.9107 | 1170027.5647
84 | 2616899.1909 | 1170031.0908
85 | 2616817.9953 | 1170011.43
86 | 2616912.293 | 1170033.9388
87 | 2616785.5699 | 1170026.3833
88 | 2616784.5995 | 1170026.7045
89 | 2616830.7171 | 1170200.2377
90 | 2616815.4465 | 1170220.5543
91 | 2616852.8592 | 1170175.3004
92 | 2616793.7585 | 1170250.0706
93 | 2616818.9168 | 1170159.0765
94 | 2616858.2884 | 1170170.8467
95 | 2616735.8633 | 1170277.7261
96 | 2616808.0514 | 1170152.5305
97 | 2616668.6953 | 1170270.345
98 | 2616711.1886 | 1170281.1086
99 | 2616643.0558 | 1170268.8535
100 | 2616717.4996 | 1170171.0546
101 | 2616714.9972 | 1170237.4479
102 | 2616682.6007 | 1170117.253
103 | 2616632.094 | 1170251.6924
104 | 2616602.8414 | 1170272.7223
105 | 2616708.463 | 1170239.3664
106 | 2616596.5836 | 1170273.9047
107 | 2616596.6093 | 1170154.968
108 | 2616547.5888 | 1170122.3723
109 | 2616646.1161 | 1170130.4033
110 | 2616542.6188 | 1170287.1143
111 | 2616604.3486 | 1170096.6826
112 | 2616664.5016 | 1170099.6062
113 | 2616650.0907 | 1170129.2182
114 | 2616610.6464 | 1170084.4512
115 | 2616665.0013 | 1170098.8506
116 | 2615813.8745 | 1169655.2809
117 | 2615825.4791 | 1169658.3436
118 | 2615833.7183 | 1169649.4469
119 | 2615939.8496 | 1169697.5763
120 | 2615965.8132 | 1169738.7068
121 | 2615847.4972 | 1169642.7497
122 | 2615857.6439 | 1169646.9754
123 | 2615858.1324 | 1169647.1788
124 | 2615873.9995 | 1169653.7868
125 | 2615880.8934 | 1169656.6579
126 | 2615888.9703 | 1169660.0216
127 | 2615989.4941 | 1169754.0773
128 | 2616024.4074 | 1169776.9182
129 | 2616050.5377 | 1169764.8594
130 | 2616031.8006 | 1169781.8514
131 | 2616045.9012 | 1169747.5717
132 | 2616073.9073 | 1169757.345
133 | 2616043.768 | 1169789.6422
134 | 2616016.3488 | 1169801.7264
135 | 2616024.4041 | 1169752.2724
136 | 2616113.2126 | 1169736.6169
137 | 2616058.2558 | 1169799.1989
138 | 2616006.2891 | 1169812.0361
139 | 2615900.1495 | 1169664.6773
140 | 2616800.3604 | 1169549.7724
141 | 2616795.6455 | 1169561.2312
142 | 2616805.0209 | 1169538.4459
143 | 2616782.8087 | 1169554.8959
144 | 2616770.7492 | 1169521.3986
145 | 2616819.8062 | 1169500.6549
146 | 2616768.4844 | 1169520.0619
147 | 2616820.6702 | 1169498.4265
148 | 2616827.7587 | 1169480.1438
149 | 2616384.1915 | 1169429.5847
150 | 2616383.1423 | 1169430.9138
151 | 2616382.6345 | 1169431.5572
152 | 2616381.7146 | 1169432.7226
153 | 2616369.697 | 1169447.9469
154 | 2616350.0711 | 1169478.7536
155 | 2616337.8746 | 1169500.9687
156 | 2616326.5526 | 1169461.3965
157 | 2616194.524 | 1169672.1295
158 | 2616373.372 | 1169771.0812
159 | 2616596.1002 | 1169967.3433
160 | 2616327.9033 | 1169737.8284
161 | 2616330.4037 | 1169728.2481
162 | 2616628.7562 | 1170054.9472
163 | 2616629.5697 | 1170053.7179
164 | 2616643.0071 | 1170033.4135
165 | 2616639.4791 | 1169996.8456
166 | 2616635.3323 | 1169994.0967
167 | 2616636.4098 | 1169994.811
168 | 2616636.413 | 1169994.8131
169 | 2616777.3217 | 1170029.1136
170 | 2616001.5517 | 1169816.3949
171 | 2616000.2456 | 1169817.5965
172 | 2615988.0992 | 1169828.7731
173 | 2615910.1917 | 1169668.8595
174 | 2615915.703 | 1169671.1547
175 | 2616658.7525 | 1170009.6217

## line_std_types
| c_nf_per_km | r_ohm_per_km | x_ohm_per_km | max_i_ka | type | q_mm2 | alpha | voltage_rating
NAYY 4x50 SE | 210 | 0.642 | 0.083 | 0.142 | cs | 50 | 0.00403 | LV
NAYY 4x120 SE | 264 | 0.225 | 0.08 | 0.242 | cs | 120 | 0.00403 | LV
NAYY 4x150 SE | 261 | 0.208 | 0.08 | 0.27 | cs | 150 | 0.00403 | LV
NA2XS2Y 1x95 RM/25 12/20 kV | 216 | 0.313 | 0.132 | 0.252 | cs | 95 | 0.00403 | MV
NA2XS2Y 1x185 RM/25 12/20 kV | 273 | 0.161 | 0.117 | 0.362 | cs | 185 | 0.00403 | MV
NA2XS2Y 1x240 RM/25 12/20 kV | 304 | 0.122 | 0.112 | 0.421 | cs | 240 | 0.00403 | MV
NA2XS2Y 1x95 RM/25 6/10 kV | 315 | 0.313 | 0.123 | 0.249 | cs | 95 | 0.00403 | MV
NA2XS2Y 1x185 RM/25 6/10 kV | 406 | 0.161 | 0.11 | 0.358 | cs | 185 | 0.00403 | MV
NA2XS2Y 1x240 RM/25 6/10 kV | 456 | 0.122 | 0.105 | 0.416 | cs | 240 | 0.00403 | MV
NA2XS2Y 1x150 RM/25 12/20 kV | 250 | 0.206 | 0.116 | 0.319 | cs | 150 | 0.00403 | MV
NA2XS2Y 1x120 RM/25 12/20 kV | 230 | 0.253 | 0.119 | 0.283 | cs | 120 | 0.00403 | MV
NA2XS2Y 1x70 RM/25 12/20 kV | 190 | 0.443 | 0.132 | 0.22 | cs | 70 | 0.00403 | MV
NA2XS2Y 1x150 RM/25 6/10 kV | 360 | 0.206 | 0.11 | 0.315 | cs | 150 | 0.00403 | MV
NA2XS2Y 1x120 RM/25 6/10 kV | 340 | 0.253 | 0.113 | 0.28 | cs | 120 | 0.00403 | MV
NA2XS2Y 1x70 RM/25 6/10 kV | 280 | 0.443 | 0.123 | 0.217 | cs | 70 | 0.00403 | MV
N2XS(FL)2Y 1x120 RM/35 64/110 kV | 112 | 0.153 | 0.166 | 0.366 | cs | 120 | 0.00393 | HV
N2XS(FL)2Y 1x185 RM/35 64/110 kV | 125 | 0.099 | 0.156 | 0.457 | cs | 185 | 0.00393 | HV
N2XS(FL)2Y 1x240 RM/35 64/110 kV | 135 | 0.075 | 0.149 | 0.526 | cs | 240 | 0.00393 | HV
N2XS(FL)2Y 1x300 RM/35 64/110 kV | 144 | 0.06 | 0.144 | 0.588 | cs | 300 | 0.00393 | HV
15-AL1/3-ST1A 0.4 | 11 | 1.8769 | 0.35 | 0.105 | ol | 16 | 0.00403 | LV
24-AL1/4-ST1A 0.4 | 11.25 | 1.2012 | 0.335 | 0.14 | ol | 24 | 0.00403 | LV
48-AL1/8-ST1A 0.4 | 12.2 | 0.5939 | 0.3 | 0.21 | ol | 48 | 0.00403 | LV
94-AL1/15-ST1A 0.4 | 13.2 | 0.306 | 0.29 | 0.35 | ol | 94 | 0.00403 | LV
34-AL1/6-ST1A 10.0 | 9.7 | 0.8342 | 0.36 | 0.17 | ol | 34 | 0.00403 | MV
48-AL1/8-ST1A 10.0 | 10.1 | 0.5939 | 0.35 | 0.21 | ol | 48 | 0.00403 | MV
70-AL1/11-ST1A 10.0 | 10.4 | 0.4132 | 0.339 | 0.29 | ol | 70 | 0.00403 | MV
94-AL1/15-ST1A 10.0 | 10.75 | 0.306 | 0.33 | 0.35 | ol | 94 | 0.00403 | MV
122-AL1/20-ST1A 10.0 | 11.1 | 0.2376 | 0.323 | 0.41 | ol | 122 | 0.00403 | MV
149-AL1/24-ST1A 10.0 | 11.25 | 0.194 | 0.315 | 0.47 | ol | 149 | 0.00403 | MV
34-AL1/6-ST1A 20.0 | 9.15 | 0.8342 | 0.382 | 0.17 | ol | 34 | 0.00403 | MV
48-AL1/8-ST1A 20.0 | 9.5 | 0.5939 | 0.372 | 0.21 | ol | 48 | 0.00403 | MV
70-AL1/11-ST1A 20.0 | 9.7 | 0.4132 | 0.36 | 0.29 | ol | 70 | 0.00403 | MV
94-AL1/15-ST1A 20.0 | 10 | 0.306 | 0.35 | 0.35 | ol | 94 | 0.00403 | MV
122-AL1/20-ST1A 20.0 | 10.3 | 0.2376 | 0.344 | 0.41 | ol | 122 | 0.00403 | MV
149-AL1/24-ST1A 20.0 | 10.5 | 0.194 | 0.337 | 0.47 | ol | 149 | 0.00403 | MV
184-AL1/30-ST1A 20.0 | 10.75 | 0.1571 | 0.33 | 0.535 | ol | 184 | 0.00403 | MV
243-AL1/39-ST1A 20.0 | 11 | 0.1188 | 0.32 | 0.645 | ol | 243 | 0.00403 | MV
48-AL1/8-ST1A 110.0 | 8 | 0.5939 | 0.46 | 0.21 | ol | 48 | 0.00403 | HV
70-AL1/11-ST1A 110.0 | 8.4 | 0.4132 | 0.45 | 0.29 | ol | 70 | 0.00403 | HV
94-AL1/15-ST1A 110.0 | 8.65 | 0.306 | 0.44 | 0.35 | ol | 94 | 0.00403 | HV
122-AL1/20-ST1A 110.0 | 8.5 | 0.2376 | 0.43 | 0.41 | ol | 122 | 0.00403 | HV
149-AL1/24-ST1A 110.0 | 8.75 | 0.194 | 0.41 | 0.47 | ol | 149 | 0.00403 | HV
184-AL1/30-ST1A 110.0 | 8.8 | 0.1571 | 0.4 | 0.535 | ol | 184 | 0.00403 | HV
243-AL1/39-ST1A 110.0 | 9 | 0.1188 | 0.39 | 0.645 | ol | 243 | 0.00403 | HV
305-AL1/39-ST1A 110.0 | 9.2 | 0.0949 | 0.38 | 0.74 | ol | 305 | 0.00403 | HV
490-AL1/64-ST1A 110.0 | 9.75 | 0.059 | 0.37 | 0.96 | ol | 490 | 0.00403 | HV
679-AL1/86-ST1A 110.0 | 9.95 | 0.042 | 0.36 | 1.15 | ol | 679 | 0.00403 | HV
490-AL1/64-ST1A 220.0 | 10 | 0.059 | 0.285 | 0.96 | ol | 490 | 0.00403 | HV
679-AL1/86-ST1A 220.0 | 11.7 | 0.042 | 0.275 | 1.15 | ol | 679 | 0.00403 | HV
490-AL1/64-ST1A 380.0 | 11 | 0.059 | 0.253 | 0.96 | ol | 490 | 0.00403 | HV
679-AL1/86-ST1A 380.0 | 14.6 | 0.042 | 0.25 | 1.15 | ol | 679 | 0.00403 | HV

## trafo_std_types
| i0_percent | pfe_kw | vkr_percent | sn_mva | vn_lv_kv | vn_hv_kv | vk_percent | shift_degree | vector_group | tap_side | tap_neutral | tap_min | tap_max | tap_step_degree | tap_step_percent | tap_phase_shifter
160 MVA 380/110 kV | 0.06 | 60 | 0.25 | 160 | 110 | 380 | 12.2 | 0 | Yy0 | hv | 0 | -9 | 9 | 0 | 1.5 | FALSE
100 MVA 220/110 kV | 0.06 | 55 | 0.26 | 100 | 110 | 220 | 12 | 0 | Yy0 | hv | 0 | -9 | 9 | 0 | 1.5 | FALSE
63 MVA 110/20 kV | 0.04 | 22 | 0.32 | 63 | 20 | 110 | 18 | 150 | YNd5 | hv | 0 | -9 | 9 | 0 | 1.5 | FALSE
40 MVA 110/20 kV | 0.05 | 18 | 0.34 | 40 | 20 | 110 | 16.2 | 150 | YNd5 | hv | 0 | -9 | 9 | 0 | 1.5 | FALSE
25 MVA 110/20 kV | 0.07 | 14 | 0.41 | 25 | 20 | 110 | 12 | 150 | YNd5 | hv | 0 | -9 | 9 | 0 | 1.5 | FALSE
63 MVA 110/10 kV | 0.04 | 22 | 0.32 | 63 | 10 | 110 | 18 | 150 | YNd5 | hv | 0 | -9 | 9 | 0 | 1.5 | FALSE
40 MVA 110/10 kV | 0.05 | 18 | 0.34 | 40 | 10 | 110 | 16.2 | 150 | YNd5 | hv | 0 | -9 | 9 | 0 | 1.5 | FALSE
25 MVA 110/10 kV | 0.07 | 14 | 0.41 | 25 | 10 | 110 | 12 | 150 | YNd5 | hv | 0 | -9 | 9 | 0 | 1.5 | FALSE
0.25 MVA 20/0.4 kV | 0.32 | 0.8 | 1.44 | 0.25 | 0.4 | 20 | 6 | 150 | Yzn5 | hv | 0 | -2 | 2 | 0 | 2.5 | FALSE
0.4 MVA 20/0.4 kV | 0.3375 | 1.35 | 1.425 | 0.4 | 0.4 | 20 | 6 | 150 | Dyn5 | hv | 0 | -2 | 2 | 0 | 2.5 | FALSE
0.63 MVA 20/0.4 kV | 0.2619 | 1.65 | 1.206 | 0.63 | 0.4 | 20 | 6 | 150 | Dyn5 | hv | 0 | -2 | 2 | 0 | 2.5 | FALSE
0.25 MVA 10/0.4 kV | 0.24 | 0.6 | 1.2 | 0.25 | 0.4 | 10 | 4 | 150 | Dyn5 | hv | 0 | -2 | 2 | 0 | 2.5 | FALSE
0.4 MVA 10/0.4 kV | 0.2375 | 0.95 | 1.325 | 0.4 | 0.4 | 10 | 4 | 150 | Dyn5 | hv | 0 | -2 | 2 | 0 | 2.5 | FALSE
0.63 MVA 10/0.4 kV | 0.1873 | 1.18 | 1.0794 | 0.63 | 0.4 | 10 | 4 | 150 | Dyn5 | hv | 0 | -2 | 2 | 0 | 2.5 | FALSE

## trafo3w_std_types
| sn_hv_mva | sn_mv_mva | sn_lv_mva | vn_hv_kv | vn_mv_kv | vn_lv_kv | vk_hv_percent | vk_mv_percent | vk_lv_percent | vkr_hv_percent | vkr_mv_percent | vkr_lv_percent | pfe_kw | i0_percent | shift_mv_degree | shift_lv_degree | vector_group | tap_side | tap_neutral | tap_min | tap_max | tap_step_percent
63/25/38 MVA 110/20/10 kV | 63 | 25 | 38 | 110 | 20 | 10 | 10.4 | 10.4 | 10.4 | 0.28 | 0.32 | 0.35 | 35 | 0.89 | 0 | 0 | YN0yn0yn0 | hv | 0 | -10 | 10 | 1.2
63/25/38 MVA 110/10/10 kV | 63 | 25 | 38 | 110 | 10 | 10 | 10.4 | 10.4 | 10.4 | 0.28 | 0.32 | 0.35 | 35 | 0.89 | 0 | 0 | YN0yn0yn0 | hv | 0 | -10 | 10 | 1.2

## fuse_std_types
| fuse_type | i_rated_a | t_avg | t_min | t_total | x_avg | x_min | x_total
HV 100A | HV 100A | 100 | 0 | [10.0, 3.64, 0.854, 0.281, 0.1, 0.0531, 0.022, 0.01] | [10.0, 4.267, 1.21, 0.403, 0.1, 0.058, 0.022, 0.01] | 0 | [300.0, 350.0, 450.0, 550.0, 700.0, 850.0, 1200.0, 1752.0] | [600.0, 700.0, 900.0, 1150.0, 1665.0, 2000.0, 3000.0, 4313.0]
HV 10A | HV 10A | 10 | 0 | [10.0, 1675.0, 0.344, 0.156, 0.1, 0.0417, 0.0171, 0.01] | [10.0, 1.3, 0.3, 0.155, 0.1, 0.0555, 0.023, 0.01] | 0 | [30.0, 32.0, 35.0, 37.0, 39.0, 50.0, 70.0, 88.0] | [60.0, 70.0, 80.0, 87.0, 94.0, 110.0, 150.0, 216.0]
HV 125A | HV 125A | 125 | 0 | [10.0, 1.82, 0.344, 0.1, 0.0467, 0.0269, 0.01] | [10.0, 2.478, 0.426, 0.1, 0.0427, 0.0211, 0.01] | 0 | [375.0, 500.0, 700.0, 925.0, 1200.0, 1500.0, 2341.0] | [750.0, 1000.0, 1500.0, 2200.0, 3000.0, 4000.0, 5765.0]
HV 160A | HV 160A | 160 | 0 | [10.0, 4.15, 1.03, 0.198, 0.1, 0.051, 0.0172, 0.01] | [10.0, 2.3, 0.734, 0.274, 0.1, 0.046, 0.0177, 0.01] | 0 | [480.0, 550.0, 700.0, 1000.0, 1260.0, 1600.0, 2500.0, 3227.0] | [960.0, 1300.0, 1700.0, 2200.0, 2996.0, 4000.0, 6000.0, 7946.0]
HV 16A | HV 16A | 16 | 0 | [10.0, 0.352, 0.164, 0.1, 0.0649, 0.0342, 0.01] | [10.0, 2.34, 0.722, 0.181, 0.1, 0.055, 0.0296, 0.01] | 0 | [48.0, 60.0, 65.0, 71.0, 80.0, 100.0, 162.0] | [96.0, 110.0, 125.0, 150.0, 168.0, 200.0, 250.0, 398.0]
HV 200A | HV 200A | 200 | 0 | [10.0, 4.267, 1.21, 0.403, 0.1, 0.058, 0.022, 0.01] | [10.0, 3.73, 1.654, 0.328, 0.1, 0.0531, 0.019, 0.01] | 0 | [600.0, 700.0, 900.0, 1150.0, 1665.0, 2000.0, 3000.0, 4313.0] | [1200.0, 1500.0, 1800.0, 2700.0, 3960.0, 5000.0, 7500.0, 10620.0]
HV 20A | HV 20A | 20 | 0 | [10.0, 1.3, 0.3, 0.155, 0.1, 0.0555, 0.023, 0.01] | [10.0, 1.3, 0.161, 0.1, 0.0611, 0.0399, 0.0141, 0.01] | 0 | [60.0, 70.0, 80.0, 87.0, 94.0, 110.0, 150.0, 216.0] | [120.0, 150.0, 200.0, 223.0, 260.0, 300.0, 450.0, 532.0]
HV 25A | HV 25A | 25 | 0 | [10.0, 2.512, 0.833, 0.299, 0.1, 0.0372, 0.0223, 0.01] | [10.0, 3.125, 0.597, 0.198, 0.1, 0.0378, 0.022, 0.01] | 0 | [75.0, 82.0, 90.0, 100.0, 124.0, 170.0, 200.0, 289.0] | [150.0, 170.0, 210.0, 250.0, 294.0, 400.0, 500.0, 711.0]
HV 31.5A | HV 31.5A | 31.5 | 0 | [10.0, 2.34, 0.722, 0.181, 0.1, 0.055, 0.0296, 0.01] | [10.0, 2.84, 0.368, 0.164, 0.1, 0.0621, 0.0378, 0.0195, 0.01] | 0 | [95.0, 110.0, 125.0, 150.0, 165.0, 200.0, 250.0, 390.0] | [189.0, 220.0, 300.0, 350.0, 393.0, 450.0, 530.0, 700.0, 960.0]
HV 40A | HV 40A | 40 | 0 | [10.0, 1.3, 0.161, 0.1, 0.0611, 0.0399, 0.0141, 0.01] | [10.0, 2.05, 0.369, 0.198, 0.1, 0.051, 0.0298, 0.01] | 0 | [120.0, 150.0, 200.0, 223.0, 260.0, 300.0, 450.0, 532.0] | [240.0, 300.0, 400.0, 450.0, 530.0, 650.0, 800.0, 1311.0]
HV 50A | HV 50A | 50 | 0 | [10.0, 3.215, 0.597, 0.198, 0.1, 0.0378, 0.022, 0.01] | [10.0, 3.64, 0.854, 0.281, 0.1, 0.0531, 0.022, 0.01] | 0 | [150.0, 170.0, 210.0, 250.0, 294.0, 400.0, 500.0, 711.0] | [300.0, 350.0, 450.0, 550.0, 700.0, 850.0, 1200.0, 1752.0]
HV 6.3A | HV 6.3A | 6.3 | 0 | [10.0, 1.39, 0.344, 0.168, 0.1, 0.056, 0.0263, 0.01] | [10.0, 1.711, 0.516, 0.198, 0.1, 0.0634, 0.0303, 0.01] | 0 | [19.0, 19.5, 20.4, 20.8, 22.0, 25.0, 32.0, 48.0] | [38.0, 40.0, 43.0, 48.0, 53.0, 60.0, 75.0, 118.0]
HV 63A | HV 63A | 63 | 0 | [10.0, 2.84, 0.368, 0.164, 0.1, 0.0621, 0.0378, 0.0195, 0.01] | [10.0, 1.82, 0.344, 0.1, 0.0467, 0.0269, 0.01] | 0 | [189.0, 220.0, 300.0, 350.0, 393.0, 450.0, 530.0, 700.0, 961.0] | [378.0, 500.0, 700.0, 934.0, 1200.0, 1500.0, 2366.0]
HV 80A | HV 80A | 80 | 0 | [10.0, 2.05, 0.369, 0.198, 0.1, 0.051, 0.0298, 0.01] | [10.0, 4.15, 1.03, 0.198, 0.1, 0.051, 0.0172, 0.01] | 0 | [240.0, 300.0, 400.0, 450.0, 530.0, 650.0, 800.0, 1311.0] | [480.0, 550.0, 700.0, 1000.0, 1260.0, 1600.0, 2500.0, 3227.0]
Siemens NH-1-100 | Siemens NH-1-100 | 100 | [5400.0, 2000.0, 400.0, 20.0, 1.0, 0.2, 0.012, 0.004] | 0 | 0 | [150.0, 190.0, 250.0, 430.0, 900.0, 1250.0, 2700.0, 3600.0] | 0 | 0
Siemens NH-1-125 | Siemens NH-1-125 | 125 | [4800.0, 120.0, 7.0, 0.1, 0.004] | 0 | 0 | [180.0, 400.0, 740.0, 2000.0, 4250.0] | 0 | 0
Siemens NH-1-16 | Siemens NH-1-16 | 16 | [4000.0, 400.0, 2.0, 0.1, 0.04, 0.01] | 0 | 0 | [26.0, 35.0, 75.0, 150.0, 200.0, 300.0] | 0 | 0
Siemens NH-1-160 | Siemens NH-1-160 | 160 | [4800.0, 120.0, 7.0, 0.1, 0.004] | 0 | 0 | [210.0, 500.0, 900.0, 2300.0, 5000.0] | 0 | 0
Siemens NH-1-25 | Siemens NH-1-25 | 25 | [4000.0, 1000.0, 10.0, 0.2, 0.02, 0.01] | 0 | 0 | [40.0, 50.0, 100.0, 210.0, 400.0, 500.0] | 0 | 0
Siemens NH-1-50 | Siemens NH-1-50 | 50 | [4000.0, 40.0, 4.0, 1.0, 0.02, 0.01] | 0 | 0 | [86.0, 200.0, 300.0, 400.0, 1000.0, 1280.0] | 0 | 0
Siemens NH-1-63 | Siemens NH-1-63 | 63 | [4000.0, 100.0, 10.0, 2.0, 0.04, 0.01] | 0 | 0 | [100.0, 200.0, 300.0, 400.0, 1000.0, 1500.0] | 0 | 0
Siemens NH-1-80 | Siemens NH-1-80 | 80 | [4800.0, 120.0, 7.0, 0.1, 0.01] | 0 | 0 | [150.58, 250.0, 450.0, 1150.0, 2470.0] | 0 | 0
Siemens NH-2-1000 | Siemens NH-2-1000 | 1000 | [4800.0, 120.0, 7.0, 0.1, 0.004] | 0 | 0 | [1900.0, 3500.0, 8400.0, 24000.0, 52000.0] | 0 | 0
Siemens NH-2-200 | Siemens NH-2-200 | 200 | [4800.0, 120.0, 7.0, 0.1, 0.004] | 0 | 0 | [280.0, 650.0, 1200.0, 3000.0, 7000.0] | 0 | 0
Siemens NH-2-224 | Siemens NH-2-224 | 224 | [4800.0, 120.0, 7.0, 0.2, 0.04, 0.004] | 0 | 0 | [400.0, 750.0, 1453.0, 3025.0, 4315.0, 7600.0] | 0 | 0
Siemens NH-2-250 | Siemens NH-2-250 | 250 | [4800.0, 120.0, 7.0, 0.1, 0.004] | 0 | 0 | [450.0, 800.0, 1650.0, 4000.0, 8500.0] | 0 | 0
Siemens NH-2-315 | Siemens NH-2-315 | 315 | [4800.0, 120.0, 7.0, 0.1, 0.004] | 0 | 0 | [550.0, 920.0, 1900.0, 5000.0, 11000.0] | 0 | 0
Siemens NH-2-355 | Siemens NH-2-355 | 355 | [4800.0, 120.0, 6.0, 0.1, 0.004] | 0 | 0 | [650.0, 1116.27, 2350.0, 5840.0, 12790.0] | 0 | 0
Siemens NH-2-400 | Siemens NH-2-400 | 400 | [4800.0, 120.0, 7.0, 0.1, 0.004] | 0 | 0 | [720.0, 1350.0, 2800.0, 6500.0, 15000.0] | 0 | 0
Siemens NH-2-425 | Siemens NH-2-425 | 425 | [4800.0, 120.0, 7.0, 0.1, 0.004] | 0 | 0 | [850.0, 1500.0, 3050.0, 7500.0, 16500.0] | 0 | 0
Siemens NH-2-630 | Siemens NH-2-630 | 630 | [4800.0, 120.0, 7.0, 0.1, 0.004] | 0 | 0 | [1200.0, 2000.0, 4800.0, 12000.0, 26000.0] | 0 | 0

## dtypes
| element | column | dtype
0 | bus | name | object
1 | bus | vn_kv | float64
2 | bus | type | object
3 | bus | zone | object
4 | bus | in_service | bool
5 | load | name | object
6 | load | bus | uint32
7 | load | p_mw | float64
8 | load | q_mvar | float64
9 | load | const_z_percent | float64
10 | load | const_i_percent | float64
11 | load | sn_mva | float64
12 | load | scaling | float64
13 | load | in_service | bool
14 | load | type | object
15 | ext_grid | name | object
16 | ext_grid | bus | uint32
17 | ext_grid | vm_pu | float64
18 | ext_grid | va_degree | float64
19 | ext_grid | slack_weight | float64
20 | ext_grid | in_service | bool
21 | line | name | object
22 | line | std_type | object
23 | line | from_bus | uint32
24 | line | to_bus | uint32
25 | line | length_km | float64
26 | line | r_ohm_per_km | float64
27 | line | x_ohm_per_km | float64
28 | line | c_nf_per_km | float64
29 | line | g_us_per_km | float64
30 | line | max_i_ka | float64
31 | line | df | float64
32 | line | parallel | uint32
33 | line | type | object
34 | line | in_service | bool
35 | trafo | name | object
36 | trafo | std_type | object
37 | trafo | hv_bus | uint32
38 | trafo | lv_bus | uint32
39 | trafo | sn_mva | float64
40 | trafo | vn_hv_kv | float64
41 | trafo | vn_lv_kv | float64
42 | trafo | vk_percent | float64
43 | trafo | vkr_percent | float64
44 | trafo | pfe_kw | float64
45 | trafo | i0_percent | float64
46 | trafo | shift_degree | float64
47 | trafo | tap_side | object
48 | trafo | tap_neutral | int32
49 | trafo | tap_min | int32
50 | trafo | tap_max | int32
51 | trafo | tap_step_percent | float64
52 | trafo | tap_step_degree | float64
53 | trafo | tap_pos | int32
54 | trafo | tap_phase_shifter | bool
55 | trafo | parallel | uint32
56 | trafo | df | float64
57 | trafo | in_service | bool
58 | line_geodata | coords | object
59 | bus_geodata | x | float64
60 | bus_geodata | y | float64
61 | bus_geodata | coords | object

## parameters
| version | format_version | converged | OPF_converged | name | f_hz | sn_mva
0 | 2.14.6 | 2.14.0 | FALSE | FALSE |  | 50 | 1