## bus
| name | vn_kv | type | zone | in_service
0 | bus_LV_855-16_0_3_node_0 | 0.4 | n |  | TRUE
1 | bus_LV_855-16_0_3_node_1 | 0.4 | n |  | TRUE
2 | bus_LV_855-16_0_3_node_2 | 0.4 | n |  | TRUE
3 | bus_LV_855-16_0_3_node_3 | 0.4 | n |  | TRUE
4 | bus_LV_855-16_0_3_node_4 | 0.4 | n |  | TRUE
5 | bus_LV_855-16_0_3_node_6 | 0.4 | n |  | TRUE
6 | bus_LV_855-16_0_3_node_95 | 0.4 | n |  | TRUE
7 | bus_LV_855-16_0_3_node_96 | 0.4 | n |  | TRUE
8 | bus_LV_855-16_0_3_node_97 | 0.4 | n |  | TRUE
9 | bus_LV_855-16_0_3_node_168 | 0.4 | n |  | TRUE
10 | bus_LV_855-16_0_3_node_39 | 0.4 | n |  | TRUE
11 | bus_LV_855-16_0_3_node_221 | 0.4 | n |  | TRUE
12 | bus_LV_855-16_0_3_node_5 | 0.4 | n |  | TRUE
13 | bus_LV_855-16_0_3_node_7 | 0.4 | n |  | TRUE
14 | bus_LV_855-16_0_3_node_8 | 0.4 | n |  | TRUE
15 | bus_LV_855-16_0_3_node_9 | 0.4 | n |  | TRUE
16 | bus_LV_855-16_0_3_node_29 | 0.4 | n |  | TRUE
17 | bus_LV_855-16_0_3_node_30 | 0.4 | n |  | TRUE
18 | bus_LV_855-16_0_3_node_10 | 0.4 | n |  | TRUE
19 | bus_LV_855-16_0_3_node_11 | 0.4 | n |  | TRUE
20 | bus_LV_855-16_0_3_node_12 | 0.4 | n |  | TRUE
21 | bus_LV_855-16_0_3_node_13 | 0.4 | n |  | TRUE
22 | bus_LV_855-16_0_3_node_14 | 0.4 | n |  | TRUE
23 | bus_LV_855-16_0_3_node_15 | 0.4 | n |  | TRUE
24 | bus_LV_855-16_0_3_node_17 | 0.4 | n |  | TRUE
25 | bus_LV_855-16_0_3_node_24 | 0.4 | n |  | TRUE
26 | bus_LV_855-16_0_3_node_16 | 0.4 | n |  | TRUE
27 | bus_LV_855-16_0_3_node_28 | 0.4 | n |  | TRUE
28 | bus_LV_855-16_0_3_node_32 | 0.4 | n |  | TRUE
29 | bus_LV_855-16_0_3_node_19 | 0.4 | n |  | TRUE
30 | bus_LV_855-16_0_3_node_20 | 0.4 | n |  | TRUE
31 | bus_LV_855-16_0_3_node_21 | 0.4 | n |  | TRUE
32 | bus_LV_855-16_0_3_node_23 | 0.4 | n |  | TRUE
33 | bus_LV_855-16_0_3_node_121 | 0.4 | n |  | TRUE
34 | bus_LV_855-16_0_3_node_120 | 0.4 | n |  | TRUE
35 | bus_LV_855-16_0_3_node_216 | 0.4 | n |  | TRUE
36 | bus_LV_855-16_0_3_node_215 | 0.4 | n |  | TRUE
37 | bus_LV_855-16_0_3_node_154 | 0.4 | n |  | TRUE
38 | bus_LV_855-16_0_3_node_26 | 0.4 | n |  | TRUE
39 | bus_LV_855-16_0_3_node_31 | 0.4 | n |  | TRUE
40 | bus_LV_855-16_0_3_node_25 | 0.4 | n |  | TRUE
41 | bus_LV_855-16_0_3_node_27 | 0.4 | n |  | TRUE
42 | bus_LV_855-16_0_3_node_34 | 0.4 | n |  | TRUE
43 | bus_LV_855-16_0_3_node_33 | 0.4 | n |  | TRUE
44 | bus_LV_855-16_0_3_node_35 | 0.4 | n |  | TRUE
45 | bus_LV_855-16_0_3_node_40 | 0.4 | n |  | TRUE
46 | bus_LV_855-16_0_3_node_38 | 0.4 | n |  | TRUE
47 | bus_LV_855-16_0_3_node_109 | 0.4 | n |  | TRUE
48 | bus_LV_855-16_0_3_node_110 | 0.4 | n |  | TRUE
49 | bus_LV_855-16_0_3_node_106 | 0.4 | n |  | TRUE
50 | bus_LV_855-16_0_3_node_118 | 0.4 | n |  | TRUE
51 | bus_LV_855-16_0_3_node_124 | 0.4 | n |  | TRUE
52 | bus_LV_855-16_0_3_node_123 | 0.4 | n |  | TRUE
53 | bus_LV_855-16_0_3_node_107 | 0.4 | n |  | TRUE
54 | bus_LV_855-16_0_3_node_99 | 0.4 | n |  | TRUE
55 | bus_LV_855-16_0_3_node_98 | 0.4 | n |  | TRUE
56 | bus_LV_855-16_0_3_node_185 | 0.4 | n |  | TRUE
57 | bus_LV_855-16_0_3_node_184 | 0.4 | n |  | TRUE
58 | bus_LV_855-16_0_3_node_136 | 0.4 | n |  | TRUE
59 | bus_LV_855-16_0_3_node_167 | 0.4 | n |  | TRUE
60 | bus_LV_855-16_0_3_node_41 | 0.4 | n |  | TRUE
61 | bus_LV_855-16_0_3_node_42 | 0.4 | n |  | TRUE
62 | bus_LV_855-16_0_3_node_43 | 0.4 | n |  | TRUE
63 | bus_LV_855-16_0_3_node_44 | 0.4 | n |  | TRUE
64 | bus_LV_855-16_0_3_node_45 | 0.4 | n |  | TRUE
65 | bus_LV_855-16_0_3_node_46 | 0.4 | n |  | TRUE
66 | bus_LV_855-16_0_3_node_133 | 0.4 | n |  | TRUE
67 | bus_LV_855-16_0_3_node_132 | 0.4 | n |  | TRUE
68 | bus_LV_855-16_0_3_node_64 | 0.4 | n |  | TRUE
69 | bus_LV_855-16_0_3_node_205 | 0.4 | n |  | TRUE
70 | bus_LV_855-16_0_3_node_179 | 0.4 | n |  | TRUE
71 | bus_LV_855-16_0_3_node_204 | 0.4 | n |  | TRUE
72 | bus_LV_855-16_0_3_node_51 | 0.4 | n |  | TRUE
73 | bus_LV_855-16_0_3_node_61 | 0.4 | n |  | TRUE
74 | bus_LV_855-16_0_3_node_58 | 0.4 | n |  | TRUE
75 | bus_LV_855-16_0_3_node_65 | 0.4 | n |  | TRUE
76 | bus_LV_855-16_0_3_node_49 | 0.4 | n |  | TRUE
77 | bus_LV_855-16_0_3_node_68 | 0.4 | n |  | TRUE
78 | bus_LV_855-16_0_3_node_59 | 0.4 | n |  | TRUE
79 | bus_LV_855-16_0_3_node_47 | 0.4 | n |  | TRUE
80 | bus_LV_855-16_0_3_node_48 | 0.4 | n |  | TRUE
81 | bus_LV_855-16_0_3_node_50 | 0.4 | n |  | TRUE
82 | bus_LV_855-16_0_3_node_52 | 0.4 | n |  | TRUE
83 | bus_LV_855-16_0_3_node_57 | 0.4 | n |  | TRUE
84 | bus_LV_855-16_0_3_node_54 | 0.4 | n |  | TRUE
85 | bus_LV_855-16_0_3_node_53 | 0.4 | n |  | TRUE
86 | bus_LV_855-16_0_3_node_67 | 0.4 | n |  | TRUE
87 | bus_LV_855-16_0_3_node_116 | 0.4 | n |  | TRUE
88 | bus_LV_855-16_0_3_node_186 | 0.4 | n |  | TRUE
89 | bus_LV_855-16_0_3_node_55 | 0.4 | n |  | TRUE
90 | bus_LV_855-16_0_3_node_114 | 0.4 | n |  | TRUE
91 | bus_LV_855-16_0_3_node_56 | 0.4 | n |  | TRUE
92 | bus_LV_855-16_0_3_node_60 | 0.4 | n |  | TRUE
93 | bus_LV_855-16_0_3_node_62 | 0.4 | n |  | TRUE
94 | bus_LV_855-16_0_3_node_63 | 0.4 | n |  | TRUE
95 | bus_LV_855-16_0_3_node_73 | 0.4 | n |  | TRUE
96 | bus_LV_855-16_0_3_node_69 | 0.4 | n |  | TRUE
97 | bus_LV_855-16_0_3_node_70 | 0.4 | n |  | TRUE
98 | bus_LV_855-16_0_3_node_66 | 0.4 | n |  | TRUE
99 | bus_LV_855-16_0_3_node_180 | 0.4 | n |  | TRUE
100 | bus_LV_855-16_0_3_node_71 | 0.4 | n |  | TRUE
101 | bus_LV_855-16_0_3_node_182 | 0.4 | n |  | TRUE
102 | bus_LV_855-16_0_3_node_220 | 0.4 | n |  | TRUE
103 | bus_LV_855-16_0_3_node_181 | 0.4 | n |  | TRUE
104 | bus_LV_855-16_0_3_node_72 | 0.4 | n |  | TRUE
105 | bus_LV_855-16_0_3_node_74 | 0.4 | n |  | TRUE
106 | bus_LV_855-16_0_3_node_75 | 0.4 | n |  | TRUE
107 | bus_LV_855-16_0_3_node_76 | 0.4 | n |  | TRUE
108 | bus_LV_855-16_0_3_node_77 | 0.4 | n |  | TRUE
109 | bus_LV_855-16_0_3_node_178 | 0.4 | n |  | TRUE
110 | bus_LV_855-16_0_3_node_86 | 0.4 | n |  | TRUE
111 | bus_LV_855-16_0_3_node_156 | 0.4 | n |  | TRUE
112 | bus_LV_855-16_0_3_node_85 | 0.4 | n |  | TRUE
113 | bus_LV_855-16_0_3_node_82 | 0.4 | n |  | TRUE
114 | bus_LV_855-16_0_3_node_92 | 0.4 | n |  | TRUE
115 | bus_LV_855-16_0_3_node_83 | 0.4 | n |  | TRUE
116 | bus_LV_855-16_0_3_node_78 | 0.4 | n |  | TRUE
117 | bus_LV_855-16_0_3_node_79 | 0.4 | n |  | TRUE
118 | bus_LV_855-16_0_3_node_80 | 0.4 | n |  | TRUE
119 | bus_LV_855-16_0_3_node_81 | 0.4 | n |  | TRUE
120 | bus_LV_855-16_0_3_node_155 | 0.4 | n |  | TRUE
121 | bus_LV_855-16_0_3_node_152 | 0.4 | n |  | TRUE
122 | bus_LV_855-16_0_3_node_89 | 0.4 | n |  | TRUE
123 | bus_LV_855-16_0_3_node_90 | 0.4 | n |  | TRUE
124 | bus_LV_855-16_0_3_node_88 | 0.4 | n |  | TRUE
125 | bus_LV_855-16_0_3_node_142 | 0.4 | n |  | TRUE
126 | bus_LV_855-16_0_3_node_84 | 0.4 | n |  | TRUE
127 | bus_LV_855-16_0_3_node_91 | 0.4 | n |  | TRUE
128 | bus_LV_855-16_0_3_node_94 | 0.4 | n |  | TRUE
129 | bus_LV_855-16_0_3_node_93 | 0.4 | n |  | TRUE
130 | bus_LV_855-16_0_3_node_87 | 0.4 | n |  | TRUE
131 | bus_LV_855-16_0_3_node_214 | 0.4 | n |  | TRUE
132 | bus_LV_855-16_0_3_node_143 | 0.4 | n |  | TRUE
133 | bus_LV_855-16_0_3_node_129 | 0.4 | n |  | TRUE
134 | bus_LV_855-16_0_3_node_150 | 0.4 | n |  | TRUE
135 | bus_LV_855-16_0_3_node_134 | 0.4 | n |  | TRUE
136 | bus_LV_855-16_0_3_node_173 | 0.4 | n |  | TRUE
137 | bus_LV_855-16_0_3_node_166 | 0.4 | n |  | TRUE
138 | bus_LV_855-16_0_3_node_100 | 0.4 | n |  | TRUE
139 | bus_LV_855-16_0_3_node_101 | 0.4 | n |  | TRUE
140 | bus_LV_855-16_0_3_node_105 | 0.4 | n |  | TRUE
141 | bus_LV_855-16_0_3_node_102 | 0.4 | n |  | TRUE
142 | bus_LV_855-16_0_3_node_104 | 0.4 | n |  | TRUE
143 | bus_LV_855-16_0_3_node_103 | 0.4 | n |  | TRUE
144 | bus_LV_855-16_0_3_node_196 | 0.4 | n |  | TRUE
145 | bus_LV_855-16_0_3_node_193 | 0.4 | n |  | TRUE
146 | bus_LV_855-16_0_3_node_108 | 0.4 | n |  | TRUE
147 | bus_LV_855-16_0_3_node_119 | 0.4 | n |  | TRUE
148 | bus_LV_855-16_0_3_node_131 | 0.4 | n |  | TRUE
149 | bus_LV_855-16_0_3_node_157 | 0.4 | n |  | TRUE
150 | bus_LV_855-16_0_3_node_115 | 0.4 | n |  | TRUE
151 | bus_LV_855-16_0_3_node_125 | 0.4 | n |  | TRUE
152 | bus_LV_855-16_0_3_node_122 | 0.4 | n |  | TRUE
153 | bus_LV_855-16_0_3_node_111 | 0.4 | n |  | TRUE
154 | bus_LV_855-16_0_3_node_112 | 0.4 | n |  | TRUE
155 | bus_LV_855-16_0_3_node_113 | 0.4 | n |  | TRUE
156 | bus_LV_855-16_0_3_node_117 | 0.4 | n |  | TRUE
157 | bus_LV_855-16_0_3_node_146 | 0.4 | n |  | TRUE
158 | bus_LV_855-16_0_3_node_183 | 0.4 | n |  | TRUE
159 | bus_LV_855-16_0_3_node_187 | 0.4 | n |  | TRUE
160 | bus_LV_855-16_0_3_node_144 | 0.4 | n |  | TRUE
161 | bus_LV_855-16_0_3_node_130 | 0.4 | n |  | TRUE
162 | bus_LV_855-16_0_3_node_158 | 0.4 | n |  | TRUE
163 | bus_LV_855-16_0_3_node_126 | 0.4 | n |  | TRUE
164 | bus_LV_855-16_0_3_node_127 | 0.4 | n |  | TRUE
165 | bus_LV_855-16_0_3_node_128 | 0.4 | n |  | TRUE
166 | bus_LV_855-16_0_3_node_153 | 0.4 | n |  | TRUE
167 | bus_LV_855-16_0_3_node_169 | 0.4 | n |  | TRUE
168 | bus_LV_855-16_0_3_node_170 | 0.4 | n |  | TRUE
169 | bus_LV_855-16_0_3_node_218 | 0.4 | n |  | TRUE
170 | bus_LV_855-16_0_3_node_219 | 0.4 | n |  | TRUE
171 | bus_LV_855-16_0_3_node_171 | 0.4 | n |  | TRUE
172 | bus_LV_855-16_0_3_node_135 | 0.4 | n |  | TRUE
173 | bus_LV_855-16_0_3_node_137 | 0.4 | n |  | TRUE
174 | bus_LV_855-16_0_3_node_145 | 0.4 | n |  | TRUE
175 | bus_LV_855-16_0_3_node_159 | 0.4 | n |  | TRUE
176 | bus_LV_855-16_0_3_node_140 | 0.4 | n |  | TRUE
177 | bus_LV_855-16_0_3_node_163 | 0.4 | n |  | TRUE
178 | bus_LV_855-16_0_3_node_138 | 0.4 | n |  | TRUE
179 | bus_LV_855-16_0_3_node_139 | 0.4 | n |  | TRUE
180 | bus_LV_855-16_0_3_node_141 | 0.4 | n |  | TRUE
181 | bus_LV_855-16_0_3_node_147 | 0.4 | n |  | TRUE
182 | bus_LV_855-16_0_3_node_164 | 0.4 | n |  | TRUE
183 | bus_LV_855-16_0_3_node_148 | 0.4 | n |  | TRUE
184 | bus_LV_855-16_0_3_node_149 | 0.4 | n |  | TRUE
185 | bus_LV_855-16_0_3_node_151 | 0.4 | n |  | TRUE
186 | bus_LV_855-16_0_3_node_160 | 0.4 | n |  | TRUE
187 | bus_LV_855-16_0_3_node_161 | 0.4 | n |  | TRUE
188 | bus_LV_855-16_0_3_node_162 | 0.4 | n |  | TRUE
189 | bus_LV_855-16_0_3_node_172 | 0.4 | n |  | TRUE
190 | bus_LV_855-16_0_3_node_177 | 0.4 | n |  | TRUE
191 | bus_LV_855-16_0_3_node_165 | 0.4 | n |  | TRUE
192 | bus_LV_855-16_0_3_node_208 | 0.4 | n |  | TRUE
193 | bus_LV_855-16_0_3_node_209 | 0.4 | n |  | TRUE
194 | bus_LV_855-16_0_3_node_203 | 0.4 | n |  | TRUE
195 | bus_LV_855-16_0_3_node_174 | 0.4 | n |  | TRUE
196 | bus_LV_855-16_0_3_node_175 | 0.4 | n |  | TRUE
197 | bus_LV_855-16_0_3_node_201 | 0.4 | n |  | TRUE
198 | bus_LV_855-16_0_3_node_202 | 0.4 | n |  | TRUE
199 | bus_LV_855-16_0_3_node_176 | 0.4 | n |  | TRUE
200 | bus_LV_855-16_0_3_node_210 | 0.4 | n |  | TRUE
201 | bus_LV_855-16_0_3_node_211 | 0.4 | n |  | TRUE
202 | bus_LV_855-16_0_3_node_212 | 0.4 | n |  | TRUE
203 | bus_LV_855-16_0_3_node_207 | 0.4 | n |  | TRUE
204 | bus_LV_855-16_0_3_node_213 | 0.4 | n |  | TRUE
205 | bus_LV_855-16_0_3_node_206 | 0.4 | n |  | TRUE
206 | bus_LV_855-16_0_3_node_199 | 0.4 | n |  | TRUE
207 | bus_LV_855-16_0_3_node_188 | 0.4 | n |  | TRUE
208 | bus_LV_855-16_0_3_node_189 | 0.4 | n |  | TRUE
209 | bus_LV_855-16_0_3_node_190 | 0.4 | n |  | TRUE
210 | bus_LV_855-16_0_3_node_191 | 0.4 | n |  | TRUE
211 | bus_LV_855-16_0_3_node_198 | 0.4 | n |  | TRUE
212 | bus_LV_855-16_0_3_node_200 | 0.4 | n |  | TRUE
213 | bus_LV_855-16_0_3_node_197 | 0.4 | n |  | TRUE
214 | bus_LV_855-16_0_3_node_194 | 0.4 | n |  | TRUE
215 | bus_LV_855-16_0_3_node_195 | 0.4 | n |  | TRUE
216 | bus_MV_119_0_node_244 | 20 | n |  | TRUE

## load
| name | bus | p_mw | q_mvar | const_z_percent | const_i_percent | sn_mva | scaling | in_service | type
0 | LV_855-16_0_3_load_0 | 0 | 0.00011695 | 2.9312e-05 | 0 | 0 |  | 1 | TRUE | wye
1 | LV_855-16_0_3_load_2 | 2 | 0.00037371 | 9.366e-05 | 0 | 0 |  | 1 | TRUE | wye
2 | LV_855-16_0_3_load_3 | 3 | 0.00018909 | 4.7389e-05 | 0 | 0 |  | 1 | TRUE | wye
3 | LV_855-16_0_3_load_4 | 4 | 6.0437e-05 | 1.5147e-05 | 0 | 0 |  | 1 | TRUE | wye
4 | LV_855-16_0_3_load_6 | 5 | 0.00040748 | 0.00010212 | 0 | 0 |  | 1 | TRUE | wye
5 | LV_855-16_0_3_load_95 | 6 | 0.00017828 | 4.4682e-05 | 0 | 0 |  | 1 | TRUE | wye
6 | LV_855-16_0_3_load_96 | 7 | 0.00016062 | 4.0255e-05 | 0 | 0 |  | 1 | TRUE | wye
7 | LV_855-16_0_3_load_97 | 8 | 0.00057528 | 0.00014418 | 0 | 0 |  | 1 | TRUE | wye
8 | LV_855-16_0_3_load_168 | 9 | 0.00067338 | 0.00016876 | 0 | 0 |  | 1 | TRUE | wye
9 | LV_855-16_0_3_load_221 | 11 | 0.00053446 | 0.00013395 | 0 | 0 |  | 1 | TRUE | wye
10 | LV_855-16_0_3_load_5 | 12 | 0.00023624 | 5.9207e-05 | 0 | 0 |  | 1 | TRUE | wye
11 | LV_855-16_0_3_load_7 | 13 | 0.00012203 | 3.0582e-05 | 0 | 0 |  | 1 | TRUE | wye
12 | LV_855-16_0_3_load_29 | 16 | 0.00033959 | 8.511e-05 | 0 | 0 |  | 1 | TRUE | wye
13 | LV_855-16_0_3_load_10 | 18 | 0.00012304 | 3.0837e-05 | 0 | 0 |  | 1 | TRUE | wye
14 | LV_855-16_0_3_load_11 | 19 | 0.00013901 | 3.4839e-05 | 0 | 0 |  | 1 | TRUE | wye
15 | LV_855-16_0_3_load_13 | 21 | 0.00018754 | 4.7002e-05 | 0 | 0 |  | 1 | TRUE | wye
16 | LV_855-16_0_3_load_17 | 24 | 0.00023035 | 5.7731e-05 | 0 | 0 |  | 1 | TRUE | wye
17 | LV_855-16_0_3_load_16 | 26 | 0.00040766 | 0.00010217 | 0 | 0 |  | 1 | TRUE | wye
18 | LV_855-16_0_3_load_28 | 27 | 0.00079509 | 0.00019927 | 0 | 0 |  | 1 | TRUE | wye
19 | LV_855-16_0_3_load_32 | 28 | 0.00011994 | 3.006e-05 | 0 | 0 |  | 1 | TRUE | wye
20 | LV_855-16_0_3_load_19 | 29 | 6.7858e-05 | 1.7007e-05 | 0 | 0 |  | 1 | TRUE | wye
21 | LV_855-16_0_3_load_20 | 30 | 0.00015912 | 3.988e-05 | 0 | 0 |  | 1 | TRUE | wye
22 | LV_855-16_0_3_load_21 | 31 | 9.3065e-05 | 2.3324e-05 | 0 | 0 |  | 1 | TRUE | wye
23 | LV_855-16_0_3_load_23 | 32 | 0.00039909 | 0.00010002 | 0 | 0 |  | 1 | TRUE | wye
24 | LV_855-16_0_3_load_121 | 33 | 0.0014928 | 0.00037414 | 0 | 0 |  | 1 | TRUE | wye
25 | LV_855-16_0_3_load_120 | 34 | 0.00042138 | 0.00010561 | 0 | 0 |  | 1 | TRUE | wye
26 | LV_855-16_0_3_load_215 | 36 | 0.00082473 | 0.0002067 | 0 | 0 |  | 1 | TRUE | wye
27 | LV_855-16_0_3_load_26 | 38 | 0.00052948 | 0.0001327 | 0 | 0 |  | 1 | TRUE | wye
28 | LV_855-16_0_3_load_31 | 39 | 0.00044781 | 0.00011223 | 0 | 0 |  | 1 | TRUE | wye
29 | LV_855-16_0_3_load_25 | 40 | 7.6701e-05 | 1.9223e-05 | 0 | 0 |  | 1 | TRUE | wye
30 | LV_855-16_0_3_load_27 | 41 | 8.2656e-05 | 2.0716e-05 | 0 | 0 |  | 1 | TRUE | wye
31 | LV_855-16_0_3_load_34 | 42 | 0.00057239 | 0.00014345 | 0 | 0 |  | 1 | TRUE | wye
32 | LV_855-16_0_3_load_35 | 44 | 6.2696e-05 | 1.5713e-05 | 0 | 0 |  | 1 | TRUE | wye
33 | LV_855-16_0_3_load_109 | 47 | 0.00025095 | 6.2894e-05 | 0 | 0 |  | 1 | TRUE | wye
34 | LV_855-16_0_3_load_106 | 49 | 0.00014036 | 3.5177e-05 | 0 | 0 |  | 1 | TRUE | wye
35 | LV_855-16_0_3_load_118 | 50 | 0.00062355 | 0.00015628 | 0 | 0 |  | 1 | TRUE | wye
36 | LV_855-16_0_3_load_124 | 51 | 0.0018544 | 0.00046476 | 0 | 0 |  | 1 | TRUE | wye
37 | LV_855-16_0_3_load_123 | 52 | 0.00042895 | 0.00010751 | 0 | 0 |  | 1 | TRUE | wye
38 | LV_855-16_0_3_load_107 | 53 | 0.00017763 | 4.4518e-05 | 0 | 0 |  | 1 | TRUE | wye
39 | LV_855-16_0_3_load_98 | 55 | 0.00036099 | 9.0473e-05 | 0 | 0 |  | 1 | TRUE | wye
40 | LV_855-16_0_3_load_185 | 56 | 0.0001749 | 4.3833e-05 | 0 | 0 |  | 1 | TRUE | wye
41 | LV_855-16_0_3_load_184 | 57 | 0.00022305 | 5.5901e-05 | 0 | 0 |  | 1 | TRUE | wye
42 | LV_855-16_0_3_load_136 | 58 | 0.00040679 | 0.00010195 | 0 | 0 |  | 1 | TRUE | wye
43 | LV_855-16_0_3_load_41 | 60 | 0.0027767 | 0.00069591 | 0 | 0 |  | 1 | TRUE | wye
44 | LV_855-16_0_3_load_42 | 61 | 0.0016154 | 0.00040486 | 0 | 0 |  | 1 | TRUE | wye
45 | LV_855-16_0_3_load_44 | 63 | 0.0015959 | 0.00039998 | 0 | 0 |  | 1 | TRUE | wye
46 | LV_855-16_0_3_load_45 | 64 | 0.00086701 | 0.00021729 | 0 | 0 |  | 1 | TRUE | wye
47 | LV_855-16_0_3_load_133 | 66 | 0.00068787 | 0.0001724 | 0 | 0 |  | 1 | TRUE | wye
48 | LV_855-16_0_3_load_132 | 67 | 0.00035006 | 8.7732e-05 | 0 | 0 |  | 1 | TRUE | wye
49 | LV_855-16_0_3_load_64 | 68 | 0.0017966 | 0.00045027 | 0 | 0 |  | 1 | TRUE | wye
50 | LV_855-16_0_3_load_205 | 69 | 0.00055744 | 0.00013971 | 0 | 0 |  | 1 | TRUE | wye
51 | LV_855-16_0_3_load_179 | 70 | 0.00076919 | 0.00019278 | 0 | 0 |  | 1 | TRUE | wye
52 | LV_855-16_0_3_load_204 | 71 | 0.0018068 | 0.00045282 | 0 | 0 |  | 1 | TRUE | wye
53 | LV_855-16_0_3_load_51 | 72 | 0.00037508 | 9.4005e-05 | 0 | 0 |  | 1 | TRUE | wye
54 | LV_855-16_0_3_load_61 | 73 | 0.00048312 | 0.00012108 | 0 | 0 |  | 1 | TRUE | wye
55 | LV_855-16_0_3_load_58 | 74 | 0.0021167 | 0.00053048 | 0 | 0 |  | 1 | TRUE | wye
56 | LV_855-16_0_3_load_65 | 75 | 0.0021899 | 0.00054884 | 0 | 0 |  | 1 | TRUE | wye
57 | LV_855-16_0_3_load_49 | 76 | 0.00041173 | 0.00010319 | 0 | 0 |  | 1 | TRUE | wye
58 | LV_855-16_0_3_load_59 | 78 | 0.00094757 | 0.00023748 | 0 | 0 |  | 1 | TRUE | wye
59 | LV_855-16_0_3_load_47 | 79 | 0.00074009 | 0.00018548 | 0 | 0 |  | 1 | TRUE | wye
60 | LV_855-16_0_3_load_48 | 80 | 0.0004796 | 0.0001202 | 0 | 0 |  | 1 | TRUE | wye
61 | LV_855-16_0_3_load_50 | 81 | 0.00019438 | 4.8717e-05 | 0 | 0 |  | 1 | TRUE | wye
62 | LV_855-16_0_3_load_53 | 85 | 0.00031057 | 7.7835e-05 | 0 | 0 |  | 1 | TRUE | wye
63 | LV_855-16_0_3_load_67 | 86 | 0.0014743 | 0.0003695 | 0 | 0 |  | 1 | TRUE | wye
64 | LV_855-16_0_3_load_186 | 88 | 0.00078962 | 0.0001979 | 0 | 0 |  | 1 | TRUE | wye
65 | LV_855-16_0_3_load_62 | 93 | 0.00099518 | 0.00024942 | 0 | 0 |  | 1 | TRUE | wye
66 | LV_855-16_0_3_load_63 | 94 | 0.0012182 | 0.0003053 | 0 | 0 |  | 1 | TRUE | wye
67 | LV_855-16_0_3_load_73 | 95 | 0.00057508 | 0.00014413 | 0 | 0 |  | 1 | TRUE | wye
68 | LV_855-16_0_3_load_69 | 96 | 0.00079811 | 0.00020002 | 0 | 0 |  | 1 | TRUE | wye
69 | LV_855-16_0_3_load_70 | 97 | 0.00065112 | 0.00016319 | 0 | 0 |  | 1 | TRUE | wye
70 | LV_855-16_0_3_load_66 | 98 | 0.00086852 | 0.00021767 | 0 | 0 |  | 1 | TRUE | wye
71 | LV_855-16_0_3_load_71 | 100 | 0.0014278 | 0.00035784 | 0 | 0 |  | 1 | TRUE | wye
72 | LV_855-16_0_3_load_182 | 101 | 0.0032368 | 0.00081123 | 0 | 0 |  | 1 | TRUE | wye
73 | LV_855-16_0_3_load_220 | 102 | 0.00020124 | 5.0436e-05 | 0 | 0 |  | 1 | TRUE | wye
74 | LV_855-16_0_3_load_181 | 103 | 0.00058056 | 0.0001455 | 0 | 0 |  | 1 | TRUE | wye
75 | LV_855-16_0_3_load_72 | 104 | 0.0038307 | 0.00096006 | 0 | 0 |  | 1 | TRUE | wye
76 | LV_855-16_0_3_load_74 | 105 | 0.00068418 | 0.00017147 | 0 | 0 |  | 1 | TRUE | wye
77 | LV_855-16_0_3_load_75 | 106 | 0.00011732 | 2.9403e-05 | 0 | 0 |  | 1 | TRUE | wye
78 | LV_855-16_0_3_load_76 | 107 | 0.00057698 | 0.0001446 | 0 | 0 |  | 1 | TRUE | wye
79 | LV_855-16_0_3_load_178 | 109 | 0.00025952 | 6.5041e-05 | 0 | 0 |  | 1 | TRUE | wye
80 | LV_855-16_0_3_load_86 | 110 | 0.00012069 | 3.0249e-05 | 0 | 0 |  | 1 | TRUE | wye
81 | LV_855-16_0_3_load_85 | 112 | 0.00050448 | 0.00012644 | 0 | 0 |  | 1 | TRUE | wye
82 | LV_855-16_0_3_load_82 | 113 | 0.00020314 | 5.0912e-05 | 0 | 0 |  | 1 | TRUE | wye
83 | LV_855-16_0_3_load_83 | 115 | 0.00056914 | 0.00014264 | 0 | 0 |  | 1 | TRUE | wye
84 | LV_855-16_0_3_load_78 | 116 | 0.00021962 | 5.5043e-05 | 0 | 0 |  | 1 | TRUE | wye
85 | LV_855-16_0_3_load_79 | 117 | 0.00020037 | 5.0218e-05 | 0 | 0 |  | 1 | TRUE | wye
86 | LV_855-16_0_3_load_80 | 118 | 0.0004538 | 0.00011373 | 0 | 0 |  | 1 | TRUE | wye
87 | LV_855-16_0_3_load_155 | 120 | 7.5099e-05 | 1.8821e-05 | 0 | 0 |  | 1 | TRUE | wye
88 | LV_855-16_0_3_load_89 | 122 | 0.00021614 | 5.4171e-05 | 0 | 0 |  | 1 | TRUE | wye
89 | LV_855-16_0_3_load_90 | 123 | 0.00029799 | 7.4683e-05 | 0 | 0 |  | 1 | TRUE | wye
90 | LV_855-16_0_3_load_142 | 125 | 0.00015755 | 3.9487e-05 | 0 | 0 |  | 1 | TRUE | wye
91 | LV_855-16_0_3_load_91 | 127 | 8.6693e-05 | 2.1727e-05 | 0 | 0 |  | 1 | TRUE | wye
92 | LV_855-16_0_3_load_94 | 128 | 0.00012531 | 3.1407e-05 | 0 | 0 |  | 1 | TRUE | wye
93 | LV_855-16_0_3_load_93 | 129 | 0.00038291 | 9.5966e-05 | 0 | 0 |  | 1 | TRUE | wye
94 | LV_855-16_0_3_load_87 | 130 | 0.00046098 | 0.00011553 | 0 | 0 |  | 1 | TRUE | wye
95 | LV_855-16_0_3_load_214 | 131 | 0.00013284 | 3.3293e-05 | 0 | 0 |  | 1 | TRUE | wye
96 | LV_855-16_0_3_load_143 | 132 | 0.00015116 | 3.7883e-05 | 0 | 0 |  | 1 | TRUE | wye
97 | LV_855-16_0_3_load_150 | 134 | 0.00017043 | 4.2715e-05 | 0 | 0 |  | 1 | TRUE | wye
98 | LV_855-16_0_3_load_134 | 135 | 0.0012197 | 0.00030568 | 0 | 0 |  | 1 | TRUE | wye
99 | LV_855-16_0_3_load_173 | 136 | 0.00020374 | 5.1063e-05 | 0 | 0 |  | 1 | TRUE | wye
100 | LV_855-16_0_3_load_166 | 137 | 0.00093822 | 0.00023514 | 0 | 0 |  | 1 | TRUE | wye
101 | LV_855-16_0_3_load_100 | 138 | 0.00035808 | 8.9744e-05 | 0 | 0 |  | 1 | TRUE | wye
102 | LV_855-16_0_3_load_105 | 140 | 0.00083465 | 0.00020918 | 0 | 0 |  | 1 | TRUE | wye
103 | LV_855-16_0_3_load_102 | 141 | 0.0002526 | 6.3307e-05 | 0 | 0 |  | 1 | TRUE | wye
104 | LV_855-16_0_3_load_104 | 142 | 0.00030127 | 7.5506e-05 | 0 | 0 |  | 1 | TRUE | wye
105 | LV_855-16_0_3_load_103 | 143 | 0.00085798 | 0.00021503 | 0 | 0 |  | 1 | TRUE | wye
106 | LV_855-16_0_3_load_196 | 144 | 0.00036168 | 9.0646e-05 | 0 | 0 |  | 1 | TRUE | wye
107 | LV_855-16_0_3_load_193 | 145 | 0.00022286 | 5.5855e-05 | 0 | 0 |  | 1 | TRUE | wye
108 | LV_855-16_0_3_load_131 | 148 | 0.0012196 | 0.00030565 | 0 | 0 |  | 1 | TRUE | wye
109 | LV_855-16_0_3_load_157 | 149 | 0.0017843 | 0.00044719 | 0 | 0 |  | 1 | TRUE | wye
110 | LV_855-16_0_3_load_115 | 150 | 0.00068277 | 0.00017112 | 0 | 0 |  | 1 | TRUE | wye
111 | LV_855-16_0_3_load_125 | 151 | 0.001022 | 0.00025614 | 0 | 0 |  | 1 | TRUE | wye
112 | LV_855-16_0_3_load_122 | 152 | 0.0006811 | 0.0001707 | 0 | 0 |  | 1 | TRUE | wye
113 | LV_855-16_0_3_load_111 | 153 | 0.00017413 | 4.3642e-05 | 0 | 0 |  | 1 | TRUE | wye
114 | LV_855-16_0_3_load_112 | 154 | 0.00092527 | 0.0002319 | 0 | 0 |  | 1 | TRUE | wye
115 | LV_855-16_0_3_load_113 | 155 | 0.00013131 | 3.2911e-05 | 0 | 0 |  | 1 | TRUE | wye
116 | LV_855-16_0_3_load_146 | 157 | 0.00032321 | 8.1003e-05 | 0 | 0 |  | 1 | TRUE | wye
117 | LV_855-16_0_3_load_183 | 158 | 0.00043309 | 0.00010854 | 0 | 0 |  | 1 | TRUE | wye
118 | LV_855-16_0_3_load_187 | 159 | 0.00022389 | 5.6113e-05 | 0 | 0 |  | 1 | TRUE | wye
119 | LV_855-16_0_3_load_144 | 160 | 0.00016228 | 4.0671e-05 | 0 | 0 |  | 1 | TRUE | wye
120 | LV_855-16_0_3_load_130 | 161 | 0.0014789 | 0.00037064 | 0 | 0 |  | 1 | TRUE | wye
121 | LV_855-16_0_3_load_158 | 162 | 0.0010172 | 0.00025493 | 0 | 0 |  | 1 | TRUE | wye
122 | LV_855-16_0_3_load_126 | 163 | 0.00023954 | 6.0035e-05 | 0 | 0 |  | 1 | TRUE | wye
123 | LV_855-16_0_3_load_127 | 164 | 0.00043971 | 0.0001102 | 0 | 0 |  | 1 | TRUE | wye
124 | LV_855-16_0_3_load_128 | 165 | 0.00010942 | 2.7423e-05 | 0 | 0 |  | 1 | TRUE | wye
125 | LV_855-16_0_3_load_153 | 166 | 0.00011145 | 2.7933e-05 | 0 | 0 |  | 1 | TRUE | wye
126 | LV_855-16_0_3_load_169 | 167 | 0.00010767 | 2.6984e-05 | 0 | 0 |  | 1 | TRUE | wye
127 | LV_855-16_0_3_load_218 | 169 | 0.00032392 | 8.1181e-05 | 0 | 0 |  | 1 | TRUE | wye
128 | LV_855-16_0_3_load_219 | 170 | 0.0004162 | 0.00010431 | 0 | 0 |  | 1 | TRUE | wye
129 | LV_855-16_0_3_load_135 | 172 | 0.00037959 | 9.5135e-05 | 0 | 0 |  | 1 | TRUE | wye
130 | LV_855-16_0_3_load_145 | 174 | 0.00025853 | 6.4795e-05 | 0 | 0 |  | 1 | TRUE | wye
131 | LV_855-16_0_3_load_159 | 175 | 0.00054187 | 0.00013581 | 0 | 0 |  | 1 | TRUE | wye
132 | LV_855-16_0_3_load_140 | 176 | 0.00025959 | 6.5059e-05 | 0 | 0 |  | 1 | TRUE | wye
133 | LV_855-16_0_3_load_163 | 177 | 0.00034161 | 8.5616e-05 | 0 | 0 |  | 1 | TRUE | wye
134 | LV_855-16_0_3_load_138 | 178 | 0.0008638 | 0.00021649 | 0 | 0 |  | 1 | TRUE | wye
135 | LV_855-16_0_3_load_139 | 179 | 0.00041437 | 0.00010385 | 0 | 0 |  | 1 | TRUE | wye
136 | LV_855-16_0_3_load_141 | 180 | 0.00026882 | 6.7372e-05 | 0 | 0 |  | 1 | TRUE | wye
137 | LV_855-16_0_3_load_147 | 181 | 0.0014222 | 0.00035643 | 0 | 0 |  | 1 | TRUE | wye
138 | LV_855-16_0_3_load_164 | 182 | 0.00029485 | 7.3897e-05 | 0 | 0 |  | 1 | TRUE | wye
139 | LV_855-16_0_3_load_148 | 183 | 8.0369e-05 | 2.0142e-05 | 0 | 0 |  | 1 | TRUE | wye
140 | LV_855-16_0_3_load_149 | 184 | 0.00047835 | 0.00011988 | 0 | 0 |  | 1 | TRUE | wye
141 | LV_855-16_0_3_load_151 | 185 | 0.00069666 | 0.0001746 | 0 | 0 |  | 1 | TRUE | wye
142 | LV_855-16_0_3_load_160 | 186 | 0.0012227 | 0.00030643 | 0 | 0 |  | 1 | TRUE | wye
143 | LV_855-16_0_3_load_161 | 187 | 0.00085511 | 0.00021431 | 0 | 0 |  | 1 | TRUE | wye
144 | LV_855-16_0_3_load_172 | 189 | 0.00022785 | 5.7105e-05 | 0 | 0 |  | 1 | TRUE | wye
145 | LV_855-16_0_3_load_177 | 190 | 0.0020548 | 0.00051498 | 0 | 0 |  | 1 | TRUE | wye
146 | LV_855-16_0_3_load_165 | 191 | 0.00019147 | 4.7987e-05 | 0 | 0 |  | 1 | TRUE | wye
147 | LV_855-16_0_3_load_208 | 192 | 0.00035633 | 8.9304e-05 | 0 | 0 |  | 1 | TRUE | wye
148 | LV_855-16_0_3_load_209 | 193 | 0.00027343 | 6.8527e-05 | 0 | 0 |  | 1 | TRUE | wye
149 | LV_855-16_0_3_load_203 | 194 | 0.0018672 | 0.00046797 | 0 | 0 |  | 1 | TRUE | wye
150 | LV_855-16_0_3_load_201 | 197 | 0.0016629 | 0.00041676 | 0 | 0 |  | 1 | TRUE | wye
151 | LV_855-16_0_3_load_202 | 198 | 0.00033928 | 8.5033e-05 | 0 | 0 |  | 1 | TRUE | wye
152 | LV_855-16_0_3_load_210 | 200 | 0.00035904 | 8.9983e-05 | 0 | 0 |  | 1 | TRUE | wye
153 | LV_855-16_0_3_load_212 | 202 | 0.00046147 | 0.00011565 | 0 | 0 |  | 1 | TRUE | wye
154 | LV_855-16_0_3_load_207 | 203 | 0.00019243 | 4.8228e-05 | 0 | 0 |  | 1 | TRUE | wye
155 | LV_855-16_0_3_load_213 | 204 | 0.0014408 | 0.00036111 | 0 | 0 |  | 1 | TRUE | wye
156 | LV_855-16_0_3_load_199 | 206 | 0.0010734 | 0.00026902 | 0 | 0 |  | 1 | TRUE | wye
157 | LV_855-16_0_3_load_188 | 207 | 0.0013728 | 0.00034405 | 0 | 0 |  | 1 | TRUE | wye
158 | LV_855-16_0_3_load_189 | 208 | 0.00078742 | 0.00019735 | 0 | 0 |  | 1 | TRUE | wye
159 | LV_855-16_0_3_load_190 | 209 | 0.00024099 | 6.0398e-05 | 0 | 0 |  | 1 | TRUE | wye
160 | LV_855-16_0_3_load_191 | 210 | 0.00071633 | 0.00017953 | 0 | 0 |  | 1 | TRUE | wye
161 | LV_855-16_0_3_load_200 | 212 | 0.00065068 | 0.00016308 | 0 | 0 |  | 1 | TRUE | wye
162 | LV_855-16_0_3_load_197 | 213 | 0.00033163 | 8.3115e-05 | 0 | 0 |  | 1 | TRUE | wye
163 | LV_855-16_0_3_load_194 | 214 | 0.00050785 | 0.00012728 | 0 | 0 |  | 1 | TRUE | wye
164 | LV_855-16_0_3_load_195 | 215 | 0.00031353 | 7.8578e-05 | 0 | 0 |  | 1 | TRUE | wye

## ext_grid
| name | bus | vm_pu | va_degree | slack_weight | in_service
0 |  | 89 | 1 | 0 | 1 | TRUE

## line
| name | std_type | from_bus | to_bus | length_km | r_ohm_per_km | x_ohm_per_km | c_nf_per_km | g_us_per_km | max_i_ka | df | parallel | type | in_service
0 | LV_855-16_0_3_line_0 |  | 0 | 1 | 0.042658 | 0.125 | 0.08 | 261 | 0 | 0.364 | 1 | 1 | cs | TRUE
1 | LV_855-16_0_3_line_1 |  | 0 | 2 | 0.0014423 | 0.125 | 0.08 | 261 | 0 | 0.364 | 1 | 1 | cs | TRUE
2 | LV_855-16_0_3_line_2 |  | 1 | 3 | 0.013102 | 0.125 | 0.08 | 261 | 0 | 0.364 | 1 | 1 | cs | TRUE
3 | LV_855-16_0_3_line_3 |  | 1 | 4 | 0.0064093 | 0.125 | 0.08 | 261 | 0 | 0.364 | 1 | 1 | cs | TRUE
4 | LV_855-16_0_3_line_4 |  | 4 | 5 | 0.012955 | 0.125 | 0.08 | 261 | 0 | 0.364 | 1 | 1 | cs | TRUE
5 | LV_855-16_0_3_line_5 |  | 5 | 12 | 0.031371 | 0.125 | 0.08 | 261 | 0 | 0.364 | 1 | 1 | cs | TRUE
6 | LV_855-16_0_3_line_6 |  | 6 | 7 | 0.021907 | 0.125 | 0.08 | 261 | 0 | 0.364 | 1 | 1 | cs | TRUE
7 | LV_855-16_0_3_line_7 |  | 6 | 8 | 0.0062595 | 0.125 | 0.08 | 261 | 0 | 0.364 | 1 | 1 | cs | TRUE
8 | LV_855-16_0_3_line_8 |  | 7 | 9 | 0.16454 | 0.125 | 0.08 | 261 | 0 | 0.364 | 1 | 1 | cs | TRUE
9 | LV_855-16_0_3_line_9 |  | 7 | 10 | 0.22514 | 0.125 | 0.08 | 261 | 0 | 0.364 | 1 | 1 | cs | TRUE
10 | LV_855-16_0_3_line_10 |  | 8 | 11 | 0.20918 | 0.125 | 0.08 | 261 | 0 | 0.364 | 1 | 1 | cs | TRUE
11 | LV_855-16_0_3_line_11 |  | 10 | 45 | 0.19645 | 0.125 | 0.08 | 261 | 0 | 0.364 | 1 | 1 | cs | TRUE
12 | LV_855-16_0_3_line_12 |  | 10 | 44 | 0.10646 | 0.125 | 0.08 | 261 | 0 | 0.364 | 1 | 1 | cs | TRUE
13 | LV_855-16_0_3_line_13 |  | 12 | 13 | 6.4001e-05 | 0.125 | 0.08 | 261 | 0 | 0.364 | 1 | 1 | cs | TRUE
14 | LV_855-16_0_3_line_14 |  | 13 | 14 | 0.059687 | 0.125 | 0.08 | 261 | 0 | 0.364 | 1 | 1 | cs | TRUE
15 | LV_855-16_0_3_line_15 |  | 14 | 15 | 0.19178 | 0.125 | 0.08 | 261 | 0 | 0.364 | 1 | 1 | cs | TRUE
16 | LV_855-16_0_3_line_16 |  | 15 | 16 | 0.049838 | 0.125 | 0.08 | 261 | 0 | 0.364 | 1 | 1 | cs | TRUE
17 | LV_855-16_0_3_line_17 |  | 16 | 17 | 0.056872 | 0.125 | 0.08 | 261 | 0 | 0.364 | 1 | 1 | cs | TRUE
18 | LV_855-16_0_3_line_18 |  | 17 | 39 | 0.028414 | 0.125 | 0.08 | 261 | 0 | 0.364 | 1 | 1 | cs | TRUE
19 | LV_855-16_0_3_line_19 |  | 17 | 25 | 0.008238 | 0.125 | 0.08 | 261 | 0 | 0.364 | 1 | 1 | cs | TRUE
20 | LV_855-16_0_3_line_20 |  | 18 | 19 | 0.038425 | 0.125 | 0.08 | 261 | 0 | 0.364 | 1 | 1 | cs | TRUE
21 | LV_855-16_0_3_line_21 |  | 18 | 20 | 0.0043727 | 0.125 | 0.08 | 261 | 0 | 0.364 | 1 | 1 | cs | TRUE
22 | LV_855-16_0_3_line_22 |  | 19 | 21 | 0.02134 | 0.125 | 0.08 | 261 | 0 | 0.364 | 1 | 1 | cs | TRUE
23 | LV_855-16_0_3_line_23 |  | 20 | 22 | 0.036331 | 0.125 | 0.08 | 261 | 0 | 0.364 | 1 | 1 | cs | TRUE
24 | LV_855-16_0_3_line_24 |  | 21 | 23 | 0.20364 | 0.125 | 0.08 | 261 | 0 | 0.364 | 1 | 1 | cs | TRUE
25 | LV_855-16_0_3_line_25 |  | 22 | 24 | 0.014354 | 0.125 | 0.08 | 261 | 0 | 0.364 | 1 | 1 | cs | TRUE
26 | LV_855-16_0_3_line_26 |  | 23 | 25 | 0.004778 | 0.125 | 0.08 | 261 | 0 | 0.364 | 1 | 1 | cs | TRUE
27 | LV_855-16_0_3_line_27 |  | 24 | 26 | 0.026963 | 0.125 | 0.08 | 261 | 0 | 0.364 | 1 | 1 | cs | TRUE
28 | LV_855-16_0_3_line_28 |  | 25 | 27 | 0.077643 | 0.125 | 0.08 | 261 | 0 | 0.364 | 1 | 1 | cs | TRUE
29 | LV_855-16_0_3_line_29 |  | 25 | 28 | 0.022436 | 0.125 | 0.08 | 261 | 0 | 0.364 | 1 | 1 | cs | TRUE
30 | LV_855-16_0_3_line_30 |  | 27 | 38 | 0.037912 | 0.125 | 0.08 | 261 | 0 | 0.364 | 1 | 1 | cs | TRUE
31 | LV_855-16_0_3_line_31 |  | 29 | 30 | 0.019222 | 0.125 | 0.08 | 261 | 0 | 0.364 | 1 | 1 | cs | TRUE
32 | LV_855-16_0_3_line_32 |  | 29 | 31 | 0.010982 | 0.125 | 0.08 | 261 | 0 | 0.364 | 1 | 1 | cs | TRUE
33 | LV_855-16_0_3_line_33 |  | 31 | 32 | 0.071029 | 0.125 | 0.08 | 261 | 0 | 0.364 | 1 | 1 | cs | TRUE
34 | LV_855-16_0_3_line_34 |  | 32 | 33 | 0.37338 | 0.125 | 0.08 | 261 | 0 | 0.364 | 1 | 1 | cs | TRUE
35 | LV_855-16_0_3_line_35 |  | 33 | 34 | 0.0012901 | 0.125 | 0.08 | 261 | 0 | 0.364 | 1 | 1 | cs | TRUE
36 | LV_855-16_0_3_line_36 |  | 34 | 51 | 0.24584 | 0.125 | 0.08 | 261 | 0 | 0.364 | 1 | 1 | cs | TRUE
37 | LV_855-16_0_3_line_37 |  | 35 | 36 | 0.047053 | 0.125 | 0.08 | 261 | 0 | 0.364 | 1 | 1 | cs | TRUE
38 | LV_855-16_0_3_line_38 |  | 35 | 37 | 0.23891 | 0.125 | 0.08 | 261 | 0 | 0.364 | 1 | 1 | cs | TRUE
39 | LV_855-16_0_3_line_39 |  | 37 | 111 | 0.006637 | 0.125 | 0.08 | 261 | 0 | 0.364 | 1 | 1 | cs | TRUE
40 | LV_855-16_0_3_line_40 |  | 37 | 166 | 0.023293 | 0.125 | 0.08 | 261 | 0 | 0.364 | 1 | 1 | cs | TRUE
41 | LV_855-16_0_3_line_41 |  | 38 | 40 | 0.02166 | 0.125 | 0.08 | 261 | 0 | 0.364 | 1 | 1 | cs | TRUE
42 | LV_855-16_0_3_line_42 |  | 40 | 41 | 0.016191 | 0.125 | 0.08 | 261 | 0 | 0.364 | 1 | 1 | cs | TRUE
43 | LV_855-16_0_3_line_43 |  | 41 | 42 | 0.29855 | 0.125 | 0.08 | 261 | 0 | 0.364 | 1 | 1 | cs | TRUE
44 | LV_855-16_0_3_line_44 |  | 42 | 43 | 0.023326 | 0.125 | 0.08 | 261 | 0 | 0.364 | 1 | 1 | cs | TRUE
45 | LV_855-16_0_3_line_45 |  | 43 | 44 | 0.042464 | 0.125 | 0.08 | 261 | 0 | 0.364 | 1 | 1 | cs | TRUE
46 | LV_855-16_0_3_line_46 |  | 45 | 54 | 0.083012 | 0.125 | 0.08 | 261 | 0 | 0.364 | 1 | 1 | cs | TRUE
47 | LV_855-16_0_3_line_47 |  | 45 | 55 | 0.042297 | 0.125 | 0.08 | 261 | 0 | 0.364 | 1 | 1 | cs | TRUE
48 | LV_855-16_0_3_line_48 |  | 46 | 47 | 0.027128 | 0.125 | 0.08 | 261 | 0 | 0.364 | 1 | 2 | cs | TRUE
49 | LV_855-16_0_3_line_49 |  | 46 | 48 | 0.066321 | 0.125 | 0.08 | 261 | 0 | 0.364 | 1 | 1 | cs | TRUE
50 | LV_855-16_0_3_line_50 |  | 46 | 49 | 0.025106 | 0.125 | 0.08 | 261 | 0 | 0.364 | 1 | 2 | cs | TRUE
51 | LV_855-16_0_3_line_51 |  | 47 | 50 | 0.012019 | 0.125 | 0.08 | 261 | 0 | 0.364 | 1 | 2 | cs | TRUE
52 | LV_855-16_0_3_line_52 |  | 48 | 51 | 0.05706 | 0.125 | 0.08 | 261 | 0 | 0.364 | 1 | 1 | cs | TRUE
53 | LV_855-16_0_3_line_53 |  | 48 | 52 | 0.053999 | 0.125 | 0.08 | 261 | 0 | 0.364 | 1 | 1 | cs | TRUE
54 | LV_855-16_0_3_line_54 |  | 49 | 53 | 0.028458 | 0.125 | 0.08 | 261 | 0 | 0.364 | 1 | 2 | cs | TRUE
55 | LV_855-16_0_3_line_55 |  | 50 | 150 | 0.014455 | 0.125 | 0.08 | 261 | 0 | 0.364 | 1 | 2 | cs | TRUE
56 | LV_855-16_0_3_line_56 |  | 51 | 151 | 0.015872 | 0.125 | 0.08 | 261 | 0 | 0.364 | 1 | 1 | cs | TRUE
57 | LV_855-16_0_3_line_57 |  | 52 | 152 | 0.11548 | 0.125 | 0.08 | 261 | 0 | 0.364 | 1 | 1 | cs | TRUE
58 | LV_855-16_0_3_line_58 |  | 53 | 146 | 0.023131 | 0.125 | 0.08 | 261 | 0 | 0.364 | 1 | 2 | cs | TRUE
59 | LV_855-16_0_3_line_59 |  | 54 | 58 | 0.11602 | 0.125 | 0.08 | 261 | 0 | 0.364 | 1 | 1 | cs | TRUE
60 | LV_855-16_0_3_line_60 |  | 54 | 59 | 0.013694 | 0.125 | 0.08 | 261 | 0 | 0.364 | 1 | 1 | cs | TRUE
61 | LV_855-16_0_3_line_61 |  | 56 | 57 | 0.079858 | 0.125 | 0.08 | 261 | 0 | 0.364 | 1 | 1 | cs | TRUE
62 | LV_855-16_0_3_line_62 |  | 57 | 158 | 0.01348 | 0.125 | 0.08 | 261 | 0 | 0.364 | 1 | 1 | cs | TRUE
63 | LV_855-16_0_3_line_63 |  | 58 | 135 | 0.090405 | 0.125 | 0.08 | 261 | 0 | 0.364 | 1 | 1 | cs | TRUE
64 | LV_855-16_0_3_line_64 |  | 59 | 136 | 0.042109 | 0.125 | 0.08 | 261 | 0 | 0.364 | 1 | 1 | cs | TRUE
65 | LV_855-16_0_3_line_65 |  | 59 | 137 | 0.0291 | 0.125 | 0.08 | 261 | 0 | 0.364 | 1 | 1 | cs | TRUE
66 | LV_855-16_0_3_line_66 |  | 60 | 61 | 0.012793 | 0.125 | 0.08 | 261 | 0 | 0.364 | 1 | 1 | cs | TRUE
67 | LV_855-16_0_3_line_67 |  | 60 | 62 | 0.022649 | 0.125 | 0.08 | 261 | 0 | 0.364 | 1 | 1 | cs | TRUE
68 | LV_855-16_0_3_line_68 |  | 61 | 63 | 0.0042171 | 0.125 | 0.08 | 261 | 0 | 0.364 | 1 | 1 | cs | TRUE
69 | LV_855-16_0_3_line_69 |  | 62 | 64 | 0.044376 | 0.125 | 0.08 | 261 | 0 | 0.364 | 1 | 1 | cs | TRUE
70 | LV_855-16_0_3_line_70 |  | 62 | 65 | 0.008706 | 0.125 | 0.08 | 261 | 0 | 0.364 | 1 | 1 | cs | TRUE
71 | LV_855-16_0_3_line_71 |  | 63 | 68 | 0.025956 | 0.125 | 0.08 | 261 | 0 | 0.364 | 1 | 1 | cs | TRUE
72 | LV_855-16_0_3_line_72 |  | 64 | 72 | 0.0093187 | 0.125 | 0.08 | 261 | 0 | 0.364 | 1 | 1 | cs | TRUE
73 | LV_855-16_0_3_line_73 |  | 65 | 73 | 0.0202 | 0.125 | 0.08 | 261 | 0 | 0.364 | 1 | 1 | cs | TRUE
74 | LV_855-16_0_3_line_74 |  | 65 | 74 | 0.0030889 | 0.125 | 0.08 | 261 | 0 | 0.364 | 1 | 1 | cs | TRUE
75 | LV_855-16_0_3_line_75 |  | 66 | 67 | 0.00046389 | 0.125 | 0.08 | 261 | 0 | 0.364 | 1 | 1 | cs | TRUE
76 | LV_855-16_0_3_line_76 |  | 67 | 161 | 0.015424 | 0.125 | 0.08 | 261 | 0 | 0.364 | 1 | 1 | cs | TRUE
77 | LV_855-16_0_3_line_77 |  | 68 | 75 | 0.036659 | 0.125 | 0.08 | 261 | 0 | 0.364 | 1 | 1 | cs | TRUE
78 | LV_855-16_0_3_line_78 |  | 69 | 70 | 0.21588 | 0.125 | 0.08 | 261 | 0 | 0.364 | 1 | 1 | cs | TRUE
79 | LV_855-16_0_3_line_79 |  | 69 | 71 | 0.010034 | 0.125 | 0.08 | 261 | 0 | 0.364 | 1 | 1 | cs | TRUE
80 | LV_855-16_0_3_line_80 |  | 70 | 99 | 0.05423 | 0.125 | 0.08 | 261 | 0 | 0.364 | 1 | 1 | cs | TRUE
81 | LV_855-16_0_3_line_81 |  | 71 | 205 | 0.021813 | 0.125 | 0.08 | 261 | 0 | 0.364 | 1 | 1 | cs | TRUE
82 | LV_855-16_0_3_line_82 |  | 72 | 76 | 0.0014733 | 0.125 | 0.08 | 261 | 0 | 0.364 | 1 | 1 | cs | TRUE
83 | LV_855-16_0_3_line_83 |  | 73 | 77 | 0.0098199 | 0.125 | 0.08 | 261 | 0 | 0.364 | 1 | 1 | cs | TRUE
84 | LV_855-16_0_3_line_84 |  | 74 | 78 | 0.046248 | 0.125 | 0.08 | 261 | 0 | 0.364 | 1 | 1 | cs | TRUE
85 | LV_855-16_0_3_line_85 |  | 75 | 98 | 0.014168 | 0.125 | 0.08 | 261 | 0 | 0.364 | 1 | 1 | cs | TRUE
86 | LV_855-16_0_3_line_86 |  | 76 | 79 | 0.014365 | 0.125 | 0.08 | 261 | 0 | 0.364 | 1 | 1 | cs | TRUE
87 | LV_855-16_0_3_line_87 |  | 77 | 96 | 0.017059 | 0.125 | 0.08 | 261 | 0 | 0.364 | 1 | 1 | cs | TRUE
88 | LV_855-16_0_3_line_88 |  | 77 | 97 | 0.046041 | 0.125 | 0.08 | 261 | 0 | 0.364 | 1 | 1 | cs | TRUE
89 | LV_855-16_0_3_line_89 |  | 78 | 92 | 0.010109 | 0.125 | 0.08 | 261 | 0 | 0.364 | 1 | 1 | cs | TRUE
90 | LV_855-16_0_3_line_90 |  | 79 | 80 | 0.011895 | 0.125 | 0.08 | 261 | 0 | 0.364 | 1 | 1 | cs | TRUE
91 | LV_855-16_0_3_line_91 |  | 80 | 81 | 0.016356 | 0.125 | 0.08 | 261 | 0 | 0.364 | 1 | 1 | cs | TRUE
92 | LV_855-16_0_3_line_92 |  | 81 | 82 | 0.019244 | 0.125 | 0.08 | 261 | 0 | 0.364 | 1 | 1 | cs | TRUE
93 | LV_855-16_0_3_line_93 |  | 82 | 83 | 0.02165 | 0.125 | 0.08 | 261 | 0 | 0.364 | 1 | 1 | cs | TRUE
94 | LV_855-16_0_3_line_94 |  | 83 | 86 | 0.090462 | 0.125 | 0.08 | 261 | 0 | 0.364 | 1 | 1 | cs | TRUE
95 | LV_855-16_0_3_line_95 |  | 83 | 84 | 0.012271 | 0.125 | 0.08 | 261 | 0 | 0.364 | 1 | 1 | cs | TRUE
96 | LV_855-16_0_3_line_96 |  | 84 | 85 | 0.063925 | 0.125 | 0.08 | 261 | 0 | 0.364 | 1 | 1 | cs | TRUE
97 | LV_855-16_0_3_line_97 |  | 86 | 91 | 0.17392 | 0.125 | 0.08 | 261 | 0 | 0.364 | 1 | 1 | cs | TRUE
98 | LV_855-16_0_3_line_98 |  | 87 | 88 | 0.045184 | 0.125 | 0.08 | 261 | 0 | 0.364 | 1 | 1 | cs | TRUE
99 | LV_855-16_0_3_line_99 |  | 87 | 89 | 0.2812 | 0.125 | 0.08 | 261 | 0 | 0.364 | 1 | 2 | cs | TRUE
100 | LV_855-16_0_3_line_100 |  | 87 | 90 | 0.13881 | 0.125 | 0.08 | 261 | 0 | 0.364 | 1 | 2 | cs | TRUE
101 | LV_855-16_0_3_line_101 |  | 88 | 159 | 0.12299 | 0.125 | 0.08 | 261 | 0 | 0.364 | 1 | 1 | cs | TRUE
102 | LV_855-16_0_3_line_102 |  | 89 | 91 | 0.057741 | 0.125 | 0.08 | 261 | 0 | 0.364 | 1 | 1 | cs | TRUE
103 | LV_855-16_0_3_line_103 |  | 90 | 156 | 0.083339 | 0.125 | 0.08 | 261 | 0 | 0.364 | 1 | 2 | cs | TRUE
104 | LV_855-16_0_3_line_104 |  | 90 | 154 | 0.16903 | 0.125 | 0.08 | 261 | 0 | 0.364 | 1 | 2 | cs | TRUE
105 | LV_855-16_0_3_line_105 |  | 92 | 93 | 0.018287 | 0.125 | 0.08 | 261 | 0 | 0.364 | 1 | 1 | cs | TRUE
106 | LV_855-16_0_3_line_106 |  | 92 | 94 | 0.024007 | 0.125 | 0.08 | 261 | 0 | 0.364 | 1 | 1 | cs | TRUE
107 | LV_855-16_0_3_line_107 |  | 94 | 95 | 0.013646 | 0.125 | 0.08 | 261 | 0 | 0.364 | 1 | 1 | cs | TRUE
108 | LV_855-16_0_3_line_108 |  | 96 | 104 | 0.0243 | 0.125 | 0.08 | 261 | 0 | 0.364 | 1 | 1 | cs | TRUE
109 | LV_855-16_0_3_line_109 |  | 98 | 100 | 0.016751 | 0.125 | 0.08 | 261 | 0 | 0.364 | 1 | 1 | cs | TRUE
110 | LV_855-16_0_3_line_110 |  | 98 | 101 | 0.28062 | 0.125 | 0.08 | 261 | 0 | 0.364 | 1 | 1 | cs | TRUE
111 | LV_855-16_0_3_line_111 |  | 99 | 142 | 0.32829 | 0.125 | 0.08 | 261 | 0 | 0.364 | 1 | 1 | cs | TRUE
112 | LV_855-16_0_3_line_112 |  | 101 | 102 | 0.45338 | 0.125 | 0.08 | 261 | 0 | 0.364 | 1 | 1 | cs | TRUE
113 | LV_855-16_0_3_line_113 |  | 101 | 103 | 0.23611 | 0.125 | 0.08 | 261 | 0 | 0.364 | 1 | 1 | cs | TRUE
114 | LV_855-16_0_3_line_114 |  | 102 | 206 | 0.16975 | 0.125 | 0.08 | 261 | 0 | 0.364 | 1 | 1 | cs | TRUE
115 | LV_855-16_0_3_line_115 |  | 105 | 106 | 0.019725 | 0.125 | 0.08 | 261 | 0 | 0.364 | 1 | 1 | cs | TRUE
116 | LV_855-16_0_3_line_116 |  | 105 | 107 | 0.0065334 | 0.125 | 0.08 | 261 | 0 | 0.364 | 1 | 1 | cs | TRUE
117 | LV_855-16_0_3_line_117 |  | 106 | 108 | 0.049833 | 0.125 | 0.08 | 261 | 0 | 0.364 | 1 | 1 | cs | TRUE
118 | LV_855-16_0_3_line_118 |  | 108 | 112 | 0.022644 | 0.125 | 0.08 | 261 | 0 | 0.364 | 1 | 1 | cs | TRUE
119 | LV_855-16_0_3_line_119 |  | 108 | 113 | 0.018247 | 0.125 | 0.08 | 261 | 0 | 0.364 | 1 | 1 | cs | TRUE
120 | LV_855-16_0_3_line_120 |  | 109 | 110 | 0.22141 | 0.125 | 0.08 | 261 | 0 | 0.364 | 1 | 1 | cs | TRUE
121 | LV_855-16_0_3_line_121 |  | 109 | 111 | 0.02741 | 0.125 | 0.08 | 261 | 0 | 0.364 | 1 | 1 | cs | TRUE
122 | LV_855-16_0_3_line_122 |  | 110 | 130 | 0.010058 | 0.125 | 0.08 | 261 | 0 | 0.364 | 1 | 1 | cs | TRUE
123 | LV_855-16_0_3_line_123 |  | 110 | 124 | 0.062487 | 0.125 | 0.08 | 261 | 0 | 0.364 | 1 | 1 | cs | TRUE
124 | LV_855-16_0_3_line_124 |  | 112 | 114 | 0.019183 | 0.125 | 0.08 | 261 | 0 | 0.364 | 1 | 1 | cs | TRUE
125 | LV_855-16_0_3_line_125 |  | 113 | 115 | 0.0071216 | 0.125 | 0.08 | 261 | 0 | 0.364 | 1 | 1 | cs | TRUE
126 | LV_855-16_0_3_line_126 |  | 114 | 129 | 0.02337 | 0.125 | 0.08 | 261 | 0 | 0.364 | 1 | 1 | cs | TRUE
127 | LV_855-16_0_3_line_127 |  | 115 | 126 | 0.016165 | 0.125 | 0.08 | 261 | 0 | 0.364 | 1 | 1 | cs | TRUE
128 | LV_855-16_0_3_line_128 |  | 116 | 117 | 0.0062381 | 0.125 | 0.08 | 261 | 0 | 0.364 | 1 | 1 | cs | TRUE
129 | LV_855-16_0_3_line_129 |  | 116 | 118 | 0.015897 | 0.125 | 0.08 | 261 | 0 | 0.364 | 1 | 1 | cs | TRUE
130 | LV_855-16_0_3_line_130 |  | 117 | 119 | 0.039931 | 0.125 | 0.08 | 261 | 0 | 0.364 | 1 | 1 | cs | TRUE
131 | LV_855-16_0_3_line_131 |  | 118 | 120 | 0.12643 | 0.125 | 0.08 | 261 | 0 | 0.364 | 1 | 1 | cs | TRUE
132 | LV_855-16_0_3_line_132 |  | 119 | 122 | 0.02196 | 0.125 | 0.08 | 261 | 0 | 0.364 | 1 | 1 | cs | TRUE
133 | LV_855-16_0_3_line_133 |  | 119 | 123 | 0.091602 | 0.125 | 0.08 | 261 | 0 | 0.364 | 1 | 1 | cs | TRUE
134 | LV_855-16_0_3_line_134 |  | 120 | 121 | 0.052648 | 0.125 | 0.08 | 261 | 0 | 0.364 | 1 | 1 | cs | TRUE
135 | LV_855-16_0_3_line_135 |  | 121 | 133 | 0.1767 | 0.125 | 0.08 | 261 | 0 | 0.364 | 1 | 1 | cs | TRUE
136 | LV_855-16_0_3_line_136 |  | 121 | 134 | 0.14621 | 0.125 | 0.08 | 261 | 0 | 0.364 | 1 | 1 | cs | TRUE
137 | LV_855-16_0_3_line_137 |  | 122 | 124 | 0.016617 | 0.125 | 0.08 | 261 | 0 | 0.364 | 1 | 1 | cs | TRUE
138 | LV_855-16_0_3_line_138 |  | 123 | 125 | 0.004667 | 0.125 | 0.08 | 261 | 0 | 0.364 | 1 | 1 | cs | TRUE
139 | LV_855-16_0_3_line_139 |  | 125 | 132 | 0.014817 | 0.125 | 0.08 | 261 | 0 | 0.364 | 1 | 1 | cs | TRUE
140 | LV_855-16_0_3_line_140 |  | 126 | 127 | 0.048359 | 0.125 | 0.08 | 261 | 0 | 0.364 | 1 | 1 | cs | TRUE
141 | LV_855-16_0_3_line_141 |  | 127 | 128 | 0.01057 | 0.125 | 0.08 | 261 | 0 | 0.364 | 1 | 1 | cs | TRUE
142 | LV_855-16_0_3_line_142 |  | 129 | 131 | 0.018046 | 0.125 | 0.08 | 261 | 0 | 0.364 | 1 | 1 | cs | TRUE
143 | LV_855-16_0_3_line_143 |  | 130 | 131 | 0.1548 | 0.125 | 0.08 | 261 | 0 | 0.364 | 1 | 1 | cs | TRUE
144 | LV_855-16_0_3_line_144 |  | 132 | 182 | 0.0015784 | 0.125 | 0.08 | 261 | 0 | 0.364 | 1 | 1 | cs | TRUE
145 | LV_855-16_0_3_line_145 |  | 133 | 167 | 0.069327 | 0.125 | 0.08 | 261 | 0 | 0.364 | 1 | 2 | cs | TRUE
146 | LV_855-16_0_3_line_146 |  | 133 | 165 | 0.01131 | 0.125 | 0.08 | 261 | 0 | 0.364 | 1 | 1 | cs | TRUE
147 | LV_855-16_0_3_line_147 |  | 134 | 183 | 0.011716 | 0.125 | 0.08 | 261 | 0 | 0.364 | 1 | 1 | cs | TRUE
148 | LV_855-16_0_3_line_148 |  | 135 | 172 | 0.0060263 | 0.125 | 0.08 | 261 | 0 | 0.364 | 1 | 1 | cs | TRUE
149 | LV_855-16_0_3_line_149 |  | 136 | 195 | 0.24521 | 0.125 | 0.08 | 261 | 0 | 0.364 | 1 | 1 | cs | TRUE
150 | LV_855-16_0_3_line_150 |  | 137 | 191 | 0.037285 | 0.125 | 0.08 | 261 | 0 | 0.364 | 1 | 1 | cs | TRUE
151 | LV_855-16_0_3_line_151 |  | 138 | 139 | 0.0032083 | 0.125 | 0.08 | 261 | 0 | 0.364 | 1 | 1 | cs | TRUE
152 | LV_855-16_0_3_line_152 |  | 138 | 140 | 0.2102 | 0.125 | 0.08 | 261 | 0 | 0.364 | 1 | 1 | cs | TRUE
153 | LV_855-16_0_3_line_153 |  | 139 | 141 | 0.039346 | 0.125 | 0.08 | 261 | 0 | 0.364 | 1 | 1 | cs | TRUE
154 | LV_855-16_0_3_line_154 |  | 141 | 143 | 0.003004 | 0.125 | 0.08 | 261 | 0 | 0.364 | 1 | 1 | cs | TRUE
155 | LV_855-16_0_3_line_155 |  | 142 | 143 | 0.023672 | 0.125 | 0.08 | 261 | 0 | 0.364 | 1 | 1 | cs | TRUE
156 | LV_855-16_0_3_line_156 |  | 144 | 145 | 0.24346 | 0.125 | 0.08 | 261 | 0 | 0.364 | 1 | 1 | cs | TRUE
157 | LV_855-16_0_3_line_157 |  | 145 | 214 | 0.027829 | 0.125 | 0.08 | 261 | 0 | 0.364 | 1 | 1 | cs | TRUE
158 | LV_855-16_0_3_line_158 |  | 146 | 147 | 0.17934 | 0.125 | 0.08 | 261 | 0 | 0.364 | 1 | 2 | cs | TRUE
159 | LV_855-16_0_3_line_159 |  | 147 | 148 | 0.044837 | 0.125 | 0.08 | 261 | 0 | 0.364 | 1 | 2 | cs | TRUE
160 | LV_855-16_0_3_line_160 |  | 147 | 149 | 0.12733 | 0.125 | 0.08 | 261 | 0 | 0.364 | 1 | 1 | cs | TRUE
161 | LV_855-16_0_3_line_161 |  | 148 | 161 | 0.18281 | 0.125 | 0.08 | 261 | 0 | 0.364 | 1 | 2 | cs | TRUE
162 | LV_855-16_0_3_line_162 |  | 149 | 162 | 0.013628 | 0.125 | 0.08 | 261 | 0 | 0.364 | 1 | 1 | cs | TRUE
163 | LV_855-16_0_3_line_163 |  | 150 | 155 | 0.012703 | 0.125 | 0.08 | 261 | 0 | 0.364 | 1 | 2 | cs | TRUE
164 | LV_855-16_0_3_line_164 |  | 153 | 154 | 0.062441 | 0.125 | 0.08 | 261 | 0 | 0.364 | 1 | 2 | cs | TRUE
165 | LV_855-16_0_3_line_165 |  | 153 | 155 | 0.0047593 | 0.125 | 0.08 | 261 | 0 | 0.364 | 1 | 2 | cs | TRUE
166 | LV_855-16_0_3_line_166 |  | 156 | 157 | 0.01966 | 0.125 | 0.08 | 261 | 0 | 0.364 | 1 | 2 | cs | TRUE
167 | LV_855-16_0_3_line_167 |  | 156 | 158 | 0.018854 | 0.125 | 0.08 | 261 | 0 | 0.364 | 1 | 1 | cs | TRUE
168 | LV_855-16_0_3_line_168 |  | 157 | 160 | 0.039831 | 0.125 | 0.08 | 261 | 0 | 0.364 | 1 | 2 | cs | TRUE
169 | LV_855-16_0_3_line_169 |  | 160 | 174 | 0.031759 | 0.125 | 0.08 | 261 | 0 | 0.364 | 1 | 2 | cs | TRUE
170 | LV_855-16_0_3_line_170 |  | 161 | 169 | 0.33464 | 0.125 | 0.08 | 261 | 0 | 0.364 | 1 | 2 | cs | TRUE
171 | LV_855-16_0_3_line_171 |  | 163 | 164 | 0.018571 | 0.125 | 0.08 | 261 | 0 | 0.364 | 1 | 1 | cs | TRUE
172 | LV_855-16_0_3_line_172 |  | 163 | 165 | 0.016032 | 0.125 | 0.08 | 261 | 0 | 0.364 | 1 | 1 | cs | TRUE
173 | LV_855-16_0_3_line_173 |  | 167 | 168 | 0.10917 | 0.125 | 0.08 | 261 | 0 | 0.364 | 1 | 2 | cs | TRUE
174 | LV_855-16_0_3_line_174 |  | 168 | 171 | 0.1818 | 0.125 | 0.08 | 261 | 0 | 0.364 | 1 | 2 | cs | TRUE
175 | LV_855-16_0_3_line_175 |  | 168 | 189 | 0.16716 | 0.125 | 0.08 | 261 | 0 | 0.364 | 1 | 1 | cs | TRUE
176 | LV_855-16_0_3_line_176 |  | 169 | 170 | 0.016695 | 0.125 | 0.08 | 261 | 0 | 0.364 | 1 | 1 | cs | TRUE
177 | LV_855-16_0_3_line_177 |  | 169 | 171 | 0.15611 | 0.125 | 0.08 | 261 | 0 | 0.364 | 1 | 2 | cs | TRUE
178 | LV_855-16_0_3_line_178 |  | 171 | 188 | 0.007406 | 0.125 | 0.08 | 261 | 0 | 0.364 | 1 | 1 | cs | TRUE
179 | LV_855-16_0_3_line_179 |  | 172 | 173 | 0.012638 | 0.125 | 0.08 | 261 | 0 | 0.364 | 1 | 1 | cs | TRUE
180 | LV_855-16_0_3_line_180 |  | 173 | 175 | 0.060695 | 0.125 | 0.08 | 261 | 0 | 0.364 | 1 | 1 | cs | TRUE
181 | LV_855-16_0_3_line_181 |  | 173 | 176 | 0.016026 | 0.125 | 0.08 | 261 | 0 | 0.364 | 1 | 1 | cs | TRUE
182 | LV_855-16_0_3_line_182 |  | 174 | 181 | 0.010837 | 0.125 | 0.08 | 261 | 0 | 0.364 | 1 | 2 | cs | TRUE
183 | LV_855-16_0_3_line_183 |  | 175 | 177 | 0.020609 | 0.125 | 0.08 | 261 | 0 | 0.364 | 1 | 1 | cs | TRUE
184 | LV_855-16_0_3_line_184 |  | 176 | 178 | 0.019124 | 0.125 | 0.08 | 261 | 0 | 0.364 | 1 | 1 | cs | TRUE
185 | LV_855-16_0_3_line_185 |  | 178 | 179 | 0.037315 | 0.125 | 0.08 | 261 | 0 | 0.364 | 1 | 2 | cs | TRUE
186 | LV_855-16_0_3_line_186 |  | 179 | 180 | 0.030912 | 0.125 | 0.08 | 261 | 0 | 0.364 | 1 | 2 | cs | TRUE
187 | LV_855-16_0_3_line_187 |  | 180 | 181 | 0.12439 | 0.125 | 0.08 | 261 | 0 | 0.364 | 1 | 2 | cs | TRUE
188 | LV_855-16_0_3_line_188 |  | 183 | 184 | 0.0030984 | 0.125 | 0.08 | 261 | 0 | 0.364 | 1 | 1 | cs | TRUE
189 | LV_855-16_0_3_line_189 |  | 184 | 185 | 0.012224 | 0.125 | 0.08 | 261 | 0 | 0.364 | 1 | 1 | cs | TRUE
190 | LV_855-16_0_3_line_190 |  | 186 | 187 | 0.00050535 | 0.125 | 0.08 | 261 | 0 | 0.364 | 1 | 1 | cs | TRUE
191 | LV_855-16_0_3_line_191 |  | 187 | 188 | 0.015482 | 0.125 | 0.08 | 261 | 0 | 0.364 | 1 | 1 | cs | TRUE
192 | LV_855-16_0_3_line_192 |  | 189 | 190 | 0.0029645 | 0.125 | 0.08 | 261 | 0 | 0.364 | 1 | 1 | cs | TRUE
193 | LV_855-16_0_3_line_193 |  | 192 | 193 | 0.016391 | 0.125 | 0.08 | 261 | 0 | 0.364 | 1 | 1 | cs | TRUE
194 | LV_855-16_0_3_line_194 |  | 192 | 194 | 0.0047762 | 0.125 | 0.08 | 261 | 0 | 0.364 | 1 | 1 | cs | TRUE
195 | LV_855-16_0_3_line_195 |  | 193 | 200 | 0.026337 | 0.125 | 0.08 | 261 | 0 | 0.364 | 1 | 1 | cs | TRUE
196 | LV_855-16_0_3_line_196 |  | 194 | 198 | 0.025569 | 0.125 | 0.08 | 261 | 0 | 0.364 | 1 | 1 | cs | TRUE
197 | LV_855-16_0_3_line_197 |  | 195 | 196 | 0.017874 | 0.125 | 0.08 | 261 | 0 | 0.364 | 1 | 1 | cs | TRUE
198 | LV_855-16_0_3_line_198 |  | 196 | 199 | 0.15688 | 0.125 | 0.08 | 261 | 0 | 0.364 | 1 | 1 | cs | TRUE
199 | LV_855-16_0_3_line_199 |  | 196 | 200 | 0.044851 | 0.125 | 0.08 | 261 | 0 | 0.364 | 1 | 1 | cs | TRUE
200 | LV_855-16_0_3_line_200 |  | 197 | 198 | 0.015731 | 0.125 | 0.08 | 261 | 0 | 0.364 | 1 | 1 | cs | TRUE
201 | LV_855-16_0_3_line_201 |  | 199 | 201 | 0.035435 | 0.125 | 0.08 | 261 | 0 | 0.364 | 1 | 1 | cs | TRUE
202 | LV_855-16_0_3_line_202 |  | 199 | 202 | 0.015579 | 0.125 | 0.08 | 261 | 0 | 0.364 | 1 | 1 | cs | TRUE
203 | LV_855-16_0_3_line_203 |  | 201 | 203 | 0.036217 | 0.125 | 0.08 | 261 | 0 | 0.364 | 1 | 1 | cs | TRUE
204 | LV_855-16_0_3_line_204 |  | 202 | 204 | 0.023505 | 0.125 | 0.08 | 261 | 0 | 0.364 | 1 | 1 | cs | TRUE
205 | LV_855-16_0_3_line_205 |  | 203 | 205 | 0.0048249 | 0.125 | 0.08 | 261 | 0 | 0.364 | 1 | 1 | cs | TRUE
206 | LV_855-16_0_3_line_206 |  | 206 | 213 | 0.0060094 | 0.125 | 0.08 | 261 | 0 | 0.364 | 1 | 1 | cs | TRUE
207 | LV_855-16_0_3_line_207 |  | 207 | 208 | 0.024318 | 0.125 | 0.08 | 261 | 0 | 0.364 | 1 | 1 | cs | TRUE
208 | LV_855-16_0_3_line_208 |  | 207 | 209 | 0.0053966 | 0.125 | 0.08 | 261 | 0 | 0.364 | 1 | 1 | cs | TRUE
209 | LV_855-16_0_3_line_209 |  | 208 | 210 | 0.041286 | 0.125 | 0.08 | 261 | 0 | 0.364 | 1 | 1 | cs | TRUE
210 | LV_855-16_0_3_line_210 |  | 210 | 211 | 0.015429 | 0.125 | 0.08 | 261 | 0 | 0.364 | 1 | 1 | cs | TRUE
211 | LV_855-16_0_3_line_211 |  | 211 | 212 | 0.012696 | 0.125 | 0.08 | 261 | 0 | 0.364 | 1 | 1 | cs | TRUE
212 | LV_855-16_0_3_line_212 |  | 211 | 213 | 0.035044 | 0.125 | 0.08 | 261 | 0 | 0.364 | 1 | 1 | cs | TRUE
213 | LV_855-16_0_3_line_213 |  | 212 | 215 | 0.017409 | 0.125 | 0.08 | 261 | 0 | 0.364 | 1 | 1 | cs | TRUE
214 | LV_855-16_0_3_line_214 |  | 214 | 215 | 0.0012487 | 0.125 | 0.08 | 261 | 0 | 0.364 | 1 | 1 | cs | TRUE

## trafo
| name | std_type | hv_bus | lv_bus | sn_mva | vn_hv_kv | vn_lv_kv | vk_percent | vkr_percent | pfe_kw | i0_percent | shift_degree | tap_side | tap_neutral | tap_min | tap_max | tap_step_percent | tap_step_degree | tap_pos | tap_phase_shifter | parallel | df | in_service
0 | LV_855-16_0_3_trafo_55 | 0.63 MVA 20/0.4 kV | 216 | 89 | 0.63 | 20 | 0.4 | 6 | 1.206 | 1.65 | 0.2619 | 150 | hv | 0 | -2 | 2 | 2.5 | 0 | 0 | FALSE | 1 | 1 | TRUE

## line_geodata
| x0 | y0 | x1 | y1 | x2 | y2 | x3 | y3 | x4 | y4 | x5 | y5 | x6 | y6 | x7 | y7 | x8 | y8 | x9 | y9 | x10 | y10 | x11 | y11 | x12 | y12 | x13 | y13 | x14 | y14 | x15 | y15 | x16 | y16 | x17 | y17 | x18 | y18 | x19 | y19 | x20 | y20 | x21 | y21 | x22 | y22 | x23 | y23 | x24 | y24
0 | 2594250.6418 | 1184073.417 | 2594251.7632 | 1184080.6752 | 2594252.0529 | 1184088.1677 | 2594253.2906 | 1184097.1489 | 2594252.6781 | 1184103.0637 | 2594249.8227 | 1184110.2146 | 2594246.6309 | 1184114.1959
1 | 2594245.7288 | 1184115.3212 | 2594246.6309 | 1184114.1959
2 | 2594250.6418 | 1184073.417 | 2594258.9596 | 1184071.2634 | 2594263.4614 | 1184070.9935
3 | 2594250.6418 | 1184073.417 | 2594244.4381 | 1184075.0272
4 | 2594244.4381 | 1184075.0272 | 2594241.4846 | 1184075.7938 | 2594232.0415 | 1184078.778
5 | 2594201.2462 | 1184083.9993 | 2594207.1901 | 1184083.7759 | 2594216.5622 | 1184082.6995 | 2594225.3231 | 1184080.9011 | 2594232.0415 | 1184078.778
6 | 2594495.6107 | 1183653.4899 | 2594494.5842 | 1183649.6111 | 2594495.5992 | 1183641.2392 | 2594496.4114 | 1183636.3359 | 2594496.4073 | 1183631.8447
7 | 2594495.6107 | 1183653.4899 | 2594495.6107 | 1183653.4899 | 2594499.9123 | 1183657.7659 | 2594500.009 | 1183657.9343
8 | 2594496.4073 | 1183631.8447 | 2594552.0347 | 1183476.9913
9 | 2594287.2228 | 1183548.6115 | 2594496.4073 | 1183631.8447
10 | 2594500.009 | 1183657.9343 | 2594708.6473 | 1183673.0165
11 | 2594287.2228 | 1183548.6115 | 2594291.692 | 1183520.5927 | 2594282.3637 | 1183465.4178 | 2594271.3581 | 1183420.3275 | 2594267.9614 | 1183397.0744 | 2594259.2229 | 1183367.9457 | 2594256.4713 | 1183356.498
12 | 2594287.2228 | 1183548.6115 | 2594265.3215 | 1183571.6112 | 2594243.4211 | 1183595.4447 | 2594231.3507 | 1183609.1857 | 2594218.1657 | 1183629.2929
13 | 2594201.1823 | 1184084.0017 | 2594201.2462 | 1184083.9993
14 | 2594143.8535 | 1184069.6199 | 2594169.6703 | 1184079.6328 | 2594178.0995 | 1184082.1369 | 2594185.1991 | 1184083.2083 | 2594197.1684 | 1184084.1526 | 2594201.1823 | 1184084.0017
15 | 2593966.7115 | 1183997.6497 | 2593974.2599 | 1183997.0417 | 2593977.3899 | 1183997.4609 | 2593979.902 | 1183998.281 | 2594060.5294 | 1184036.119 | 2594104.0629 | 1184054.1848 | 2594143.8535 | 1184069.6199
16 | 2593966.7115 | 1183997.6497 | 2593962.5595 | 1183983.1131 | 2593958.609 | 1183971.4333 | 2593950.1969 | 1183950.6831
17 | 2593931.1988 | 1183897.1343 | 2593934.7383 | 1183909.8483 | 2593938.4591 | 1183920.6945 | 2593942.6843 | 1183932.1516 | 2593950.1969 | 1183950.6831
18 | 2593931.1988 | 1183897.1343 | 2593940.626 | 1183897.3914 | 2593957.39 | 1183906.4456
19 | 2593931.1988 | 1183897.1343 | 2593929.0686 | 1183889.1768
20 | 2593798.288 | 1184084.9017 | 2593814.5945 | 1184064.6635 | 2593823.2359 | 1184055.7219
21 | 2593795.5446 | 1184088.3067 | 2593798.288 | 1184084.9017
22 | 2593838.5529 | 1184040.8993 | 2593833.275 | 1184045.334 | 2593823.2359 | 1184055.7219
23 | 2593768.4399 | 1184102.5647 | 2593773.7456 | 1184103.404 | 2593778.4587 | 1184106.7786 | 2593795.5446 | 1184088.3067
24 | 2593924.605 | 1183890.9156 | 2593920.1185 | 1183892.6544 | 2593917.7084 | 1183894.569 | 2593917.0086 | 1183896.9821 | 2593917.3323 | 1183900.0055 | 2593918.9946 | 1183905.7512 | 2593922.1158 | 1183912.4626 | 2593925.3985 | 1183920.3077 | 2593928.3686 | 1183928.5644 | 2593930.9592 | 1183938.856 | 2593932.013 | 1183946.7701 | 2593932.2569 | 1183953.8624 | 2593932.2017 | 1183959.5654 | 2593931.3674 | 1183964.8134 | 2593929.5108 | 1183970.4737 | 2593927.6374 | 1183974.6667 | 2593923.705 | 1183980.785 | 2593917.827 | 1183987.6279 | 2593911.3304 | 1183994.1824 | 2593904.8254 | 1183999.9588 | 2593895.9773 | 1184006.0488 | 2593882.7641 | 1184012.9104 | 2593850.2596 | 1184031.8761 | 2593841.9385 | 1184038.0546 | 2593838.5529 | 1184040.8993
25 | 2593768.4399 | 1184102.5647 | 2593762.2248 | 1184100.7481 | 2593754.48 | 1184099.3018
26 | 2593929.0686 | 1183889.1768 | 2593924.605 | 1183890.9156
27 | 2593729.9239 | 1184088.8373 | 2593739.8008 | 1184094.8465 | 2593745.8793 | 1184097.397 | 2593753.5827 | 1184099.1342 | 2593754.48 | 1184099.3018
28 | 2593929.0686 | 1183889.1768 | 2593911.6809 | 1183813.5059
29 | 2593929.0686 | 1183889.1768 | 2593946.6664 | 1183877.5639 | 2593947.8892 | 1183876.9884
30 | 2593903.1906 | 1183776.5565 | 2593911.6809 | 1183813.5059
31 | 2593264.7822 | 1183911.6356 | 2593254.1232 | 1183910.296 | 2593245.9991 | 1183907.8663
32 | 2593264.7822 | 1183911.6356 | 2593275.6784 | 1183913.005
33 | 2593345.0666 | 1183925.9122 | 2593335.6467 | 1183925.3114 | 2593323.7504 | 1183921.8452 | 2593313.1205 | 1183917.7885 | 2593292.0029 | 1183913.9215 | 2593276.6518 | 1183913.1274 | 2593275.6784 | 1183913.005
34 | 2593539.4011 | 1183607.0885 | 2593345.0666 | 1183925.9122
35 | 2593539.4011 | 1183607.0885 | 2593540.3337 | 1183606.1972
36 | 2593562.0062 | 1183361.3141 | 2593540.3337 | 1183606.1972
37 | 2592826.2277 | 1183553.0145 | 2592832.4482 | 1183552.2955 | 2592837.0568 | 1183550.5668 | 2592842.9841 | 1183547.1913 | 2592852.8216 | 1183539.0752 | 2592858.4406 | 1183533.3099 | 2592863.7387 | 1183526.9937
38 | 2592620.2831 | 1183431.9161 | 2592826.2277 | 1183553.0145
39 | 2592613.9598 | 1183429.8451 | 2592620.2831 | 1183431.9161
40 | 2592620.2831 | 1183431.9161 | 2592623.6584 | 1183420.6172 | 2592626.5627 | 1183411.1642 | 2592627.0063 | 1183409.615
41 | 2593897.5649 | 1183755.6401 | 2593903.1906 | 1183776.5565 | 2593903.1906 | 1183776.5565
42 | 2593897.5649 | 1183755.6401 | 2593895.5892 | 1183748.2943 | 2593892.956 | 1183740.1238
43 | 2593892.956 | 1183740.1238 | 2594180.3011 | 1183659.0837
44 | 2594201.6227 | 1183668.323 | 2594194.6744 | 1183666.4289 | 2594189.9628 | 1183664.5992 | 2594180.3011 | 1183659.0837
45 | 2594201.6227 | 1183668.323 | 2594215.9158 | 1183632.724 | 2594218.1657 | 1183629.2929
46 | 2594299.0555 | 1183288.0661 | 2594292.5977 | 1183296.4766 | 2594272.7115 | 1183320.2636 | 2594264.8726 | 1183329.2314 | 2594260.5957 | 1183335.1608 | 2594257.0076 | 1183342.7571 | 2594255.9456 | 1183349.7061 | 2594256.4713 | 1183356.498
47 | 2594256.4713 | 1183356.498 | 2594250.953 | 1183357.5483 | 2594248.4986 | 1183361.286 | 2594247.9432 | 1183371.0805 | 2594251.6029 | 1183393.1775
48 | 2593651.0355 | 1183338.5074 | 2593662.7793 | 1183341.2073 | 2593674.2484 | 1183344.052 | 2593677.2983 | 1183345.207
49 | 2593586.4293 | 1183323.5693 | 2593624.731 | 1183333.0217 | 2593640.5366 | 1183336.3175 | 2593651.0355 | 1183338.5074
50 | 2593651.0355 | 1183338.5074 | 2593651.7375 | 1183323.9324 | 2593652.9896 | 1183313.4934
51 | 2593677.2983 | 1183345.207 | 2593682.8552 | 1183347.3112 | 2593687.3635 | 1183351.3862 | 2593687.3635 | 1183351.3862
52 | 2593586.4293 | 1183323.5693 | 2593576.565 | 1183364.5455 | 2593562.0062 | 1183361.3141
53 | 2593586.4293 | 1183323.5693 | 2593572.4784 | 1183320.1271 | 2593534.2252 | 1183309.774
54 | 2593652.9896 | 1183313.4934 | 2593656.0502 | 1183287.976 | 2593656.4059 | 1183285.2414
55 | 2593697.6323 | 1183359.724 | 2593689.8277 | 1183357.0977 | 2593687.3635 | 1183351.3862
56 | 2593546.5109 | 1183357.8748 | 2593562.0062 | 1183361.3141
57 | 2593421.5396 | 1183286.7648 | 2593460.1143 | 1183291.591 | 2593495.5492 | 1183296.9103 | 2593527.8452 | 1183308.0473 | 2593534.2252 | 1183309.774
58 | 2593659.3893 | 1183262.3037 | 2593656.4059 | 1183285.2414
59 | 2594299.0555 | 1183288.0661 | 2594294.2694 | 1183280.5001 | 2594266.9831 | 1183254.1908 | 2594217.2002 | 1183206.1742
60 | 2594310.7208 | 1183280.84 | 2594299.0555 | 1183288.0661
61 | 2594004.412 | 1183306.0555 | 2593999.341 | 1183303.9373 | 2593997.0308 | 1183299.2595 | 2593995.4718 | 1183290.0786 | 2593991.2743 | 1183283.6907 | 2593974.9949 | 1183257.4826 | 2593967.2376 | 1183248.7638 | 2593958.7744 | 1183244.0923
62 | 2593947.3656 | 1183237.3702 | 2593950.9386 | 1183240.8875 | 2593958.7744 | 1183244.0923
63 | 2594217.2002 | 1183206.1742 | 2594192.9933 | 1183182.8263 | 2594160.9333 | 1183162.6808 | 2594145.4668 | 1183155.1367 | 2594144.1484 | 1183154.0618
64 | 2594310.7208 | 1183280.84 | 2594318.5655 | 1183253.9297 | 2594319.7216 | 1183239.8986
65 | 2594310.7208 | 1183280.84 | 2594321.1228 | 1183285.588 | 2594338.6277 | 1183287.9619
66 | 2593921.5496 | 1182390.7637 | 2593925.155 | 1182389.8435 | 2593933.5386 | 1182390.0906 | 2593934.223 | 1182390.1139
67 | 2593901.3832 | 1182400.8736 | 2593915.2631 | 1182392.8886 | 2593921.4377 | 1182390.7923 | 2593921.5496 | 1182390.7637
68 | 2593938.4376 | 1182390.2575 | 2593934.223 | 1182390.1139
69 | 2593901.3832 | 1182400.8736 | 2593910.9621 | 1182412.7032 | 2593927.5639 | 1182436.669
70 | 2593895.9018 | 1182394.098 | 2593901.3832 | 1182400.8736
71 | 2593938.4376 | 1182390.2575 | 2593942.4108 | 1182390.3928 | 2593949.8607 | 1182388.5064 | 2593963.234 | 1182383.4559
72 | 2593927.5639 | 1182436.669 | 2593932.8704 | 1182444.3293
73 | 2593895.9018 | 1182394.098 | 2593901.2652 | 1182375.3384 | 2593901.3706 | 1182374.6579
74 | 2593895.9018 | 1182394.098 | 2593893.9601 | 1182391.6958
75 | 2593555.6515 | 1182929.3114 | 2593556.0139 | 1182929.0217
76 | 2593555.6515 | 1182929.3114 | 2593545.4571 | 1182937.4598 | 2593544.4239 | 1182939.5959
77 | 2593963.234 | 1182383.4559 | 2593965.2089 | 1182382.71 | 2593969.0306 | 1182379.2488 | 2593972.4301 | 1182373.6535 | 2593977.3053 | 1182370.1134 | 2593983.9308 | 1182368.2946 | 2593993.738 | 1182369.9704
78 | 2594444.2607 | 1182803.9861 | 2594555.8755 | 1182619.2019
79 | 2594452.3874 | 1182809.8709 | 2594444.2607 | 1182803.9861
80 | 2594600.4606 | 1182647.9209 | 2594594.3367 | 1182647.0483 | 2594586.1152 | 1182639.8743 | 2594573.5378 | 1182628.3577 | 2594560.6277 | 1182620.3544 | 2594555.8755 | 1182619.2019
81 | 2594470.0549 | 1182822.6645 | 2594452.3874 | 1182809.8709
82 | 2593932.8704 | 1182444.3293 | 2593933.7094 | 1182445.5404
83 | 2593902.8731 | 1182364.9537 | 2593901.3706 | 1182374.6579
84 | 2593893.9601 | 1182391.6958 | 2593889.312 | 1182385.9451 | 2593867.0063 | 1182367.6699 | 2593858.2834 | 1182362.7433
85 | 2593993.738 | 1182369.9704 | 2594003.9153 | 1182371.7094 | 2594006.4378 | 1182374.6084 | 2594006.4378 | 1182374.6084
86 | 2593941.8894 | 1182457.3487 | 2593933.7094 | 1182445.5404
87 | 2593902.8731 | 1182364.9537 | 2593909.3139 | 1182361.7565 | 2593913.8173 | 1182360.529 | 2593918.9586 | 1182359.7473
88 | 2593867.3097 | 1182336.2868 | 2593877.3534 | 1182347.0931 | 2593886.3715 | 1182355.4547 | 2593896.0057 | 1182361.5701 | 2593902.8731 | 1182364.9537
89 | 2593849.4811 | 1182357.7719 | 2593858.2834 | 1182362.7433
90 | 2593941.8894 | 1182457.3487 | 2593948.6632 | 1182467.1272
91 | 2593948.6632 | 1182467.1272 | 2593951.6558 | 1182471.4471 | 2593957.3896 | 1182480.9519
92 | 2593966.3572 | 1182497.9235 | 2593963.4718 | 1182491.034 | 2593957.3896 | 1182480.9519
93 | 2593966.3572 | 1182497.9235 | 2593967.8896 | 1182510.7285 | 2593968.8834 | 1182519.4208
94 | 2593968.8834 | 1182519.4208 | 2593969.1801 | 1182525.8572 | 2593966.569 | 1182540.8787 | 2593960.6288 | 1182555.6256 | 2593951.4691 | 1182572.6215 | 2593935.4453 | 1182596.6057 | 2593932.6085 | 1182600.3805
95 | 2593968.8834 | 1182519.4208 | 2593981.1836 | 1182519.8085
96 | 2593981.1836 | 1182519.8085 | 2593982.742 | 1182528.1779 | 2593983.5789 | 1182540.3166 | 2593982.6604 | 1182553.0463 | 2593973.5709 | 1182582.1407
97 | 2593846.4678 | 1182749.3316 | 2593852.3242 | 1182742.6443 | 2593860.9098 | 1182724.6372 | 2593869.0667 | 1182698.2485 | 2593875.6067 | 1182680.6438 | 2593888.6835 | 1182657.0738 | 2593915.6295 | 1182622.973 | 2593932.6085 | 1182600.3805
98 | 2593857.4289 | 1183070.7742 | 2593851.7058 | 1183080.5741 | 2593846.005 | 1183089.7291 | 2593836.5669 | 1183094.8749 | 2593830.4479 | 1183098.3164 | 2593826.2945 | 1183101.577
99 | 2593857.4289 | 1183070.7742 | 2593885.539 | 1182790.9791
100 | 2593857.4289 | 1183070.7742 | 2593859.7746 | 1183094.7396 | 2593856.9894 | 1183169.4476 | 2593855.1679 | 1183194.4623 | 2593853.1984 | 1183209.1831
101 | 2593729.6403 | 1183056.612 | 2593730.8742 | 1183061.1019 | 2593734.9713 | 1183066.0001 | 2593738.2729 | 1183069.4206 | 2593750.136 | 1183076.1893 | 2593789.4675 | 1183090.8443 | 2593792.3337 | 1183094.1096 | 2593796.8545 | 1183102.676 | 2593803.1069 | 1183109.9621 | 2593808.8422 | 1183111.9682 | 2593814.1863 | 1183112.1516 | 2593820.7175 | 1183108.7097 | 2593824.7193 | 1183102.8136 | 2593826.2945 | 1183101.577
102 | 2593846.4678 | 1182749.3316 | 2593855.5843 | 1182764.7633 | 2593882.3611 | 1182789.1815 | 2593885.539 | 1182790.9791
103 | 2593935.3699 | 1183223.0721 | 2593928.8432 | 1183223.3567 | 2593911.6408 | 1183220.5174 | 2593889.1074 | 1183215.2379 | 2593870.6755 | 1183211.9886 | 2593859.2067 | 1183209.5437 | 2593853.1984 | 1183209.1831
104 | 2593853.1984 | 1183209.1831 | 2593846.1059 | 1183208.7458 | 2593831.7764 | 1183215.6976 | 2593806.4187 | 1183225.2957 | 2593794.9558 | 1183228.576 | 2593780.2052 | 1183241.4759 | 2593763.4341 | 1183256.5902 | 2593742.1722 | 1183269.8639 | 2593731.1013 | 1183275.4118 | 2593723.7556 | 1183280.9113 | 2593718.8493 | 1183290.2991 | 2593717.8852 | 1183297.8128
105 | 2593849.4811 | 1182357.7719 | 2593839.3577 | 1182358.4828 | 2593831.5417 | 1182360.7527
106 | 2593849.4811 | 1182357.7719 | 2593839.2728 | 1182350.2898 | 2593830.5617 | 1182343.0129
107 | 2593830.5617 | 1182343.0129 | 2593827.8025 | 1182340.7079 | 2593820.5808 | 1182333.7171
108 | 2593943.1072 | 1182362.1331 | 2593927.3771 | 1182360.3928 | 2593920.0008 | 1182359.5888 | 2593918.9586 | 1182359.7473
109 | 2594010.3099 | 1182390.8461 | 2594008.4898 | 1182380.3203 | 2594006.4378 | 1182374.6084
110 | 2594006.4378 | 1182374.6084 | 2594260.6318 | 1182255.7287
111 | 2594600.4606 | 1182647.9209 | 2594890.3475 | 1182802.0088
112 | 2594706.6909 | 1182174.5905 | 2594260.6318 | 1182255.7287
113 | 2594287.4353 | 1182490.3075 | 2594260.6318 | 1182255.7287
114 | 2594873.4447 | 1182142.8409 | 2594706.6909 | 1182174.5905
115 | 2592310.6971 | 1183147.2334 | 2592312.1387 | 1183160.4901 | 2592309.4321 | 1183166.2783
116 | 2592309.9908 | 1183140.7382 | 2592310.6971 | 1183147.2334
117 | 2592294.2598 | 1183213.4849 | 2592296.6268 | 1183207.9679 | 2592303.1402 | 1183179.7338 | 2592309.4321 | 1183166.2783
118 | 2592294.2598 | 1183213.4849 | 2592303.2384 | 1183234.2724
119 | 2592294.2598 | 1183213.4849 | 2592288.5135 | 1183226.866 | 2592285.6071 | 1183229.1295
120 | 2592602.7369 | 1183404.8474 | 2592492.0245 | 1183213.1046
121 | 2592613.9598 | 1183429.8451 | 2592608.5869 | 1183418.6016 | 2592603.6413 | 1183407.2241 | 2592602.7369 | 1183404.8474
122 | 2592482.2424 | 1183215.4447 | 2592492.0245 | 1183213.1046
123 | 2592539.6909 | 1183174.918 | 2592534.8098 | 1183178.715 | 2592530.8065 | 1183182.3108 | 2592519.7994 | 1183195.4203 | 2592515.3629 | 1183200.5396 | 2592511.7262 | 1183204.2684 | 2592507.638 | 1183207.2084 | 2592503.3201 | 1183209.5039 | 2592498.4064 | 1183211.5778 | 2592492.0245 | 1183213.1046
124 | 2592310.8449 | 1183251.8832 | 2592303.2384 | 1183234.2724
125 | 2592285.6071 | 1183229.1295 | 2592279.9884 | 1183233.5053
126 | 2592310.8449 | 1183251.8832 | 2592322.3575 | 1183258.216 | 2592329.1815 | 1183265.838
127 | 2592266.1342 | 1183241.3136 | 2592272.3992 | 1183239.4156 | 2592279.9884 | 1183233.5053
128 | 2592591.5164 | 1183148.7559 | 2592585.4711 | 1183147.2172
129 | 2592591.5164 | 1183148.7559 | 2592606.9219 | 1183152.6771
130 | 2592546.7739 | 1183137.3676 | 2592585.4711 | 1183147.2172
131 | 2592725.6644 | 1183196.0916 | 2592606.9219 | 1183152.6771
132 | 2592546.7739 | 1183137.3676 | 2592541.6899 | 1183155.8168 | 2592541.0299 | 1183158.5621
133 | 2592546.7739 | 1183137.3676 | 2592550.6305 | 1183126.3571 | 2592554.0783 | 1183117.9818 | 2592569.7563 | 1183085.5454 | 2592584.2689 | 1183053.8592
134 | 2592754.4555 | 1183152.3957 | 2592748.4243 | 1183158.4062 | 2592744.9177 | 1183162.5793 | 2592742.0448 | 1183166.7961 | 2592738.8909 | 1183172.1805 | 2592727.3745 | 1183193.5834 | 2592725.6644 | 1183196.0916
135 | 2592754.4555 | 1183152.3957 | 2592759.0167 | 1183149.0884 | 2592765.1958 | 1183145.4568 | 2592774.9532 | 1183139.9643 | 2592780.9028 | 1183135.8438 | 2592785.7762 | 1183131.9581 | 2592789.7103 | 1183127.6956 | 2592793.7959 | 1183122.588 | 2592799.8552 | 1183114.432 | 2592821.9174 | 1183082.5444 | 2592834.0887 | 1183065.5988 | 2592841.3435 | 1183054.84 | 2592846.0134 | 1183046.7191 | 2592850.7652 | 1183036.7416 | 2592854.7475 | 1183028.1435 | 2592858.1362 | 1183021.0579 | 2592861.5575 | 1183015.6844
136 | 2592754.4555 | 1183152.3957 | 2592805.7728 | 1183171.9655 | 2592821.5962 | 1183176.6043 | 2592831.9665 | 1183179.2598 | 2592838.8227 | 1183179.9407 | 2592847.6401 | 1183179.9968 | 2592857.5107 | 1183179.8181 | 2592862.3215 | 1183180.8906 | 2592866.6599 | 1183182.7753 | 2592870.5416 | 1183185.7499 | 2592873.309 | 1183188.9816 | 2592875.1374 | 1183192.2144 | 2592877.8553 | 1183198.7256 | 2592880.4993 | 1183207.2685
137 | 2592539.6909 | 1183174.918 | 2592539.1294 | 1183171.5726 | 2592539.0339 | 1183168.4822 | 2592539.4495 | 1183165.1355 | 2592541.0299 | 1183158.5621
138 | 2592586.1607 | 1183049.5934 | 2592585.478 | 1183051.2192 | 2592584.2689 | 1183053.8592
139 | 2592591.8977 | 1183035.9325 | 2592586.1607 | 1183049.5934
140 | 2592266.1342 | 1183241.3136 | 2592258.69 | 1183234.6088 | 2592230.7643 | 1183208.3387
141 | 2592230.7643 | 1183208.3387 | 2592223.0657 | 1183201.0965
142 | 2592329.1815 | 1183265.838 | 2592341.219 | 1183279.2831
143 | 2592341.219 | 1183279.2831 | 2592482.2424 | 1183215.4447
144 | 2592591.8977 | 1183035.9325 | 2592592.5088 | 1183034.4772
145 | 2592861.5575 | 1183015.6844 | 2592864.8268 | 1183010.8446 | 2592869.4161 | 1183005.3808 | 2592873.6097 | 1183001.0402 | 2592890.043 | 1182985.5124 | 2592905.0524 | 1182973.1214 | 2592911.3683 | 1182967.8247
146 | 2592861.5575 | 1183015.6844 | 2592857.1477 | 1183005.2692
147 | 2592880.4993 | 1183207.2685 | 2592882.6222 | 1183214.1278 | 2592883.6276 | 1183218.5511
148 | 2594144.1484 | 1183154.0618 | 2594139.4776 | 1183150.2539
149 | 2594399.8328 | 1183008.1481 | 2594319.7216 | 1183239.8986
150 | 2594373.2518 | 1183300.1934 | 2594367.0885 | 1183295.5269 | 2594347.8221 | 1183289.2087 | 2594338.6277 | 1183287.9619
151 | 2594918.3099 | 1182860.7704 | 2594920.0445 | 1182863.4695
152 | 2594920.0445 | 1182863.4695 | 2595121.2479 | 1182802.6229
153 | 2594918.3099 | 1182860.7704 | 2594916.9793 | 1182858.1925 | 2594905.9342 | 1182833.8673 | 2594903.6991 | 1182824.3979
154 | 2594903.6991 | 1182824.3979 | 2594903.009 | 1182821.4742
155 | 2594890.3475 | 1182802.0088 | 2594901.6738 | 1182815.8172 | 2594903.009 | 1182821.4742
156 | 2594882.1939 | 1182181.3026 | 2594837.6334 | 1182420.6478
157 | 2594882.1939 | 1182181.3026 | 2594896.443 | 1182157.3987
158 | 2593659.3893 | 1183262.3037 | 2593647.5341 | 1183255.4906 | 2593630.3225 | 1183244.081 | 2593615.5711 | 1183234.7032 | 2593585.6583 | 1183218.0047 | 2593573.3809 | 1183209.2247 | 2593542.6115 | 1183177.2306 | 2593527.0399 | 1183164.9968 | 2593515.5641 | 1183156.4383
159 | 2593515.5641 | 1183156.4383 | 2593510.2355 | 1183149.5073 | 2593504.4876 | 1183136.04 | 2593504.0601 | 1183122.1555 | 2593504.2583 | 1183114.5971
160 | 2593515.5641 | 1183156.4383 | 2593482.6209 | 1183161.4882 | 2593449.9998 | 1183147.0834 | 2593409.2282 | 1183128.4635 | 2593405.2899 | 1183115.5279 | 2593405.2899 | 1183115.5279
161 | 2593504.2583 | 1183114.5971 | 2593504.4558 | 1183107.0696 | 2593507.3034 | 1183093.1926 | 2593513.0418 | 1183077.0114 | 2593524.8888 | 1183054.9537 | 2593530.1806 | 1183042.1302 | 2593534.6683 | 1183027.0287 | 2593536.6875 | 1183002.525 | 2593536.7202 | 1182955.523 | 2593544.4239 | 1182939.5959
162 | 2593418.4653 | 1183112.0432 | 2593405.2899 | 1183115.5279
163 | 2593709.9046 | 1183356.6139 | 2593704.593 | 1183358.4938 | 2593697.6323 | 1183359.724 | 2593697.6323 | 1183359.724
164 | 2593714.3912 | 1183355.026 | 2593714.3912 | 1183355.026 | 2593722.1853 | 1183347.8585 | 2593725.8412 | 1183339.9172 | 2593725.4284 | 1183332.1581 | 2593722.1426 | 1183321.9564 | 2593719.6711 | 1183309.308 | 2593717.6152 | 1183299.9165 | 2593717.8852 | 1183297.8128
165 | 2593714.3912 | 1183355.026 | 2593709.9046 | 1183356.6139
166 | 2593935.3699 | 1183223.0721 | 2593943.1642 | 1183215.5825 | 2593948.8002 | 1183208.758
167 | 2593935.3699 | 1183223.0721 | 2593938.1006 | 1183228.2497 | 2593947.3656 | 1183237.3702
168 | 2593948.8002 | 1183208.758 | 2593948.8979 | 1183208.6397 | 2593950.1072 | 1183196.7991 | 2593951.7335 | 1183182.1009 | 2593951.7202 | 1183169.113
169 | 2593949.7043 | 1183137.5541 | 2593951.698 | 1183147.4054 | 2593951.7122 | 1183161.2792 | 2593951.7202 | 1183169.113
170 | 2593544.4239 | 1182939.5959 | 2593266.8139 | 1182752.7306
171 | 2592846.4206 | 1182972.4788 | 2592847.3802 | 1182977.304 | 2592849.9651 | 1182987.3838 | 2592851.1093 | 1182990.4212
172 | 2592857.1477 | 1183005.2692 | 2592853.1129 | 1182995.7399 | 2592851.1093 | 1182990.4212
173 | 2592996.7383 | 1182900.0193 | 2592985.4323 | 1182906.9584 | 2592976.1642 | 1182913.4839 | 2592911.3683 | 1182967.8247
174 | 2592996.7383 | 1182900.0193 | 2593007.7173 | 1182894.2256 | 2593048.8155 | 1182876.4792 | 2593065.6938 | 1182868.6665 | 2593073.1932 | 1182864.1332 | 2593077.9067 | 1182860.2035 | 2593084.7319 | 1182853.7144 | 2593089.459 | 1182848.2505 | 2593093.987 | 1182842.3867 | 2593126.123 | 1182791.8678 | 2593129.5738 | 1182785.2382
175 | 2592996.7383 | 1182900.0193 | 2593006.5662 | 1182902.0976 | 2593013.1094 | 1182902.5568 | 2593025.4475 | 1182903.2982 | 2593030.8921 | 1182904.3257 | 2593036.2615 | 1182906.3649 | 2593041.0826 | 1182909.6053 | 2593045.5007 | 1182914.2692 | 2593047.9405 | 1182918.0127 | 2593049.7702 | 1182922.3572 | 2593051.388 | 1182928.2139 | 2593053.6137 | 1182944.7976 | 2593055.479 | 1182959.9254 | 2593057.5217 | 1182983.1794 | 2593058.3574 | 1183005.7789 | 2593057.9896 | 1183011.1043 | 2593057.2095 | 1183016.4302 | 2593054.5401 | 1183026.858
176 | 2593265.7796 | 1182736.0677 | 2593266.8139 | 1182752.7306
177 | 2593129.5738 | 1182785.2382 | 2593133.9996 | 1182783.2876 | 2593136.5718 | 1182782.7065 | 2593140.7703 | 1182782.3348 | 2593151.0926 | 1182782.6453 | 2593229.8351 | 1182788.9135 | 2593234.7971 | 1182788.541 | 2593238.4909 | 1182787.3473 | 2593242.1913 | 1182785.242 | 2593247.7673 | 1182781.0335 | 2593257.1014 | 1182771.6514 | 2593262.484 | 1182765.1641 | 2593265.1205 | 1182760.7033 | 2593266.2227 | 1182756.4665 | 2593266.8139 | 1182752.7306
178 | 2593129.5957 | 1182777.8343 | 2593129.5738 | 1182785.2382
179 | 2594129.682 | 1183142.2679 | 2594139.4776 | 1183150.2539
180 | 2594129.682 | 1183142.2679 | 2594126.2605 | 1183148.5301 | 2594125.8463 | 1183154.2112 | 2594132.302 | 1183159.1295 | 2594137.1662 | 1183160.4587 | 2594151.833 | 1183169.8824 | 2594154.2735 | 1183175.2272 | 2594153.1017 | 1183179.0636 | 2594147.8763 | 1183184.2816
181 | 2594129.682 | 1183142.2679 | 2594128.3144 | 1183141.1465 | 2594117.5504 | 1183131.7978
182 | 2593947.5547 | 1183126.9324 | 2593949.7043 | 1183137.5541
183 | 2594147.826 | 1183203.4445 | 2594147.5968 | 1183201.5362 | 2594144.573 | 1183193.1015 | 2594146.07 | 1183186.0853 | 2594147.8763 | 1183184.2816
184 | 2594117.5504 | 1183131.7978 | 2594112.8954 | 1183127.7549 | 2594112.6643 | 1183114.7981
185 | 2594088.8919 | 1183089.1421 | 2594092.8595 | 1183093.1905 | 2594110.2997 | 1183104.6901 | 2594112.5477 | 1183108.2675 | 2594112.6643 | 1183114.7981
186 | 2594065.0946 | 1183086.2258 | 2594072.4619 | 1183078.859 | 2594079.4937 | 1183079.5524 | 2594088.8919 | 1183089.1421
187 | 2593947.5547 | 1183126.9324 | 2594065.0946 | 1183086.2258
188 | 2592883.6276 | 1183218.5511 | 2592883.6276 | 1183218.5511 | 2592883.1274 | 1183221.6088
189 | 2592875.1836 | 1183230.6341 | 2592878.8978 | 1183227.6392 | 2592881.6806 | 1183224.6565 | 2592883.1274 | 1183221.6088
190 | 2593127.9405 | 1182762.4407 | 2593127.8865 | 1182761.9382
191 | 2593129.5957 | 1182777.8343 | 2593127.9405 | 1182762.4407
192 | 2593053.8049 | 1183029.7299 | 2593054.5401 | 1183026.858
193 | 2594498.4296 | 1183043.2433 | 2594489.3741 | 1183039.6579 | 2594483.5662 | 1183036.4167
194 | 2594498.4296 | 1183043.2433 | 2594502.8704 | 1183045.0016
195 | 2594483.5662 | 1183036.4167 | 2594467.9565 | 1183027.7051 | 2594459.9248 | 1183025.0435
196 | 2594502.8704 | 1183045.0016 | 2594504.8926 | 1183045.8022 | 2594516.7529 | 1183050.527 | 2594522.0781 | 1183055.0132 | 2594524.7962 | 1183057.4706
197 | 2594399.8328 | 1183008.1481 | 2594406.1399 | 1183009.3983 | 2594417.6073 | 1183010.199
198 | 2594417.6073 | 1183010.199 | 2594415.84 | 1182998.05 | 2594436.904 | 1182974.7738 | 2594483.1891 | 1182907.5403 | 2594502.924 | 1182882.8759
199 | 2594417.6073 | 1183010.199 | 2594440.961 | 1183018.7592 | 2594459.9248 | 1183025.0435
200 | 2594538.9978 | 1183063.7319 | 2594532.322 | 1183061.9406 | 2594526.5861 | 1183059.0889 | 2594524.7962 | 1183057.4706
201 | 2594502.924 | 1182882.8759 | 2594491.4697 | 1182871.8698 | 2594474.291 | 1182862.4032
202 | 2594502.924 | 1182882.8759 | 2594512.924 | 1182894.8219
203 | 2594474.291 | 1182862.4032 | 2594468.6538 | 1182842.9207 | 2594467.1711 | 1182833.0392 | 2594468.7627 | 1182827.3132
204 | 2594512.924 | 1182894.8219 | 2594519.02 | 1182902.1042 | 2594526.8467 | 1182913.722
205 | 2594470.0549 | 1182822.6645 | 2594468.7627 | 1182827.3132
206 | 2594873.4447 | 1182142.8409 | 2594879.2829 | 1182141.4165
207 | 2594965.1031 | 1182071.2512 | 2594953.2173 | 1182078.1501 | 2594944.6418 | 1182084.3384
208 | 2594965.1031 | 1182071.2512 | 2594969.7704 | 1182068.5422
209 | 2594944.6418 | 1182084.3384 | 2594938.6884 | 1182088.6346 | 2594927.3795 | 1182105.4862 | 2594920.3934 | 1182117.2126
210 | 2594912.4967 | 1182130.4674 | 2594920.3934 | 1182117.2126
211 | 2594912.4967 | 1182130.4674 | 2594905.9961 | 1182141.3726
212 | 2594912.4967 | 1182130.4674 | 2594908.0166 | 1182132.6502 | 2594887.6206 | 1182139.3823 | 2594879.2829 | 1182141.4165
213 | 2594905.9961 | 1182141.3726 | 2594897.0823 | 1182156.3261
214 | 2594896.443 | 1182157.3987 | 2594897.0823 | 1182156.3261

## bus_geodata
| x | y | coords
0 | 2594246.6309 | 1184114.1959
1 | 2594250.6418 | 1184073.417
2 | 2594245.7288 | 1184115.3212
3 | 2594263.4614 | 1184070.9935
4 | 2594244.4381 | 1184075.0272
5 | 2594232.0415 | 1184078.778
6 | 2594495.6107 | 1183653.4899
7 | 2594496.4073 | 1183631.8447
8 | 2594500.009 | 1183657.9343
9 | 2594552.0347 | 1183476.9913
10 | 2594287.2228 | 1183548.6115
11 | 2594708.6473 | 1183673.0165
12 | 2594201.2462 | 1184083.9993
13 | 2594201.1823 | 1184084.0017
14 | 2594143.8535 | 1184069.6199
15 | 2593966.7115 | 1183997.6497
16 | 2593950.1969 | 1183950.6831
17 | 2593931.1988 | 1183897.1343
18 | 2593798.288 | 1184084.9017
19 | 2593823.2359 | 1184055.7219
20 | 2593795.5446 | 1184088.3067
21 | 2593838.5529 | 1184040.8993
22 | 2593768.4399 | 1184102.5647
23 | 2593924.605 | 1183890.9156
24 | 2593754.48 | 1184099.3018
25 | 2593929.0686 | 1183889.1768
26 | 2593729.9239 | 1184088.8373
27 | 2593911.6809 | 1183813.5059
28 | 2593947.8892 | 1183876.9884
29 | 2593264.7822 | 1183911.6356
30 | 2593245.9991 | 1183907.8663
31 | 2593275.6784 | 1183913.005
32 | 2593345.0666 | 1183925.9122
33 | 2593539.4011 | 1183607.0885
34 | 2593540.3337 | 1183606.1972
35 | 2592826.2277 | 1183553.0145
36 | 2592863.7387 | 1183526.9937
37 | 2592620.2831 | 1183431.9161
38 | 2593903.1906 | 1183776.5565
39 | 2593957.39 | 1183906.4456
40 | 2593897.5649 | 1183755.6401
41 | 2593892.956 | 1183740.1238
42 | 2594180.3011 | 1183659.0837
43 | 2594201.6227 | 1183668.323
44 | 2594218.1657 | 1183629.2929
45 | 2594256.4713 | 1183356.498
46 | 2593651.0355 | 1183338.5074
47 | 2593677.2983 | 1183345.207
48 | 2593586.4293 | 1183323.5693
49 | 2593652.9896 | 1183313.4934
50 | 2593687.3635 | 1183351.3862
51 | 2593562.0062 | 1183361.3141
52 | 2593534.2252 | 1183309.774
53 | 2593656.4059 | 1183285.2414
54 | 2594299.0555 | 1183288.0661
55 | 2594251.6029 | 1183393.1775
56 | 2594004.412 | 1183306.0555
57 | 2593958.7744 | 1183244.0923
58 | 2594217.2002 | 1183206.1742
59 | 2594310.7208 | 1183280.84
60 | 2593921.5496 | 1182390.7637
61 | 2593934.223 | 1182390.1139
62 | 2593901.3832 | 1182400.8736
63 | 2593938.4376 | 1182390.2575
64 | 2593927.5639 | 1182436.669
65 | 2593895.9018 | 1182394.098
66 | 2593556.0139 | 1182929.0217
67 | 2593555.6515 | 1182929.3114
68 | 2593963.234 | 1182383.4559
69 | 2594444.2607 | 1182803.9861
70 | 2594555.8755 | 1182619.2019
71 | 2594452.3874 | 1182809.8709
72 | 2593932.8704 | 1182444.3293
73 | 2593901.3706 | 1182374.6579
74 | 2593893.9601 | 1182391.6958
75 | 2593993.738 | 1182369.9704
76 | 2593933.7094 | 1182445.5404
77 | 2593902.8731 | 1182364.9537
78 | 2593858.2834 | 1182362.7433
79 | 2593941.8894 | 1182457.3487
80 | 2593948.6632 | 1182467.1272
81 | 2593957.3896 | 1182480.9519
82 | 2593966.3572 | 1182497.9235
83 | 2593968.8834 | 1182519.4208
84 | 2593981.1836 | 1182519.8085
85 | 2593973.5709 | 1182582.1407
86 | 2593932.6085 | 1182600.3805
87 | 2593857.4289 | 1183070.7742
88 | 2593826.2945 | 1183101.577
89 | 2593885.539 | 1182790.9791
90 | 2593853.1984 | 1183209.1831
91 | 2593846.4678 | 1182749.3316
92 | 2593849.4811 | 1182357.7719
93 | 2593831.5417 | 1182360.7527
94 | 2593830.5617 | 1182343.0129
95 | 2593820.5808 | 1182333.7171
96 | 2593918.9586 | 1182359.7473
97 | 2593867.3097 | 1182336.2868
98 | 2594006.4378 | 1182374.6084
99 | 2594600.4606 | 1182647.9209
100 | 2594010.3099 | 1182390.8461
101 | 2594260.6318 | 1182255.7287
102 | 2594706.6909 | 1182174.5905
103 | 2594287.4353 | 1182490.3075
104 | 2593943.1072 | 1182362.1331
105 | 2592310.6971 | 1183147.2334
106 | 2592309.4321 | 1183166.2783
107 | 2592309.9908 | 1183140.7382
108 | 2592294.2598 | 1183213.4849
109 | 2592602.7369 | 1183404.8474
110 | 2592492.0245 | 1183213.1046
111 | 2592613.9598 | 1183429.8451
112 | 2592303.2384 | 1183234.2724
113 | 2592285.6071 | 1183229.1295
114 | 2592310.8449 | 1183251.8832
115 | 2592279.9884 | 1183233.5053
116 | 2592591.5164 | 1183148.7559
117 | 2592585.4711 | 1183147.2172
118 | 2592606.9219 | 1183152.6771
119 | 2592546.7739 | 1183137.3676
120 | 2592725.6644 | 1183196.0916
121 | 2592754.4555 | 1183152.3957
122 | 2592541.0299 | 1183158.5621
123 | 2592584.2689 | 1183053.8592
124 | 2592539.6909 | 1183174.918
125 | 2592586.1607 | 1183049.5934
126 | 2592266.1342 | 1183241.3136
127 | 2592230.7643 | 1183208.3387
128 | 2592223.0657 | 1183201.0965
129 | 2592329.1815 | 1183265.838
130 | 2592482.2424 | 1183215.4447
131 | 2592341.219 | 1183279.2831
132 | 2592591.8977 | 1183035.9325
133 | 2592861.5575 | 1183015.6844
134 | 2592880.4993 | 1183207.2685
135 | 2594144.1484 | 1183154.0618
136 | 2594319.7216 | 1183239.8986
137 | 2594338.6277 | 1183287.9619
138 | 2594920.0445 | 1182863.4695
139 | 2594918.3099 | 1182860.7704
140 | 2595121.2479 | 1182802.6229
141 | 2594903.6991 | 1182824.3979
142 | 2594890.3475 | 1182802.0088
143 | 2594903.009 | 1182821.4742
144 | 2594837.6334 | 1182420.6478
145 | 2594882.1939 | 1182181.3026
146 | 2593659.3893 | 1183262.3037
147 | 2593515.5641 | 1183156.4383
148 | 2593504.2583 | 1183114.5971
149 | 2593405.2899 | 1183115.5279
150 | 2593697.6323 | 1183359.724
151 | 2593546.5109 | 1183357.8748
152 | 2593421.5396 | 1183286.7648
153 | 2593714.3912 | 1183355.026
154 | 2593717.8852 | 1183297.8128
155 | 2593709.9046 | 1183356.6139
156 | 2593935.3699 | 1183223.0721
157 | 2593948.8002 | 1183208.758
158 | 2593947.3656 | 1183237.3702
159 | 2593729.6403 | 1183056.612
160 | 2593951.7202 | 1183169.113
161 | 2593544.4239 | 1182939.5959
162 | 2593418.4653 | 1183112.0432
163 | 2592851.1093 | 1182990.4212
164 | 2592846.4206 | 1182972.4788
165 | 2592857.1477 | 1183005.2692
166 | 2592627.0063 | 1183409.615
167 | 2592911.3683 | 1182967.8247
168 | 2592996.7383 | 1182900.0193
169 | 2593266.8139 | 1182752.7306
170 | 2593265.7796 | 1182736.0677
171 | 2593129.5738 | 1182785.2382
172 | 2594139.4776 | 1183150.2539
173 | 2594129.682 | 1183142.2679
174 | 2593949.7043 | 1183137.5541
175 | 2594147.8763 | 1183184.2816
176 | 2594117.5504 | 1183131.7978
177 | 2594147.826 | 1183203.4445
178 | 2594112.6643 | 1183114.7981
179 | 2594088.8919 | 1183089.1421
180 | 2594065.0946 | 1183086.2258
181 | 2593947.5547 | 1183126.9324
182 | 2592592.5089 | 1183034.4772
183 | 2592883.6276 | 1183218.5511
184 | 2592883.1274 | 1183221.6088
185 | 2592875.1836 | 1183230.6341
186 | 2593127.8865 | 1182761.9382
187 | 2593127.9405 | 1182762.4407
188 | 2593129.5957 | 1182777.8343
189 | 2593054.5401 | 1183026.858
190 | 2593053.8049 | 1183029.7299
191 | 2594373.2518 | 1183300.1934
192 | 2594498.4296 | 1183043.2433
193 | 2594483.5662 | 1183036.4167
194 | 2594502.8704 | 1183045.0016
195 | 2594399.8328 | 1183008.1481
196 | 2594417.6073 | 1183010.199
197 | 2594538.9978 | 1183063.7319
198 | 2594524.7962 | 1183057.4706
199 | 2594502.924 | 1182882.8759
200 | 2594459.9248 | 1183025.0435
201 | 2594474.291 | 1182862.4032
202 | 2594512.924 | 1182894.8219
203 | 2594468.7627 | 1182827.3132
204 | 2594526.8467 | 1182913.722
205 | 2594470.0549 | 1182822.6645
206 | 2594873.4447 | 1182142.8409
207 | 2594965.1031 | 1182071.2512
208 | 2594944.6418 | 1182084.3384
209 | 2594969.7704 | 1182068.5422
210 | 2594920.3934 | 1182117.2126
211 | 2594912.4967 | 1182130.4674
212 | 2594905.9961 | 1182141.3726
213 | 2594879.2829 | 1182141.4165
214 | 2594896.443 | 1182157.3987
215 | 2594897.0823 | 1182156.3261
216 | 2593846.4678 | 1182749.3316

## line_std_types
| c_nf_per_km | r_ohm_per_km | x_ohm_per_km | max_i_ka | type | q_mm2 | alpha | voltage_rating
NAYY 4x50 SE | 210 | 0.642 | 0.083 | 0.142 | cs | 50 | 0.00403 | LV
NAYY 4x120 SE | 264 | 0.225 | 0.08 | 0.242 | cs | 120 | 0.00403 | LV
NAYY 4x150 SE | 261 | 0.208 | 0.08 | 0.27 | cs | 150 | 0.00403 | LV
NA2XS2Y 1x95 RM/25 12/20 kV | 216 | 0.313 | 0.132 | 0.252 | cs | 95 | 0.00403 | MV
NA2XS2Y 1x185 RM/25 12/20 kV | 273 | 0.161 | 0.117 | 0.362 | cs | 185 | 0.00403 | MV
NA2XS2Y 1x240 RM/25 12/20 kV | 304 | 0.122 | 0.112 | 0.421 | cs | 240 | 0.00403 | MV
NA2XS2Y 1x95 RM/25 6/10 kV | 315 | 0.313 | 0.123 | 0.249 | cs | 95 | 0.00403 | MV
NA2XS2Y 1x185 RM/25 6/10 kV | 406 | 0.161 | 0.11 | 0.358 | cs | 185 | 0.00403 | MV
NA2XS2Y 1x240 RM/25 6/10 kV | 456 | 0.122 | 0.105 | 0.416 | cs | 240 | 0.00403 | MV
NA2XS2Y 1x150 RM/25 12/20 kV | 250 | 0.206 | 0.116 | 0.319 | cs | 150 | 0.00403 | MV
NA2XS2Y 1x120 RM/25 12/20 kV | 230 | 0.253 | 0.119 | 0.283 | cs | 120 | 0.00403 | MV
NA2XS2Y 1x70 RM/25 12/20 kV | 190 | 0.443 | 0.132 | 0.22 | cs | 70 | 0.00403 | MV
NA2XS2Y 1x150 RM/25 6/10 kV | 360 | 0.206 | 0.11 | 0.315 | cs | 150 | 0.00403 | MV
NA2XS2Y 1x120 RM/25 6/10 kV | 340 | 0.253 | 0.113 | 0.28 | cs | 120 | 0.00403 | MV
NA2XS2Y 1x70 RM/25 6/10 kV | 280 | 0.443 | 0.123 | 0.217 | cs | 70 | 0.00403 | MV
N2XS(FL)2Y 1x120 RM/35 64/110 kV | 112 | 0.153 | 0.166 | 0.366 | cs | 120 | 0.00393 | HV
N2XS(FL)2Y 1x185 RM/35 64/110 kV | 125 | 0.099 | 0.156 | 0.457 | cs | 185 | 0.00393 | HV
N2XS(FL)2Y 1x240 RM/35 64/110 kV | 135 | 0.075 | 0.149 | 0.526 | cs | 240 | 0.00393 | HV
N2XS(FL)2Y 1x300 RM/35 64/110 kV | 144 | 0.06 | 0.144 | 0.588 | cs | 300 | 0.00393 | HV
15-AL1/3-ST1A 0.4 | 11 | 1.8769 | 0.35 | 0.105 | ol | 16 | 0.00403 | LV
24-AL1/4-ST1A 0.4 | 11.25 | 1.2012 | 0.335 | 0.14 | ol | 24 | 0.00403 | LV
48-AL1/8-ST1A 0.4 | 12.2 | 0.5939 | 0.3 | 0.21 | ol | 48 | 0.00403 | LV
94-AL1/15-ST1A 0.4 | 13.2 | 0.306 | 0.29 | 0.35 | ol | 94 | 0.00403 | LV
34-AL1/6-ST1A 10.0 | 9.7 | 0.8342 | 0.36 | 0.17 | ol | 34 | 0.00403 | MV
48-AL1/8-ST1A 10.0 | 10.1 | 0.5939 | 0.35 | 0.21 | ol | 48 | 0.00403 | MV
70-AL1/11-ST1A 10.0 | 10.4 | 0.4132 | 0.339 | 0.29 | ol | 70 | 0.00403 | MV
94-AL1/15-ST1A 10.0 | 10.75 | 0.306 | 0.33 | 0.35 | ol | 94 | 0.00403 | MV
122-AL1/20-ST1A 10.0 | 11.1 | 0.2376 | 0.323 | 0.41 | ol | 122 | 0.00403 | MV
149-AL1/24-ST1A 10.0 | 11.25 | 0.194 | 0.315 | 0.47 | ol | 149 | 0.00403 | MV
34-AL1/6-ST1A 20.0 | 9.15 | 0.8342 | 0.382 | 0.17 | ol | 34 | 0.00403 | MV
48-AL1/8-ST1A 20.0 | 9.5 | 0.5939 | 0.372 | 0.21 | ol | 48 | 0.00403 | MV
70-AL1/11-ST1A 20.0 | 9.7 | 0.4132 | 0.36 | 0.29 | ol | 70 | 0.00403 | MV
94-AL1/15-ST1A 20.0 | 10 | 0.306 | 0.35 | 0.35 | ol | 94 | 0.00403 | MV
122-AL1/20-ST1A 20.0 | 10.3 | 0.2376 | 0.344 | 0.41 | ol | 122 | 0.00403 | MV
149-AL1/24-ST1A 20.0 | 10.5 | 0.194 | 0.337 | 0.47 | ol | 149 | 0.00403 | MV
184-AL1/30-ST1A 20.0 | 10.75 | 0.1571 | 0.33 | 0.535 | ol | 184 | 0.00403 | MV
243-AL1/39-ST1A 20.0 | 11 | 0.1188 | 0.32 | 0.645 | ol | 243 | 0.00403 | MV
48-AL1/8-ST1A 110.0 | 8 | 0.5939 | 0.46 | 0.21 | ol | 48 | 0.00403 | HV
70-AL1/11-ST1A 110.0 | 8.4 | 0.4132 | 0.45 | 0.29 | ol | 70 | 0.00403 | HV
94-AL1/15-ST1A 110.0 | 8.65 | 0.306 | 0.44 | 0.35 | ol | 94 | 0.00403 | HV
122-AL1/20-ST1A 110.0 | 8.5 | 0.2376 | 0.43 | 0.41 | ol | 122 | 0.00403 | HV
149-AL1/24-ST1A 110.0 | 8.75 | 0.194 | 0.41 | 0.47 | ol | 149 | 0.00403 | HV
184-AL1/30-ST1A 110.0 | 8.8 | 0.1571 | 0.4 | 0.535 | ol | 184 | 0.00403 | HV
243-AL1/39-ST1A 110.0 | 9 | 0.1188 | 0.39 | 0.645 | ol | 243 | 0.00403 | HV
305-AL1/39-ST1A 110.0 | 9.2 | 0.0949 | 0.38 | 0.74 | ol | 305 | 0.00403 | HV
490-AL1/64-ST1A 110.0 | 9.75 | 0.059 | 0.37 | 0.96 | ol | 490 | 0.00403 | HV
679-AL1/86-ST1A 110.0 | 9.95 | 0.042 | 0.36 | 1.15 | ol | 679 | 0.00403 | HV
490-AL1/64-ST1A 220.0 | 10 | 0.059 | 0.285 | 0.96 | ol | 490 | 0.00403 | HV
679-AL1/86-ST1A 220.0 | 11.7 | 0.042 | 0.275 | 1.15 | ol | 679 | 0.00403 | HV
490-AL1/64-ST1A 380.0 | 11 | 0.059 | 0.253 | 0.96 | ol | 490 | 0.00403 | HV
679-AL1/86-ST1A 380.0 | 14.6 | 0.042 | 0.25 | 1.15 | ol | 679 | 0.00403 | HV

## trafo_std_types
| i0_percent | pfe_kw | vkr_percent | sn_mva | vn_lv_kv | vn_hv_kv | vk_percent | shift_degree | vector_group | tap_side | tap_neutral | tap_min | tap_max | tap_step_degree | tap_step_percent | tap_phase_shifter
160 MVA 380/110 kV | 0.06 | 60 | 0.25 | 160 | 110 | 380 | 12.2 | 0 | Yy0 | hv | 0 | -9 | 9 | 0 | 1.5 | FALSE
100 MVA 220/110 kV | 0.06 | 55 | 0.26 | 100 | 110 | 220 | 12 | 0 | Yy0 | hv | 0 | -9 | 9 | 0 | 1.5 | FALSE
63 MVA 110/20 kV | 0.04 | 22 | 0.32 | 63 | 20 | 110 | 18 | 150 | YNd5 | hv | 0 | -9 | 9 | 0 | 1.5 | FALSE
40 MVA 110/20 kV | 0.05 | 18 | 0.34 | 40 | 20 | 110 | 16.2 | 150 | YNd5 | hv | 0 | -9 | 9 | 0 | 1.5 | FALSE
25 MVA 110/20 kV | 0.07 | 14 | 0.41 | 25 | 20 | 110 | 12 | 150 | YNd5 | hv | 0 | -9 | 9 | 0 | 1.5 | FALSE
63 MVA 110/10 kV | 0.04 | 22 | 0.32 | 63 | 10 | 110 | 18 | 150 | YNd5 | hv | 0 | -9 | 9 | 0 | 1.5 | FALSE
40 MVA 110/10 kV | 0.05 | 18 | 0.34 | 40 | 10 | 110 | 16.2 | 150 | YNd5 | hv | 0 | -9 | 9 | 0 | 1.5 | FALSE
25 MVA 110/10 kV | 0.07 | 14 | 0.41 | 25 | 10 | 110 | 12 | 150 | YNd5 | hv | 0 | -9 | 9 | 0 | 1.5 | FALSE
0.25 MVA 20/0.4 kV | 0.32 | 0.8 | 1.44 | 0.25 | 0.4 | 20 | 6 | 150 | Yzn5 | hv | 0 | -2 | 2 | 0 | 2.5 | FALSE
0.4 MVA 20/0.4 kV | 0.3375 | 1.35 | 1.425 | 0.4 | 0.4 | 20 | 6 | 150 | Dyn5 | hv | 0 | -2 | 2 | 0 | 2.5 | FALSE
0.63 MVA 20/0.4 kV | 0.2619 | 1.65 | 1.206 | 0.63 | 0.4 | 20 | 6 | 150 | Dyn5 | hv | 0 | -2 | 2 | 0 | 2.5 | FALSE
0.25 MVA 10/0.4 kV | 0.24 | 0.6 | 1.2 | 0.25 | 0.4 | 10 | 4 | 150 | Dyn5 | hv | 0 | -2 | 2 | 0 | 2.5 | FALSE
0.4 MVA 10/0.4 kV | 0.2375 | 0.95 | 1.325 | 0.4 | 0.4 | 10 | 4 | 150 | Dyn5 | hv | 0 | -2 | 2 | 0 | 2.5 | FALSE
0.63 MVA 10/0.4 kV | 0.1873 | 1.18 | 1.0794 | 0.63 | 0.4 | 10 | 4 | 150 | Dyn5 | hv | 0 | -2 | 2 | 0 | 2.5 | FALSE

## trafo3w_std_types
| sn_hv_mva | sn_mv_mva | sn_lv_mva | vn_hv_kv | vn_mv_kv | vn_lv_kv | vk_hv_percent | vk_mv_percent | vk_lv_percent | vkr_hv_percent | vkr_mv_percent | vkr_lv_percent | pfe_kw | i0_percent | shift_mv_degree | shift_lv_degree | vector_group | tap_side | tap_neutral | tap_min | tap_max | tap_step_percent
63/25/38 MVA 110/20/10 kV | 63 | 25 | 38 | 110 | 20 | 10 | 10.4 | 10.4 | 10.4 | 0.28 | 0.32 | 0.35 | 35 | 0.89 | 0 | 0 | YN0yn0yn0 | hv | 0 | -10 | 10 | 1.2
63/25/38 MVA 110/10/10 kV | 63 | 25 | 38 | 110 | 10 | 10 | 10.4 | 10.4 | 10.4 | 0.28 | 0.32 | 0.35 | 35 | 0.89 | 0 | 0 | YN0yn0yn0 | hv | 0 | -10 | 10 | 1.2

## fuse_std_types
| fuse_type | i_rated_a | t_avg | t_min | t_total | x_avg | x_min | x_total
HV 100A | HV 100A | 100 | 0 | [10.0, 3.64, 0.854, 0.281, 0.1, 0.0531, 0.022, 0.01] | [10.0, 4.267, 1.21, 0.403, 0.1, 0.058, 0.022, 0.01] | 0 | [300.0, 350.0, 450.0, 550.0, 700.0, 850.0, 1200.0, 1752.0] | [600.0, 700.0, 900.0, 1150.0, 1665.0, 2000.0, 3000.0, 4313.0]
HV 10A | HV 10A | 10 | 0 | [10.0, 1675.0, 0.344, 0.156, 0.1, 0.0417, 0.0171, 0.01] | [10.0, 1.3, 0.3, 0.155, 0.1, 0.0555, 0.023, 0.01] | 0 | [30.0, 32.0, 35.0, 37.0, 39.0, 50.0, 70.0, 88.0] | [60.0, 70.0, 80.0, 87.0, 94.0, 110.0, 150.0, 216.0]
HV 125A | HV 125A | 125 | 0 | [10.0, 1.82, 0.344, 0.1, 0.0467, 0.0269, 0.01] | [10.0, 2.478, 0.426, 0.1, 0.0427, 0.0211, 0.01] | 0 | [375.0, 500.0, 700.0, 925.0, 1200.0, 1500.0, 2341.0] | [750.0, 1000.0, 1500.0, 2200.0, 3000.0, 4000.0, 5765.0]
HV 160A | HV 160A | 160 | 0 | [10.0, 4.15, 1.03, 0.198, 0.1, 0.051, 0.0172, 0.01] | [10.0, 2.3, 0.734, 0.274, 0.1, 0.046, 0.0177, 0.01] | 0 | [480.0, 550.0, 700.0, 1000.0, 1260.0, 1600.0, 2500.0, 3227.0] | [960.0, 1300.0, 1700.0, 2200.0, 2996.0, 4000.0, 6000.0, 7946.0]
HV 16A | HV 16A | 16 | 0 | [10.0, 0.352, 0.164, 0.1, 0.0649, 0.0342, 0.01] | [10.0, 2.34, 0.722, 0.181, 0.1, 0.055, 0.0296, 0.01] | 0 | [48.0, 60.0, 65.0, 71.0, 80.0, 100.0, 162.0] | [96.0, 110.0, 125.0, 150.0, 168.0, 200.0, 250.0, 398.0]
HV 200A | HV 200A | 200 | 0 | [10.0, 4.267, 1.21, 0.403, 0.1, 0.058, 0.022, 0.01] | [10.0, 3.73, 1.654, 0.328, 0.1, 0.0531, 0.019, 0.01] | 0 | [600.0, 700.0, 900.0, 1150.0, 1665.0, 2000.0, 3000.0, 4313.0] | [1200.0, 1500.0, 1800.0, 2700.0, 3960.0, 5000.0, 7500.0, 10620.0]
HV 20A | HV 20A | 20 | 0 | [10.0, 1.3, 0.3, 0.155, 0.1, 0.0555, 0.023, 0.01] | [10.0, 1.3, 0.161, 0.1, 0.0611, 0.0399, 0.0141, 0.01] | 0 | [60.0, 70.0, 80.0, 87.0, 94.0, 110.0, 150.0, 216.0] | [120.0, 150.0, 200.0, 223.0, 260.0, 300.0, 450.0, 532.0]
HV 25A | HV 25A | 25 | 0 | [10.0, 2.512, 0.833, 0.299, 0.1, 0.0372, 0.0223, 0.01] | [10.0, 3.125, 0.597, 0.198, 0.1, 0.0378, 0.022, 0.01] | 0 | [75.0, 82.0, 90.0, 100.0, 124.0, 170.0, 200.0, 289.0] | [150.0, 170.0, 210.0, 250.0, 294.0, 400.0, 500.0, 711.0]
HV 31.5A | HV 31.5A | 31.5 | 0 | [10.0, 2.34, 0.722, 0.181, 0.1, 0.055, 0.0296, 0.01] | [10.0, 2.84, 0.368, 0.164, 0.1, 0.0621, 0.0378, 0.0195, 0.01] | 0 | [95.0, 110.0, 125.0, 150.0, 165.0, 200.0, 250.0, 390.0] | [189.0, 220.0, 300.0, 350.0, 393.0, 450.0, 530.0, 700.0, 960.0]
HV 40A | HV 40A | 40 | 0 | [10.0, 1.3, 0.161, 0.1, 0.0611, 0.0399, 0.0141, 0.01] | [10.0, 2.05, 0.369, 0.198, 0.1, 0.051, 0.0298, 0.01] | 0 | [120.0, 150.0, 200.0, 223.0, 260.0, 300.0, 450.0, 532.0] | [240.0, 300.0, 400.0, 450.0, 530.0, 650.0, 800.0, 1311.0]
HV 50A | HV 50A | 50 | 0 | [10.0, 3.215, 0.597, 0.198, 0.1, 0.0378, 0.022, 0.01] | [10.0, 3.64, 0.854, 0.281, 0.1, 0.0531, 0.022, 0.01] | 0 | [150.0, 170.0, 210.0, 250.0, 294.0, 400.0, 500.0, 711.0] | [300.0, 350.0, 450.0, 550.0, 700.0, 850.0, 1200.0, 1752.0]
HV 6.3A | HV 6.3A | 6.3 | 0 | [10.0, 1.39, 0.344, 0.168, 0.1, 0.056, 0.0263, 0.01] | [10.0, 1.711, 0.516, 0.198, 0.1, 0.0634, 0.0303, 0.01] | 0 | [19.0, 19.5, 20.4, 20.8, 22.0, 25.0, 32.0, 48.0] | [38.0, 40.0, 43.0, 48.0, 53.0, 60.0, 75.0, 118.0]
HV 63A | HV 63A | 63 | 0 | [10.0, 2.84, 0.368, 0.164, 0.1, 0.0621, 0.0378, 0.0195, 0.01] | [10.0, 1.82, 0.344, 0.1, 0.0467, 0.0269, 0.01] | 0 | [189.0, 220.0, 300.0, 350.0, 393.0, 450.0, 530.0, 700.0, 961.0] | [378.0, 500.0, 700.0, 934.0, 1200.0, 1500.0, 2366.0]
HV 80A | HV 80A | 80 | 0 | [10.0, 2.05, 0.369, 0.198, 0.1, 0.051, 0.0298, 0.01] | [10.0, 4.15, 1.03, 0.198, 0.1, 0.051, 0.0172, 0.01] | 0 | [240.0, 300.0, 400.0, 450.0, 530.0, 650.0, 800.0, 1311.0] | [480.0, 550.0, 700.0, 1000.0, 1260.0, 1600.0, 2500.0, 3227.0]
Siemens NH-1-100 | Siemens NH-1-100 | 100 | [5400.0, 2000.0, 400.0, 20.0, 1.0, 0.2, 0.012, 0.004] | 0 | 0 | [150.0, 190.0, 250.0, 430.0, 900.0, 1250.0, 2700.0, 3600.0] | 0 | 0
Siemens NH-1-125 | Siemens NH-1-125 | 125 | [4800.0, 120.0, 7.0, 0.1, 0.004] | 0 | 0 | [180.0, 400.0, 740.0, 2000.0, 4250.0] | 0 | 0
Siemens NH-1-16 | Siemens NH-1-16 | 16 | [4000.0, 400.0, 2.0, 0.1, 0.04, 0.01] | 0 | 0 | [26.0, 35.0, 75.0, 150.0, 200.0, 300.0] | 0 | 0
Siemens NH-1-160 | Siemens NH-1-160 | 160 | [4800.0, 120.0, 7.0, 0.1, 0.004] | 0 | 0 | [210.0, 500.0, 900.0, 2300.0, 5000.0] | 0 | 0
Siemens NH-1-25 | Siemens NH-1-25 | 25 | [4000.0, 1000.0, 10.0, 0.2, 0.02, 0.01] | 0 | 0 | [40.0, 50.0, 100.0, 210.0, 400.0, 500.0] | 0 | 0
Siemens NH-1-50 | Siemens NH-1-50 | 50 | [4000.0, 40.0, 4.0, 1.0, 0.02, 0.01] | 0 | 0 | [86.0, 200.0, 300.0, 400.0, 1000.0, 1280.0] | 0 | 0
Siemens NH-1-63 | Siemens NH-1-63 | 63 | [4000.0, 100.0, 10.0, 2.0, 0.04, 0.01] | 0 | 0 | [100.0, 200.0, 300.0, 400.0, 1000.0, 1500.0] | 0 | 0
Siemens NH-1-80 | Siemens NH-1-80 | 80 | [4800.0, 120.0, 7.0, 0.1, 0.01] | 0 | 0 | [150.58, 250.0, 450.0, 1150.0, 2470.0] | 0 | 0
Siemens NH-2-1000 | Siemens NH-2-1000 | 1000 | [4800.0, 120.0, 7.0, 0.1, 0.004] | 0 | 0 | [1900.0, 3500.0, 8400.0, 24000.0, 52000.0] | 0 | 0
Siemens NH-2-200 | Siemens NH-2-200 | 200 | [4800.0, 120.0, 7.0, 0.1, 0.004] | 0 | 0 | [280.0, 650.0, 1200.0, 3000.0, 7000.0] | 0 | 0
Siemens NH-2-224 | Siemens NH-2-224 | 224 | [4800.0, 120.0, 7.0, 0.2, 0.04, 0.004] | 0 | 0 | [400.0, 750.0, 1453.0, 3025.0, 4315.0, 7600.0] | 0 | 0
Siemens NH-2-250 | Siemens NH-2-250 | 250 | [4800.0, 120.0, 7.0, 0.1, 0.004] | 0 | 0 | [450.0, 800.0, 1650.0, 4000.0, 8500.0] | 0 | 0
Siemens NH-2-315 | Siemens NH-2-315 | 315 | [4800.0, 120.0, 7.0, 0.1, 0.004] | 0 | 0 | [550.0, 920.0, 1900.0, 5000.0, 11000.0] | 0 | 0
Siemens NH-2-355 | Siemens NH-2-355 | 355 | [4800.0, 120.0, 6.0, 0.1, 0.004] | 0 | 0 | [650.0, 1116.27, 2350.0, 5840.0, 12790.0] | 0 | 0
Siemens NH-2-400 | Siemens NH-2-400 | 400 | [4800.0, 120.0, 7.0, 0.1, 0.004] | 0 | 0 | [720.0, 1350.0, 2800.0, 6500.0, 15000.0] | 0 | 0
Siemens NH-2-425 | Siemens NH-2-425 | 425 | [4800.0, 120.0, 7.0, 0.1, 0.004] | 0 | 0 | [850.0, 1500.0, 3050.0, 7500.0, 16500.0] | 0 | 0
Siemens NH-2-630 | Siemens NH-2-630 | 630 | [4800.0, 120.0, 7.0, 0.1, 0.004] | 0 | 0 | [1200.0, 2000.0, 4800.0, 12000.0, 26000.0] | 0 | 0

## dtypes
| element | column | dtype
0 | bus | name | object
1 | bus | vn_kv | float64
2 | bus | type | object
3 | bus | zone | object
4 | bus | in_service | bool
5 | load | name | object
6 | load | bus | uint32
7 | load | p_mw | float64
8 | load | q_mvar | float64
9 | load | const_z_percent | float64
10 | load | const_i_percent | float64
11 | load | sn_mva | float64
12 | load | scaling | float64
13 | load | in_service | bool
14 | load | type | object
15 | ext_grid | name | object
16 | ext_grid | bus | uint32
17 | ext_grid | vm_pu | float64
18 | ext_grid | va_degree | float64
19 | ext_grid | slack_weight | float64
20 | ext_grid | in_service | bool
21 | line | name | object
22 | line | std_type | object
23 | line | from_bus | uint32
24 | line | to_bus | uint32
25 | line | length_km | float64
26 | line | r_ohm_per_km | float64
27 | line | x_ohm_per_km | float64
28 | line | c_nf_per_km | float64
29 | line | g_us_per_km | float64
30 | line | max_i_ka | float64
31 | line | df | float64
32 | line | parallel | uint32
33 | line | type | object
34 | line | in_service | bool
35 | trafo | name | object
36 | trafo | std_type | object
37 | trafo | hv_bus | uint32
38 | trafo | lv_bus | uint32
39 | trafo | sn_mva | float64
40 | trafo | vn_hv_kv | float64
41 | trafo | vn_lv_kv | float64
42 | trafo | vk_percent | float64
43 | trafo | vkr_percent | float64
44 | trafo | pfe_kw | float64
45 | trafo | i0_percent | float64
46 | trafo | shift_degree | float64
47 | trafo | tap_side | object
48 | trafo | tap_neutral | int32
49 | trafo | tap_min | int32
50 | trafo | tap_max | int32
51 | trafo | tap_step_percent | float64
52 | trafo | tap_step_degree | float64
53 | trafo | tap_pos | int32
54 | trafo | tap_phase_shifter | bool
55 | trafo | parallel | uint32
56 | trafo | df | float64
57 | trafo | in_service | bool
58 | line_geodata | coords | object
59 | bus_geodata | x | float64
60 | bus_geodata | y | float64
61 | bus_geodata | coords | object

## parameters
| version | format_version | converged | OPF_converged | name | f_hz | sn_mva
0 | 2.14.6 | 2.14.0 | FALSE | FALSE |  | 50 | 1