## bus
| name | vn_kv | type | zone | in_service
0 | bus_LV_1002-1_1_4_node_26 | 0.4 | n |  | TRUE
1 | bus_LV_1002-1_1_4_node_27 | 0.4 | n |  | TRUE
2 | bus_LV_1002-1_1_4_node_28 | 0.4 | n |  | TRUE
3 | bus_LV_1002-1_1_4_node_29 | 0.4 | n |  | TRUE
4 | bus_LV_1002-1_1_4_node_201 | 0.4 | n |  | TRUE
5 | bus_LV_1002-1_1_4_node_31 | 0.4 | n |  | TRUE
6 | bus_LV_1002-1_1_4_node_200 | 0.4 | n |  | TRUE
7 | bus_LV_1002-1_1_4_node_30 | 0.4 | n |  | TRUE
8 | bus_LV_1002-1_1_4_node_32 | 0.4 | n |  | TRUE
9 | bus_LV_1002-1_1_4_node_33 | 0.4 | n |  | TRUE
10 | bus_LV_1002-1_1_4_node_101 | 0.4 | n |  | TRUE
11 | bus_LV_1002-1_1_4_node_102 | 0.4 | n |  | TRUE
12 | bus_LV_1002-1_1_4_node_36 | 0.4 | n |  | TRUE
13 | bus_LV_1002-1_1_4_node_150 | 0.4 | n |  | TRUE
14 | bus_LV_1002-1_1_4_node_151 | 0.4 | n |  | TRUE
15 | bus_LV_1002-1_1_4_node_157 | 0.4 | n |  | TRUE
16 | bus_LV_1002-1_1_4_node_152 | 0.4 | n |  | TRUE
17 | bus_LV_1002-1_1_4_node_153 | 0.4 | n |  | TRUE
18 | bus_LV_1002-1_1_4_node_163 | 0.4 | n |  | TRUE
19 | bus_LV_1002-1_1_4_node_155 | 0.4 | n |  | TRUE
20 | bus_LV_1002-1_1_4_node_156 | 0.4 | n |  | TRUE
21 | bus_LV_1002-1_1_4_node_154 | 0.4 | n |  | TRUE
22 | bus_LV_1002-1_1_4_node_161 | 0.4 | n |  | TRUE
23 | bus_LV_1002-1_1_4_node_162 | 0.4 | n |  | TRUE
24 | bus_LV_1002-1_1_4_node_159 | 0.4 | n |  | TRUE
25 | bus_LV_1002-1_1_4_node_34 | 0.4 | n |  | TRUE
26 | bus_LV_1002-1_1_4_node_35 | 0.4 | n |  | TRUE
27 | bus_LV_1002-1_1_4_node_37 | 0.4 | n |  | TRUE
28 | bus_LV_1002-1_1_4_node_38 | 0.4 | n |  | TRUE
29 | bus_LV_1002-1_1_4_node_39 | 0.4 | n |  | TRUE
30 | bus_LV_1002-1_1_4_node_40 | 0.4 | n |  | TRUE
31 | bus_LV_1002-1_1_4_node_41 | 0.4 | n |  | TRUE
32 | bus_LV_1002-1_1_4_node_42 | 0.4 | n |  | TRUE
33 | bus_LV_1002-1_1_4_node_43 | 0.4 | n |  | TRUE
34 | bus_LV_1002-1_1_4_node_44 | 0.4 | n |  | TRUE
35 | bus_LV_1002-1_1_4_node_46 | 0.4 | n |  | TRUE
36 | bus_LV_1002-1_1_4_node_47 | 0.4 | n |  | TRUE
37 | bus_LV_1002-1_1_4_node_48 | 0.4 | n |  | TRUE
38 | bus_LV_1002-1_1_4_node_49 | 0.4 | n |  | TRUE
39 | bus_LV_1002-1_1_4_node_50 | 0.4 | n |  | TRUE
40 | bus_LV_1002-1_1_4_node_51 | 0.4 | n |  | TRUE
41 | bus_LV_1002-1_1_4_node_59 | 0.4 | n |  | TRUE
42 | bus_LV_1002-1_1_4_node_61 | 0.4 | n |  | TRUE
43 | bus_LV_1002-1_1_4_node_57 | 0.4 | n |  | TRUE
44 | bus_LV_1002-1_1_4_node_52 | 0.4 | n |  | TRUE
45 | bus_LV_1002-1_1_4_node_53 | 0.4 | n |  | TRUE
46 | bus_LV_1002-1_1_4_node_56 | 0.4 | n |  | TRUE
47 | bus_LV_1002-1_1_4_node_54 | 0.4 | n |  | TRUE
48 | bus_LV_1002-1_1_4_node_55 | 0.4 | n |  | TRUE
49 | bus_LV_1002-1_1_4_node_68 | 0.4 | n |  | TRUE
50 | bus_LV_1002-1_1_4_node_66 | 0.4 | n |  | TRUE
51 | bus_LV_1002-1_1_4_node_63 | 0.4 | n |  | TRUE
52 | bus_LV_1002-1_1_4_node_62 | 0.4 | n |  | TRUE
53 | bus_LV_1002-1_1_4_node_58 | 0.4 | n |  | TRUE
54 | bus_LV_1002-1_1_4_node_60 | 0.4 | n |  | TRUE
55 | bus_LV_1002-1_1_4_node_64 | 0.4 | n |  | TRUE
56 | bus_LV_1002-1_1_4_node_88 | 0.4 | n |  | TRUE
57 | bus_LV_1002-1_1_4_node_65 | 0.4 | n |  | TRUE
58 | bus_LV_1002-1_1_4_node_67 | 0.4 | n |  | TRUE
59 | bus_LV_1002-1_1_4_node_89 | 0.4 | n |  | TRUE
60 | bus_LV_1002-1_1_4_node_93 | 0.4 | n |  | TRUE
61 | bus_LV_1002-1_1_4_node_90 | 0.4 | n |  | TRUE
62 | bus_LV_1002-1_1_4_node_86 | 0.4 | n |  | TRUE
63 | bus_LV_1002-1_1_4_node_69 | 0.4 | n |  | TRUE
64 | bus_LV_1002-1_1_4_node_70 | 0.4 | n |  | TRUE
65 | bus_LV_1002-1_1_4_node_71 | 0.4 | n |  | TRUE
66 | bus_LV_1002-1_1_4_node_72 | 0.4 | n |  | TRUE
67 | bus_LV_1002-1_1_4_node_80 | 0.4 | n |  | TRUE
68 | bus_LV_1002-1_1_4_node_81 | 0.4 | n |  | TRUE
69 | bus_LV_1002-1_1_4_node_79 | 0.4 | n |  | TRUE
70 | bus_LV_1002-1_1_4_node_73 | 0.4 | n |  | TRUE
71 | bus_LV_1002-1_1_4_node_74 | 0.4 | n |  | TRUE
72 | bus_LV_1002-1_1_4_node_76 | 0.4 | n |  | TRUE
73 | bus_LV_1002-1_1_4_node_75 | 0.4 | n |  | TRUE
74 | bus_LV_1002-1_1_4_node_77 | 0.4 | n |  | TRUE
75 | bus_LV_1002-1_1_4_node_78 | 0.4 | n |  | TRUE
76 | bus_LV_1002-1_1_4_node_87 | 0.4 | n |  | TRUE
77 | bus_LV_1002-1_1_4_node_84 | 0.4 | n |  | TRUE
78 | bus_LV_1002-1_1_4_node_82 | 0.4 | n |  | TRUE
79 | bus_LV_1002-1_1_4_node_145 | 0.4 | n |  | TRUE
80 | bus_LV_1002-1_1_4_node_142 | 0.4 | n |  | TRUE
81 | bus_LV_1002-1_1_4_node_83 | 0.4 | n |  | TRUE
82 | bus_LV_1002-1_1_4_node_143 | 0.4 | n |  | TRUE
83 | bus_LV_1002-1_1_4_node_144 | 0.4 | n |  | TRUE
84 | bus_LV_1002-1_1_4_node_85 | 0.4 | n |  | TRUE
85 | bus_LV_1002-1_1_4_node_137 | 0.4 | n |  | TRUE
86 | bus_LV_1002-1_1_4_node_111 | 0.4 | n |  | TRUE
87 | bus_LV_1002-1_1_4_node_91 | 0.4 | n |  | TRUE
88 | bus_LV_1002-1_1_4_node_92 | 0.4 | n |  | TRUE
89 | bus_LV_1002-1_1_4_node_135 | 0.4 | n |  | TRUE
90 | bus_LV_1002-1_1_4_node_136 | 0.4 | n |  | TRUE
91 | bus_LV_1002-1_1_4_node_112 | 0.4 | n |  | TRUE
92 | bus_LV_1002-1_1_4_node_110 | 0.4 | n |  | TRUE
93 | bus_LV_1002-1_1_4_node_94 | 0.4 | n |  | TRUE
94 | bus_LV_1002-1_1_4_node_95 | 0.4 | n |  | TRUE
95 | bus_LV_1002-1_1_4_node_120 | 0.4 | n |  | TRUE
96 | bus_LV_1002-1_1_4_node_116 | 0.4 | n |  | TRUE
97 | bus_LV_1002-1_1_4_node_130 | 0.4 | n |  | TRUE
98 | bus_LV_1002-1_1_4_node_131 | 0.4 | n |  | TRUE
99 | bus_LV_1002-1_1_4_node_97 | 0.4 | n |  | TRUE
100 | bus_LV_1002-1_1_4_node_98 | 0.4 | n |  | TRUE
101 | bus_LV_1002-1_1_4_node_99 | 0.4 | n |  | TRUE
102 | bus_LV_1002-1_1_4_node_100 | 0.4 | n |  | TRUE
103 | bus_LV_1002-1_1_4_node_133 | 0.4 | n |  | TRUE
104 | bus_LV_1002-1_1_4_node_132 | 0.4 | n |  | TRUE
105 | bus_LV_1002-1_1_4_node_139 | 0.4 | n |  | TRUE
106 | bus_LV_1002-1_1_4_node_103 | 0.4 | n |  | TRUE
107 | bus_LV_1002-1_1_4_node_104 | 0.4 | n |  | TRUE
108 | bus_LV_1002-1_1_4_node_105 | 0.4 | n |  | TRUE
109 | bus_LV_1002-1_1_4_node_106 | 0.4 | n |  | TRUE
110 | bus_LV_1002-1_1_4_node_107 | 0.4 | n |  | TRUE
111 | bus_LV_1002-1_1_4_node_108 | 0.4 | n |  | TRUE
112 | bus_LV_1002-1_1_4_node_109 | 0.4 | n |  | TRUE
113 | bus_LV_1002-1_1_4_node_113 | 0.4 | n |  | TRUE
114 | bus_LV_1002-1_1_4_node_114 | 0.4 | n |  | TRUE
115 | bus_LV_1002-1_1_4_node_115 | 0.4 | n |  | TRUE
116 | bus_LV_1002-1_1_4_node_117 | 0.4 | n |  | TRUE
117 | bus_LV_1002-1_1_4_node_118 | 0.4 | n |  | TRUE
118 | bus_LV_1002-1_1_4_node_119 | 0.4 | n |  | TRUE
119 | bus_LV_1002-1_1_4_node_121 | 0.4 | n |  | TRUE
120 | bus_LV_1002-1_1_4_node_122 | 0.4 | n |  | TRUE
121 | bus_LV_1002-1_1_4_node_123 | 0.4 | n |  | TRUE
122 | bus_LV_1002-1_1_4_node_124 | 0.4 | n |  | TRUE
123 | bus_LV_1002-1_1_4_node_125 | 0.4 | n |  | TRUE
124 | bus_LV_1002-1_1_4_node_126 | 0.4 | n |  | TRUE
125 | bus_LV_1002-1_1_4_node_127 | 0.4 | n |  | TRUE
126 | bus_LV_1002-1_1_4_node_128 | 0.4 | n |  | TRUE
127 | bus_LV_1002-1_1_4_node_129 | 0.4 | n |  | TRUE
128 | bus_LV_1002-1_1_4_node_134 | 0.4 | n |  | TRUE
129 | bus_LV_1002-1_1_4_node_138 | 0.4 | n |  | TRUE
130 | bus_LV_1002-1_1_4_node_140 | 0.4 | n |  | TRUE
131 | bus_LV_1002-1_1_4_node_141 | 0.4 | n |  | TRUE
132 | bus_LV_1002-1_1_4_node_146 | 0.4 | n |  | TRUE
133 | bus_LV_1002-1_1_4_node_147 | 0.4 | n |  | TRUE
134 | bus_LV_1002-1_1_4_node_202 | 0.4 | n |  | TRUE
135 | bus_LV_1002-1_1_4_node_208 | 0.4 | n |  | TRUE
136 | bus_LV_1002-1_1_4_node_148 | 0.4 | n |  | TRUE
137 | bus_LV_1002-1_1_4_node_149 | 0.4 | n |  | TRUE
138 | bus_LV_1002-1_1_4_node_158 | 0.4 | n |  | TRUE
139 | bus_LV_1002-1_1_4_node_160 | 0.4 | n |  | TRUE
140 | bus_LV_1002-1_1_4_node_204 | 0.4 | n |  | TRUE
141 | bus_MV_125_0_node_17 | 20 | n |  | TRUE

## load
| name | bus | p_mw | q_mvar | const_z_percent | const_i_percent | sn_mva | scaling | in_service | type
0 | LV_1002-1_1_4_load_26 | 0 | 0.00015931 | 3.9927e-05 | 0 | 0 |  | 1 | TRUE | wye
1 | LV_1002-1_1_4_load_28 | 2 | 0.00016603 | 4.161e-05 | 0 | 0 |  | 1 | TRUE | wye
2 | LV_1002-1_1_4_load_29 | 3 | 0.00015654 | 3.9234e-05 | 0 | 0 |  | 1 | TRUE | wye
3 | LV_1002-1_1_4_load_31 | 5 | 0.00036241 | 9.0829e-05 | 0 | 0 |  | 1 | TRUE | wye
4 | LV_1002-1_1_4_load_200 | 6 | 0.00017576 | 4.405e-05 | 0 | 0 |  | 1 | TRUE | wye
5 | LV_1002-1_1_4_load_30 | 7 | 8.8822e-05 | 2.2261e-05 | 0 | 0 |  | 1 | TRUE | wye
6 | LV_1002-1_1_4_load_33 | 9 | 0.00015394 | 3.8581e-05 | 0 | 0 |  | 1 | TRUE | wye
7 | LV_1002-1_1_4_load_101 | 10 | 9.3148e-05 | 2.3345e-05 | 0 | 0 |  | 1 | TRUE | wye
8 | LV_1002-1_1_4_load_102 | 11 | 0.00017357 | 4.35e-05 | 0 | 0 |  | 1 | TRUE | wye
9 | LV_1002-1_1_4_load_150 | 13 | 9.327e-05 | 2.3376e-05 | 0 | 0 |  | 1 | TRUE | wye
10 | LV_1002-1_1_4_load_151 | 14 | 0.00018315 | 4.5901e-05 | 0 | 0 |  | 1 | TRUE | wye
11 | LV_1002-1_1_4_load_157 | 15 | 0.00013849 | 3.4708e-05 | 0 | 0 |  | 1 | TRUE | wye
12 | LV_1002-1_1_4_load_163 | 18 | 0.0013745 | 0.00034449 | 0 | 0 |  | 1 | TRUE | wye
13 | LV_1002-1_1_4_load_156 | 20 | 0.00019063 | 4.7776e-05 | 0 | 0 |  | 1 | TRUE | wye
14 | LV_1002-1_1_4_load_154 | 21 | 0.00010429 | 2.6137e-05 | 0 | 0 |  | 1 | TRUE | wye
15 | LV_1002-1_1_4_load_161 | 22 | 0.00025778 | 6.4606e-05 | 0 | 0 |  | 1 | TRUE | wye
16 | LV_1002-1_1_4_load_162 | 23 | 0.00020198 | 5.0621e-05 | 0 | 0 |  | 1 | TRUE | wye
17 | LV_1002-1_1_4_load_159 | 24 | 0.00024835 | 6.2242e-05 | 0 | 0 |  | 1 | TRUE | wye
18 | LV_1002-1_1_4_load_37 | 27 | 0.00025999 | 6.5159e-05 | 0 | 0 |  | 1 | TRUE | wye
19 | LV_1002-1_1_4_load_40 | 30 | 0.00044077 | 0.00011047 | 0 | 0 |  | 1 | TRUE | wye
20 | LV_1002-1_1_4_load_41 | 31 | 0.00013958 | 3.4981e-05 | 0 | 0 |  | 1 | TRUE | wye
21 | LV_1002-1_1_4_load_42 | 32 | 0.0002973 | 7.4512e-05 | 0 | 0 |  | 1 | TRUE | wye
22 | LV_1002-1_1_4_load_44 | 34 | 0.001175 | 0.00029449 | 0 | 0 |  | 1 | TRUE | wye
23 | LV_1002-1_1_4_load_47 | 36 | 0.00084814 | 0.00021257 | 0 | 0 |  | 1 | TRUE | wye
24 | LV_1002-1_1_4_load_48 | 37 | 0.00047175 | 0.00011823 | 0 | 0 |  | 1 | TRUE | wye
25 | LV_1002-1_1_4_load_49 | 38 | 0.00043696 | 0.00010951 | 0 | 0 |  | 1 | TRUE | wye
26 | LV_1002-1_1_4_load_50 | 39 | 0.00053285 | 0.00013354 | 0 | 0 |  | 1 | TRUE | wye
27 | LV_1002-1_1_4_load_51 | 40 | 0.00090822 | 0.00022762 | 0 | 0 |  | 1 | TRUE | wye
28 | LV_1002-1_1_4_load_61 | 42 | 0.0011102 | 0.00027825 | 0 | 0 |  | 1 | TRUE | wye
29 | LV_1002-1_1_4_load_57 | 43 | 0.0014089 | 0.0003531 | 0 | 0 |  | 1 | TRUE | wye
30 | LV_1002-1_1_4_load_52 | 44 | 0.00050536 | 0.00012666 | 0 | 0 |  | 1 | TRUE | wye
31 | LV_1002-1_1_4_load_56 | 46 | 0.0036969 | 0.00092653 | 0 | 0 |  | 1 | TRUE | wye
32 | LV_1002-1_1_4_load_54 | 47 | 0.0019428 | 0.00048692 | 0 | 0 |  | 1 | TRUE | wye
33 | LV_1002-1_1_4_load_55 | 48 | 0.0031919 | 0.00079996 | 0 | 0 |  | 1 | TRUE | wye
34 | LV_1002-1_1_4_load_68 | 49 | 0.0024721 | 0.00061956 | 0 | 0 |  | 1 | TRUE | wye
35 | LV_1002-1_1_4_load_66 | 50 | 0.001125 | 0.00028194 | 0 | 0 |  | 1 | TRUE | wye
36 | LV_1002-1_1_4_load_63 | 51 | 0.000472 | 0.00011829 | 0 | 0 |  | 1 | TRUE | wye
37 | LV_1002-1_1_4_load_62 | 52 | 0.00048447 | 0.00012142 | 0 | 0 |  | 1 | TRUE | wye
38 | LV_1002-1_1_4_load_88 | 56 | 0.0052443 | 0.0013144 | 0 | 0 |  | 1 | TRUE | wye
39 | LV_1002-1_1_4_load_65 | 57 | 0.00085832 | 0.00021511 | 0 | 0 |  | 1 | TRUE | wye
40 | LV_1002-1_1_4_load_67 | 58 | 0.0010357 | 0.00025956 | 0 | 0 |  | 1 | TRUE | wye
41 | LV_1002-1_1_4_load_93 | 60 | 0.0010951 | 0.00027445 | 0 | 0 |  | 1 | TRUE | wye
42 | LV_1002-1_1_4_load_90 | 61 | 0.0031651 | 0.00079324 | 0 | 0 |  | 1 | TRUE | wye
43 | LV_1002-1_1_4_load_86 | 62 | 0.00072637 | 0.00018204 | 0 | 0 |  | 1 | TRUE | wye
44 | LV_1002-1_1_4_load_69 | 63 | 0.00057307 | 0.00014362 | 0 | 0 |  | 1 | TRUE | wye
45 | LV_1002-1_1_4_load_70 | 64 | 0.00086752 | 0.00021742 | 0 | 0 |  | 1 | TRUE | wye
46 | LV_1002-1_1_4_load_72 | 66 | 0.0010968 | 0.00027489 | 0 | 0 |  | 1 | TRUE | wye
47 | LV_1002-1_1_4_load_79 | 69 | 0.0009826 | 0.00024626 | 0 | 0 |  | 1 | TRUE | wye
48 | LV_1002-1_1_4_load_73 | 70 | 0.0012486 | 0.00031294 | 0 | 0 |  | 1 | TRUE | wye
49 | LV_1002-1_1_4_load_74 | 71 | 0.0025379 | 0.00063606 | 0 | 0 |  | 1 | TRUE | wye
50 | LV_1002-1_1_4_load_77 | 74 | 0.00092778 | 0.00023252 | 0 | 0 |  | 1 | TRUE | wye
51 | LV_1002-1_1_4_load_84 | 77 | 0.0011305 | 0.00028334 | 0 | 0 |  | 1 | TRUE | wye
52 | LV_1002-1_1_4_load_82 | 78 | 0.0005578 | 0.0001398 | 0 | 0 |  | 1 | TRUE | wye
53 | LV_1002-1_1_4_load_145 | 79 | 0.0040312 | 0.0010103 | 0 | 0 |  | 1 | TRUE | wye
54 | LV_1002-1_1_4_load_142 | 80 | 0.00094579 | 0.00023704 | 0 | 0 |  | 1 | TRUE | wye
55 | LV_1002-1_1_4_load_83 | 81 | 0.0013172 | 0.00033011 | 0 | 0 |  | 1 | TRUE | wye
56 | LV_1002-1_1_4_load_143 | 82 | 0.00090364 | 0.00022647 | 0 | 0 |  | 1 | TRUE | wye
57 | LV_1002-1_1_4_load_144 | 83 | 0.00071267 | 0.00017861 | 0 | 0 |  | 1 | TRUE | wye
58 | LV_1002-1_1_4_load_85 | 84 | 0.0024269 | 0.00060824 | 0 | 0 |  | 1 | TRUE | wye
59 | LV_1002-1_1_4_load_137 | 85 | 0.0017182 | 0.00043063 | 0 | 0 |  | 1 | TRUE | wye
60 | LV_1002-1_1_4_load_91 | 87 | 0.0012315 | 0.00030863 | 0 | 0 |  | 1 | TRUE | wye
61 | LV_1002-1_1_4_load_92 | 88 | 0.0015561 | 0.00038999 | 0 | 0 |  | 1 | TRUE | wye
62 | LV_1002-1_1_4_load_135 | 89 | 0.0034493 | 0.00086448 | 0 | 0 |  | 1 | TRUE | wye
63 | LV_1002-1_1_4_load_136 | 90 | 0.0016771 | 0.00042031 | 0 | 0 |  | 1 | TRUE | wye
64 | LV_1002-1_1_4_load_112 | 91 | 0.0013366 | 0.00033497 | 0 | 0 |  | 1 | TRUE | wye
65 | LV_1002-1_1_4_load_110 | 92 | 0.0012788 | 0.00032049 | 0 | 0 |  | 1 | TRUE | wye
66 | LV_1002-1_1_4_load_94 | 93 | 0.00033825 | 8.4775e-05 | 0 | 0 |  | 1 | TRUE | wye
67 | LV_1002-1_1_4_load_95 | 94 | 0.0011306 | 0.00028336 | 0 | 0 |  | 1 | TRUE | wye
68 | LV_1002-1_1_4_load_116 | 96 | 0.0028742 | 0.00072035 | 0 | 0 |  | 1 | TRUE | wye
69 | LV_1002-1_1_4_load_130 | 97 | 0.00044658 | 0.00011192 | 0 | 0 |  | 1 | TRUE | wye
70 | LV_1002-1_1_4_load_131 | 98 | 0.001219 | 0.00030551 | 0 | 0 |  | 1 | TRUE | wye
71 | LV_1002-1_1_4_load_97 | 99 | 0.001114 | 0.0002792 | 0 | 0 |  | 1 | TRUE | wye
72 | LV_1002-1_1_4_load_99 | 101 | 0.0035826 | 0.00089789 | 0 | 0 |  | 1 | TRUE | wye
73 | LV_1002-1_1_4_load_133 | 103 | 0.0016321 | 0.00040903 | 0 | 0 |  | 1 | TRUE | wye
74 | LV_1002-1_1_4_load_132 | 104 | 0.0013206 | 0.00033097 | 0 | 0 |  | 1 | TRUE | wye
75 | LV_1002-1_1_4_load_103 | 106 | 0.0001394 | 3.4937e-05 | 0 | 0 |  | 1 | TRUE | wye
76 | LV_1002-1_1_4_load_104 | 107 | 0.00017232 | 4.3187e-05 | 0 | 0 |  | 1 | TRUE | wye
77 | LV_1002-1_1_4_load_105 | 108 | 0.0001934 | 4.847e-05 | 0 | 0 |  | 1 | TRUE | wye
78 | LV_1002-1_1_4_load_106 | 109 | 0.0017716 | 0.00044401 | 0 | 0 |  | 1 | TRUE | wye
79 | LV_1002-1_1_4_load_107 | 110 | 0.0015207 | 0.00038112 | 0 | 0 |  | 1 | TRUE | wye
80 | LV_1002-1_1_4_load_108 | 111 | 0.0017087 | 0.00042825 | 0 | 0 |  | 1 | TRUE | wye
81 | LV_1002-1_1_4_load_109 | 112 | 0.0013313 | 0.00033366 | 0 | 0 |  | 1 | TRUE | wye
82 | LV_1002-1_1_4_load_113 | 113 | 0.001573 | 0.00039423 | 0 | 0 |  | 1 | TRUE | wye
83 | LV_1002-1_1_4_load_115 | 115 | 0.0015911 | 0.00039876 | 0 | 0 |  | 1 | TRUE | wye
84 | LV_1002-1_1_4_load_117 | 116 | 0.0021937 | 0.00054979 | 0 | 0 |  | 1 | TRUE | wye
85 | LV_1002-1_1_4_load_118 | 117 | 0.0026673 | 0.00066849 | 0 | 0 |  | 1 | TRUE | wye
86 | LV_1002-1_1_4_load_119 | 118 | 0.0028779 | 0.00072128 | 0 | 0 |  | 1 | TRUE | wye
87 | LV_1002-1_1_4_load_121 | 119 | 0.0024014 | 0.00060185 | 0 | 0 |  | 1 | TRUE | wye
88 | LV_1002-1_1_4_load_122 | 120 | 0.0020547 | 0.00051495 | 0 | 0 |  | 1 | TRUE | wye
89 | LV_1002-1_1_4_load_123 | 121 | 0.00037187 | 9.3199e-05 | 0 | 0 |  | 1 | TRUE | wye
90 | LV_1002-1_1_4_load_124 | 122 | 0.00047684 | 0.00011951 | 0 | 0 |  | 1 | TRUE | wye
91 | LV_1002-1_1_4_load_125 | 123 | 0.003113 | 0.00078019 | 0 | 0 |  | 1 | TRUE | wye
92 | LV_1002-1_1_4_load_126 | 124 | 0.0020016 | 0.00050164 | 0 | 0 |  | 1 | TRUE | wye
93 | LV_1002-1_1_4_load_127 | 125 | 0.00042216 | 0.0001058 | 0 | 0 |  | 1 | TRUE | wye
94 | LV_1002-1_1_4_load_128 | 126 | 0.0015881 | 0.00039803 | 0 | 0 |  | 1 | TRUE | wye
95 | LV_1002-1_1_4_load_129 | 127 | 0.0033788 | 0.00084682 | 0 | 0 |  | 1 | TRUE | wye
96 | LV_1002-1_1_4_load_138 | 129 | 0.001666 | 0.00041753 | 0 | 0 |  | 1 | TRUE | wye
97 | LV_1002-1_1_4_load_140 | 130 | 0.0017704 | 0.00044371 | 0 | 0 |  | 1 | TRUE | wye
98 | LV_1002-1_1_4_load_141 | 131 | 0.00084047 | 0.00021064 | 0 | 0 |  | 1 | TRUE | wye
99 | LV_1002-1_1_4_load_146 | 132 | 0.00019065 | 4.7782e-05 | 0 | 0 |  | 1 | TRUE | wye
100 | LV_1002-1_1_4_load_202 | 134 | 0.00017983 | 4.5069e-05 | 0 | 0 |  | 1 | TRUE | wye
101 | LV_1002-1_1_4_load_208 | 135 | 0.00023243 | 5.8252e-05 | 0 | 0 |  | 1 | TRUE | wye
102 | LV_1002-1_1_4_load_148 | 136 | 0.0015268 | 0.00038265 | 0 | 0 |  | 1 | TRUE | wye
103 | LV_1002-1_1_4_load_158 | 138 | 8.7385e-05 | 2.1901e-05 | 0 | 0 |  | 1 | TRUE | wye
104 | LV_1002-1_1_4_load_204 | 140 | 0.00019022 | 4.7673e-05 | 0 | 0 |  | 1 | TRUE | wye

## ext_grid
| name | bus | vm_pu | va_degree | slack_weight | in_service
0 |  | 61 | 1 | 0 | 1 | TRUE

## line
| name | std_type | from_bus | to_bus | length_km | r_ohm_per_km | x_ohm_per_km | c_nf_per_km | g_us_per_km | max_i_ka | df | parallel | type | in_service
0 | LV_1002-1_1_4_line_0 | NAYY 4x150 SE | 0 | 1 | 0.11018 | 0.208 | 0.08 | 261 | 0 | 0.27 | 1 | 1 | cs | TRUE
1 | LV_1002-1_1_4_line_1 | NAYY 4x150 SE | 1 | 2 | 0.024187 | 0.208 | 0.08 | 261 | 0 | 0.27 | 1 | 1 | cs | TRUE
2 | LV_1002-1_1_4_line_2 | NAYY 4x150 SE | 1 | 3 | 0.075793 | 0.208 | 0.08 | 261 | 0 | 0.27 | 1 | 1 | cs | TRUE
3 | LV_1002-1_1_4_line_3 | NAYY 4x150 SE | 2 | 7 | 0.0020602 | 0.208 | 0.08 | 261 | 0 | 0.27 | 1 | 1 | cs | TRUE
4 | LV_1002-1_1_4_line_4 | NAYY 4x150 SE | 3 | 5 | 0.024578 | 0.208 | 0.08 | 261 | 0 | 0.27 | 1 | 1 | cs | TRUE
5 | LV_1002-1_1_4_line_5 | NAYY 4x150 SE | 4 | 5 | 0.28576 | 0.208 | 0.08 | 261 | 0 | 0.27 | 1 | 1 | cs | TRUE
6 | LV_1002-1_1_4_line_6 | NAYY 4x150 SE | 4 | 6 | 0.030615 | 0.208 | 0.08 | 261 | 0 | 0.27 | 1 | 1 | cs | TRUE
7 | LV_1002-1_1_4_line_7 | NAYY 4x150 SE | 5 | 8 | 0.13267 | 0.208 | 0.08 | 261 | 0 | 0.27 | 1 | 1 | cs | TRUE
8 | LV_1002-1_1_4_line_8 | NAYY 4x150 SE | 6 | 137 | 0.00382 | 0.208 | 0.08 | 261 | 0 | 0.27 | 1 | 1 | cs | TRUE
9 | LV_1002-1_1_4_line_9 | NAYY 4x150 SE | 8 | 9 | 0.13626 | 0.208 | 0.08 | 261 | 0 | 0.27 | 1 | 1 | cs | TRUE
10 | LV_1002-1_1_4_line_10 | NAYY 4x150 SE | 9 | 10 | 0.25745 | 0.208 | 0.08 | 261 | 0 | 0.27 | 1 | 1 | cs | TRUE
11 | LV_1002-1_1_4_line_11 | NAYY 4x150 SE | 10 | 11 | 0.043371 | 0.208 | 0.08 | 261 | 0 | 0.27 | 1 | 1 | cs | TRUE
12 | LV_1002-1_1_4_line_12 | NAYY 4x150 SE | 10 | 12 | 0.21289 | 0.208 | 0.08 | 261 | 0 | 0.27 | 1 | 1 | cs | TRUE
13 | LV_1002-1_1_4_line_13 | NAYY 4x150 SE | 11 | 106 | 0.028212 | 0.208 | 0.08 | 261 | 0 | 0.27 | 1 | 1 | cs | TRUE
14 | LV_1002-1_1_4_line_14 | NAYY 4x150 SE | 12 | 25 | 0.031385 | 0.208 | 0.08 | 261 | 0 | 0.27 | 1 | 1 | cs | TRUE
15 | LV_1002-1_1_4_line_15 | NAYY 4x150 SE | 13 | 14 | 0.0097703 | 0.208 | 0.08 | 261 | 0 | 0.27 | 1 | 1 | cs | TRUE
16 | LV_1002-1_1_4_line_16 | NAYY 4x150 SE | 13 | 15 | 0.15932 | 0.208 | 0.08 | 261 | 0 | 0.27 | 1 | 1 | cs | TRUE
17 | LV_1002-1_1_4_line_17 | NAYY 4x150 SE | 13 | 16 | 0.17633 | 0.208 | 0.08 | 261 | 0 | 0.27 | 1 | 1 | cs | TRUE
18 | LV_1002-1_1_4_line_18 | NAYY 4x150 SE | 15 | 20 | 0.012621 | 0.208 | 0.08 | 261 | 0 | 0.27 | 1 | 1 | cs | TRUE
19 | LV_1002-1_1_4_line_19 | NAYY 4x150 SE | 16 | 17 | 0.073557 | 0.208 | 0.08 | 261 | 0 | 0.27 | 1 | 1 | cs | TRUE
20 | LV_1002-1_1_4_line_20 | NAYY 4x150 SE | 17 | 18 | 0.011346 | 0.208 | 0.08 | 261 | 0 | 0.27 | 1 | 1 | cs | TRUE
21 | LV_1002-1_1_4_line_21 | NAYY 4x150 SE | 18 | 23 | 0.042712 | 0.208 | 0.08 | 261 | 0 | 0.27 | 1 | 1 | cs | TRUE
22 | LV_1002-1_1_4_line_22 | NAYY 4x150 SE | 19 | 20 | 0.039021 | 0.208 | 0.08 | 261 | 0 | 0.27 | 1 | 1 | cs | TRUE
23 | LV_1002-1_1_4_line_23 | NAYY 4x150 SE | 19 | 21 | 0.022913 | 0.208 | 0.08 | 261 | 0 | 0.27 | 1 | 1 | cs | TRUE
24 | LV_1002-1_1_4_line_24 | NAYY 4x150 SE | 21 | 26 | 0.048263 | 0.208 | 0.08 | 261 | 0 | 0.27 | 1 | 1 | cs | TRUE
25 | LV_1002-1_1_4_line_25 | NAYY 4x150 SE | 22 | 23 | 0.021241 | 0.208 | 0.08 | 261 | 0 | 0.27 | 1 | 1 | cs | TRUE
26 | LV_1002-1_1_4_line_26 | NAYY 4x150 SE | 22 | 24 | 0.18379 | 0.208 | 0.08 | 261 | 0 | 0.27 | 1 | 1 | cs | TRUE
27 | LV_1002-1_1_4_line_27 | NAYY 4x150 SE | 24 | 138 | 0.00068252 | 0.208 | 0.08 | 261 | 0 | 0.27 | 1 | 1 | cs | TRUE
28 | LV_1002-1_1_4_line_28 | NAYY 4x150 SE | 25 | 26 | 0.081347 | 0.208 | 0.08 | 261 | 0 | 0.27 | 1 | 1 | cs | TRUE
29 | LV_1002-1_1_4_line_29 | NAYY 4x150 SE | 27 | 28 | 0.05981 | 0.208 | 0.08 | 261 | 0 | 0.27 | 1 | 1 | cs | TRUE
30 | LV_1002-1_1_4_line_30 | NAYY 4x150 SE | 27 | 29 | 0.055526 | 0.208 | 0.08 | 261 | 0 | 0.27 | 1 | 1 | cs | TRUE
31 | LV_1002-1_1_4_line_31 | NAYY 4x150 SE | 28 | 30 | 0.05573 | 0.208 | 0.08 | 261 | 0 | 0.27 | 1 | 1 | cs | TRUE
32 | LV_1002-1_1_4_line_32 | NAYY 4x150 SE | 28 | 31 | 0.052955 | 0.208 | 0.08 | 261 | 0 | 0.27 | 1 | 1 | cs | TRUE
33 | LV_1002-1_1_4_line_33 | NAYY 4x150 SE | 29 | 32 | 0.080114 | 0.208 | 0.08 | 261 | 0 | 0.27 | 1 | 1 | cs | TRUE
34 | LV_1002-1_1_4_line_34 | NAYY 4x150 SE | 30 | 33 | 0.014001 | 0.208 | 0.08 | 261 | 0 | 0.27 | 1 | 1 | cs | TRUE
35 | LV_1002-1_1_4_line_35 | NAYY 4x150 SE | 33 | 34 | 0.024384 | 0.208 | 0.08 | 261 | 0 | 0.27 | 1 | 1 | cs | TRUE
36 | LV_1002-1_1_4_line_36 | NAYY 4x150 SE | 34 | 35 | 0.021686 | 0.208 | 0.08 | 261 | 0 | 0.27 | 1 | 1 | cs | TRUE
37 | LV_1002-1_1_4_line_37 | NAYY 4x150 SE | 35 | 36 | 0.016146 | 0.208 | 0.08 | 261 | 0 | 0.27 | 1 | 1 | cs | TRUE
38 | LV_1002-1_1_4_line_38 | NAYY 4x150 SE | 36 | 37 | 0.38016 | 0.208 | 0.08 | 261 | 0 | 0.27 | 1 | 1 | cs | TRUE
39 | LV_1002-1_1_4_line_39 | NAYY 4x150 SE | 37 | 38 | 0.13309 | 0.208 | 0.08 | 261 | 0 | 0.27 | 1 | 1 | cs | TRUE
40 | LV_1002-1_1_4_line_40 | NAYY 4x150 SE | 38 | 39 | 0.067346 | 0.208 | 0.08 | 261 | 0 | 0.27 | 1 | 1 | cs | TRUE
41 | LV_1002-1_1_4_line_41 | NAYY 4x150 SE | 39 | 40 | 0.020288 | 0.208 | 0.08 | 261 | 0 | 0.27 | 1 | 1 | cs | TRUE
42 | LV_1002-1_1_4_line_42 | NAYY 4x150 SE | 40 | 44 | 0.026239 | 0.208 | 0.08 | 261 | 0 | 0.27 | 1 | 1 | cs | TRUE
43 | LV_1002-1_1_4_line_43 | NAYY 4x150 SE | 41 | 42 | 0.030104 | 0.208 | 0.08 | 261 | 0 | 0.27 | 1 | 3 | cs | TRUE
44 | LV_1002-1_1_4_line_44 | NAYY 4x150 SE | 41 | 43 | 0.049897 | 0.208 | 0.08 | 261 | 0 | 0.27 | 1 | 3 | cs | TRUE
45 | LV_1002-1_1_4_line_45 | NAYY 4x150 SE | 42 | 46 | 0.058696 | 0.208 | 0.08 | 261 | 0 | 0.27 | 1 | 1 | cs | TRUE
46 | LV_1002-1_1_4_line_46 | NAYY 4x150 SE | 42 | 45 | 0.22758 | 0.208 | 0.08 | 261 | 0 | 0.27 | 1 | 2 | cs | TRUE
47 | LV_1002-1_1_4_line_47 | NAYY 4x150 SE | 43 | 53 | 0.061893 | 0.208 | 0.08 | 261 | 0 | 0.27 | 1 | 3 | cs | TRUE
48 | LV_1002-1_1_4_line_48 | NAYY 4x150 SE | 44 | 45 | 0.057522 | 0.208 | 0.08 | 261 | 0 | 0.27 | 1 | 1 | cs | TRUE
49 | LV_1002-1_1_4_line_49 | NAYY 4x150 SE | 46 | 48 | 0.024575 | 0.208 | 0.08 | 261 | 0 | 0.27 | 1 | 1 | cs | TRUE
50 | LV_1002-1_1_4_line_50 | NAYY 4x150 SE | 47 | 48 | 0.010389 | 0.208 | 0.08 | 261 | 0 | 0.27 | 1 | 1 | cs | TRUE
51 | LV_1002-1_1_4_line_51 | NAYY 4x150 SE | 49 | 50 | 0.012173 | 0.208 | 0.08 | 261 | 0 | 0.27 | 1 | 1 | cs | TRUE
52 | LV_1002-1_1_4_line_52 | NAYY 4x150 SE | 50 | 58 | 0.025998 | 0.208 | 0.08 | 261 | 0 | 0.27 | 1 | 1 | cs | TRUE
53 | LV_1002-1_1_4_line_53 | NAYY 4x150 SE | 51 | 52 | 0.027776 | 0.208 | 0.08 | 261 | 0 | 0.27 | 1 | 1 | cs | TRUE
54 | LV_1002-1_1_4_line_54 | NAYY 4x150 SE | 52 | 55 | 0.039198 | 0.208 | 0.08 | 261 | 0 | 0.27 | 1 | 1 | cs | TRUE
55 | LV_1002-1_1_4_line_55 | NAYY 4x150 SE | 53 | 54 | 0.11122 | 0.208 | 0.08 | 261 | 0 | 0.27 | 1 | 3 | cs | TRUE
56 | LV_1002-1_1_4_line_56 | NAYY 4x150 SE | 53 | 55 | 0.040749 | 0.208 | 0.08 | 261 | 0 | 0.27 | 1 | 1 | cs | TRUE
57 | LV_1002-1_1_4_line_57 | NAYY 4x150 SE | 54 | 56 | 0.022235 | 0.208 | 0.08 | 261 | 0 | 0.27 | 1 | 3 | cs | TRUE
58 | LV_1002-1_1_4_line_58 | NAYY 4x150 SE | 55 | 57 | 0.0093707 | 0.208 | 0.08 | 261 | 0 | 0.27 | 1 | 1 | cs | TRUE
59 | LV_1002-1_1_4_line_59 | NAYY 4x150 SE | 56 | 62 | 0.020649 | 0.208 | 0.08 | 261 | 0 | 0.27 | 1 | 3 | cs | TRUE
60 | LV_1002-1_1_4_line_60 | NAYY 4x150 SE | 57 | 58 | 0.025566 | 0.208 | 0.08 | 261 | 0 | 0.27 | 1 | 1 | cs | TRUE
61 | LV_1002-1_1_4_line_61 | NAYY 4x150 SE | 59 | 60 | 0.049723 | 0.208 | 0.08 | 261 | 0 | 0.27 | 1 | 3 | cs | TRUE
62 | LV_1002-1_1_4_line_62 | NAYY 4x150 SE | 59 | 61 | 0.025341 | 0.208 | 0.08 | 261 | 0 | 0.27 | 1 | 3 | cs | TRUE
63 | LV_1002-1_1_4_line_63 | NAYY 4x150 SE | 60 | 86 | 0.021835 | 0.208 | 0.08 | 261 | 0 | 0.27 | 1 | 3 | cs | TRUE
64 | LV_1002-1_1_4_line_64 | NAYY 4x150 SE | 61 | 87 | 0.0045972 | 0.208 | 0.08 | 261 | 0 | 0.27 | 1 | 1 | cs | TRUE
65 | LV_1002-1_1_4_line_65 | NAYY 4x150 SE | 62 | 84 | 0.032079 | 0.208 | 0.08 | 261 | 0 | 0.27 | 1 | 3 | cs | TRUE
66 | LV_1002-1_1_4_line_66 | NAYY 4x150 SE | 63 | 64 | 0.034821 | 0.208 | 0.08 | 261 | 0 | 0.27 | 1 | 1 | cs | TRUE
67 | LV_1002-1_1_4_line_67 | NAYY 4x150 SE | 63 | 65 | 0.028242 | 0.208 | 0.08 | 261 | 0 | 0.27 | 1 | 1 | cs | TRUE
68 | LV_1002-1_1_4_line_68 | NAYY 4x150 SE | 65 | 66 | 0.097995 | 0.208 | 0.08 | 261 | 0 | 0.27 | 1 | 1 | cs | TRUE
69 | LV_1002-1_1_4_line_69 | NAYY 4x150 SE | 66 | 67 | 0.014184 | 0.208 | 0.08 | 261 | 0 | 0.27 | 1 | 1 | cs | TRUE
70 | LV_1002-1_1_4_line_70 | NAYY 4x150 SE | 67 | 68 | 0.027304 | 0.208 | 0.08 | 261 | 0 | 0.27 | 1 | 1 | cs | TRUE
71 | LV_1002-1_1_4_line_71 | NAYY 4x150 SE | 67 | 69 | 0.019628 | 0.208 | 0.08 | 261 | 0 | 0.27 | 1 | 1 | cs | TRUE
72 | LV_1002-1_1_4_line_72 | NAYY 4x150 SE | 68 | 78 | 0.020586 | 0.208 | 0.08 | 261 | 0 | 0.27 | 1 | 1 | cs | TRUE
73 | LV_1002-1_1_4_line_73 | NAYY 4x150 SE | 68 | 74 | 0.025402 | 0.208 | 0.08 | 261 | 0 | 0.27 | 1 | 1 | cs | TRUE
74 | LV_1002-1_1_4_line_74 | NAYY 4x150 SE | 69 | 72 | 0.036817 | 0.208 | 0.08 | 261 | 0 | 0.27 | 1 | 1 | cs | TRUE
75 | LV_1002-1_1_4_line_75 | NAYY 4x150 SE | 70 | 71 | 0.037644 | 0.208 | 0.08 | 261 | 0 | 0.27 | 1 | 1 | cs | TRUE
76 | LV_1002-1_1_4_line_76 | NAYY 4x150 SE | 71 | 72 | 0.021294 | 0.208 | 0.08 | 261 | 0 | 0.27 | 1 | 1 | cs | TRUE
77 | LV_1002-1_1_4_line_77 | NAYY 4x150 SE | 73 | 74 | 0.016338 | 0.208 | 0.08 | 261 | 0 | 0.27 | 1 | 1 | cs | TRUE
78 | LV_1002-1_1_4_line_78 | NAYY 4x150 SE | 73 | 75 | 0.038508 | 0.208 | 0.08 | 261 | 0 | 0.27 | 1 | 1 | cs | TRUE
79 | LV_1002-1_1_4_line_79 | NAYY 4x150 SE | 75 | 76 | 0.030813 | 0.208 | 0.08 | 261 | 0 | 0.27 | 1 | 3 | cs | TRUE
80 | LV_1002-1_1_4_line_80 | NAYY 4x150 SE | 75 | 77 | 0.0028018 | 0.208 | 0.08 | 261 | 0 | 0.27 | 1 | 3 | cs | TRUE
81 | LV_1002-1_1_4_line_81 | NAYY 4x150 SE | 76 | 79 | 0.019692 | 0.208 | 0.08 | 261 | 0 | 0.27 | 1 | 1 | cs | TRUE
82 | LV_1002-1_1_4_line_82 | NAYY 4x150 SE | 76 | 80 | 0.038436 | 0.208 | 0.08 | 261 | 0 | 0.27 | 1 | 3 | cs | TRUE
83 | LV_1002-1_1_4_line_83 | NAYY 4x150 SE | 77 | 81 | 0.0045639 | 0.208 | 0.08 | 261 | 0 | 0.27 | 1 | 3 | cs | TRUE
84 | LV_1002-1_1_4_line_84 | NAYY 4x150 SE | 78 | 82 | 0.01866 | 0.208 | 0.08 | 261 | 0 | 0.27 | 1 | 1 | cs | TRUE
85 | LV_1002-1_1_4_line_85 | NAYY 4x150 SE | 80 | 85 | 0.027434 | 0.208 | 0.08 | 261 | 0 | 0.27 | 1 | 3 | cs | TRUE
86 | LV_1002-1_1_4_line_86 | NAYY 4x150 SE | 81 | 84 | 0.038602 | 0.208 | 0.08 | 261 | 0 | 0.27 | 1 | 3 | cs | TRUE
87 | LV_1002-1_1_4_line_87 | NAYY 4x150 SE | 82 | 83 | 0.0091733 | 0.208 | 0.08 | 261 | 0 | 0.27 | 1 | 1 | cs | TRUE
88 | LV_1002-1_1_4_line_88 | NAYY 4x150 SE | 85 | 128 | 0.018729 | 0.208 | 0.08 | 261 | 0 | 0.27 | 1 | 3 | cs | TRUE
89 | LV_1002-1_1_4_line_89 | NAYY 4x150 SE | 86 | 91 | 0.021743 | 0.208 | 0.08 | 261 | 0 | 0.27 | 1 | 3 | cs | TRUE
90 | LV_1002-1_1_4_line_90 | NAYY 4x150 SE | 86 | 92 | 0.045129 | 0.208 | 0.08 | 261 | 0 | 0.27 | 1 | 1 | cs | TRUE
91 | LV_1002-1_1_4_line_91 | NAYY 4x150 SE | 87 | 88 | 0.068626 | 0.208 | 0.08 | 261 | 0 | 0.27 | 1 | 1 | cs | TRUE
92 | LV_1002-1_1_4_line_92 | NAYY 4x150 SE | 88 | 89 | 0.014212 | 0.208 | 0.08 | 261 | 0 | 0.27 | 1 | 1 | cs | TRUE
93 | LV_1002-1_1_4_line_93 | NAYY 4x150 SE | 89 | 90 | 0.007993 | 0.208 | 0.08 | 261 | 0 | 0.27 | 1 | 1 | cs | TRUE
94 | LV_1002-1_1_4_line_94 | NAYY 4x150 SE | 91 | 113 | 0.0072925 | 0.208 | 0.08 | 261 | 0 | 0.27 | 1 | 3 | cs | TRUE
95 | LV_1002-1_1_4_line_95 | NAYY 4x150 SE | 92 | 112 | 0.024639 | 0.208 | 0.08 | 261 | 0 | 0.27 | 1 | 1 | cs | TRUE
96 | LV_1002-1_1_4_line_96 | NAYY 4x150 SE | 93 | 94 | 0.0084093 | 0.208 | 0.08 | 261 | 0 | 0.27 | 1 | 1 | cs | TRUE
97 | LV_1002-1_1_4_line_97 | NAYY 4x150 SE | 93 | 95 | 0.12389 | 0.208 | 0.08 | 261 | 0 | 0.27 | 1 | 1 | cs | TRUE
98 | LV_1002-1_1_4_line_98 | NAYY 4x150 SE | 95 | 96 | 0.13807 | 0.208 | 0.08 | 261 | 0 | 0.27 | 1 | 1 | cs | TRUE
99 | LV_1002-1_1_4_line_99 | NAYY 4x150 SE | 96 | 114 | 0.027657 | 0.208 | 0.08 | 261 | 0 | 0.27 | 1 | 1 | cs | TRUE
100 | LV_1002-1_1_4_line_100 | NAYY 4x150 SE | 97 | 98 | 0.027861 | 0.208 | 0.08 | 261 | 0 | 0.27 | 1 | 1 | cs | TRUE
101 | LV_1002-1_1_4_line_101 | NAYY 4x150 SE | 98 | 104 | 0.022461 | 0.208 | 0.08 | 261 | 0 | 0.27 | 1 | 1 | cs | TRUE
102 | LV_1002-1_1_4_line_102 | NAYY 4x150 SE | 99 | 100 | 0.10904 | 0.208 | 0.08 | 261 | 0 | 0.27 | 1 | 1 | cs | TRUE
103 | LV_1002-1_1_4_line_103 | NAYY 4x150 SE | 99 | 101 | 0.049751 | 0.208 | 0.08 | 261 | 0 | 0.27 | 1 | 1 | cs | TRUE
104 | LV_1002-1_1_4_line_104 | NAYY 4x150 SE | 100 | 102 | 0.011644 | 0.208 | 0.08 | 261 | 0 | 0.27 | 1 | 1 | cs | TRUE
105 | LV_1002-1_1_4_line_105 | NAYY 4x150 SE | 102 | 103 | 0.033704 | 0.208 | 0.08 | 261 | 0 | 0.27 | 1 | 1 | cs | TRUE
106 | LV_1002-1_1_4_line_106 | NAYY 4x150 SE | 102 | 104 | 0.018345 | 0.208 | 0.08 | 261 | 0 | 0.27 | 1 | 1 | cs | TRUE
107 | LV_1002-1_1_4_line_107 | NAYY 4x150 SE | 103 | 105 | 0.019697 | 0.208 | 0.08 | 261 | 0 | 0.27 | 1 | 1 | cs | TRUE
108 | LV_1002-1_1_4_line_108 | NAYY 4x150 SE | 105 | 130 | 0.013942 | 0.208 | 0.08 | 261 | 0 | 0.27 | 1 | 1 | cs | TRUE
109 | LV_1002-1_1_4_line_109 | NAYY 4x150 SE | 105 | 131 | 0.042919 | 0.208 | 0.08 | 261 | 0 | 0.27 | 1 | 1 | cs | TRUE
110 | LV_1002-1_1_4_line_110 | NAYY 4x150 SE | 106 | 107 | 0.018338 | 0.208 | 0.08 | 261 | 0 | 0.27 | 1 | 1 | cs | TRUE
111 | LV_1002-1_1_4_line_111 | NAYY 4x150 SE | 107 | 108 | 0.026226 | 0.208 | 0.08 | 261 | 0 | 0.27 | 1 | 1 | cs | TRUE
112 | LV_1002-1_1_4_line_112 | NAYY 4x150 SE | 108 | 109 | 0.023428 | 0.208 | 0.08 | 261 | 0 | 0.27 | 1 | 1 | cs | TRUE
113 | LV_1002-1_1_4_line_113 | NAYY 4x150 SE | 109 | 110 | 0.011382 | 0.208 | 0.08 | 261 | 0 | 0.27 | 1 | 1 | cs | TRUE
114 | LV_1002-1_1_4_line_114 | NAYY 4x150 SE | 110 | 111 | 0.022057 | 0.208 | 0.08 | 261 | 0 | 0.27 | 1 | 1 | cs | TRUE
115 | LV_1002-1_1_4_line_115 | NAYY 4x150 SE | 111 | 112 | 0.015063 | 0.208 | 0.08 | 261 | 0 | 0.27 | 1 | 1 | cs | TRUE
116 | LV_1002-1_1_4_line_116 | NAYY 4x150 SE | 113 | 114 | 0.012468 | 0.208 | 0.08 | 261 | 0 | 0.27 | 1 | 3 | cs | TRUE
117 | LV_1002-1_1_4_line_117 | NAYY 4x150 SE | 114 | 115 | 0.017232 | 0.208 | 0.08 | 261 | 0 | 0.27 | 1 | 3 | cs | TRUE
118 | LV_1002-1_1_4_line_118 | NAYY 4x150 SE | 115 | 116 | 0.025507 | 0.208 | 0.08 | 261 | 0 | 0.27 | 1 | 3 | cs | TRUE
119 | LV_1002-1_1_4_line_119 | NAYY 4x150 SE | 116 | 117 | 0.0026114 | 0.208 | 0.08 | 261 | 0 | 0.27 | 1 | 3 | cs | TRUE
120 | LV_1002-1_1_4_line_120 | NAYY 4x150 SE | 117 | 118 | 0.0019496 | 0.208 | 0.08 | 261 | 0 | 0.27 | 1 | 3 | cs | TRUE
121 | LV_1002-1_1_4_line_121 | NAYY 4x150 SE | 118 | 119 | 0.024825 | 0.208 | 0.08 | 261 | 0 | 0.27 | 1 | 3 | cs | TRUE
122 | LV_1002-1_1_4_line_122 | NAYY 4x150 SE | 119 | 120 | 0.013597 | 0.208 | 0.08 | 261 | 0 | 0.27 | 1 | 3 | cs | TRUE
123 | LV_1002-1_1_4_line_123 | NAYY 4x150 SE | 120 | 121 | 0.017337 | 0.208 | 0.08 | 261 | 0 | 0.27 | 1 | 3 | cs | TRUE
124 | LV_1002-1_1_4_line_124 | NAYY 4x150 SE | 121 | 122 | 0.02275 | 0.208 | 0.08 | 261 | 0 | 0.27 | 1 | 3 | cs | TRUE
125 | LV_1002-1_1_4_line_125 | NAYY 4x150 SE | 122 | 123 | 0.0087125 | 0.208 | 0.08 | 261 | 0 | 0.27 | 1 | 3 | cs | TRUE
126 | LV_1002-1_1_4_line_126 | NAYY 4x150 SE | 123 | 124 | 0.018476 | 0.208 | 0.08 | 261 | 0 | 0.27 | 1 | 3 | cs | TRUE
127 | LV_1002-1_1_4_line_127 | NAYY 4x150 SE | 124 | 125 | 0.0061104 | 0.208 | 0.08 | 261 | 0 | 0.27 | 1 | 3 | cs | TRUE
128 | LV_1002-1_1_4_line_128 | NAYY 4x150 SE | 125 | 126 | 0.026176 | 0.208 | 0.08 | 261 | 0 | 0.27 | 1 | 3 | cs | TRUE
129 | LV_1002-1_1_4_line_129 | NAYY 4x150 SE | 126 | 127 | 0.028812 | 0.208 | 0.08 | 261 | 0 | 0.27 | 1 | 3 | cs | TRUE
130 | LV_1002-1_1_4_line_130 | NAYY 4x150 SE | 127 | 128 | 0.046996 | 0.208 | 0.08 | 261 | 0 | 0.27 | 1 | 3 | cs | TRUE
131 | LV_1002-1_1_4_line_131 | NAYY 4x150 SE | 128 | 129 | 0.011976 | 0.208 | 0.08 | 261 | 0 | 0.27 | 1 | 1 | cs | TRUE
132 | LV_1002-1_1_4_line_132 | NAYY 4x150 SE | 129 | 130 | 0.017575 | 0.208 | 0.08 | 261 | 0 | 0.27 | 1 | 1 | cs | TRUE
133 | LV_1002-1_1_4_line_133 | NAYY 4x150 SE | 132 | 133 | 0.095147 | 0.208 | 0.08 | 261 | 0 | 0.27 | 1 | 1 | cs | TRUE
134 | LV_1002-1_1_4_line_134 | NAYY 4x150 SE | 132 | 134 | 0.22888 | 0.208 | 0.08 | 261 | 0 | 0.27 | 1 | 1 | cs | TRUE
135 | LV_1002-1_1_4_line_135 | NAYY 4x150 SE | 132 | 135 | 0.31517 | 0.208 | 0.08 | 261 | 0 | 0.27 | 1 | 1 | cs | TRUE
136 | LV_1002-1_1_4_line_136 | NAYY 4x150 SE | 133 | 136 | 0.0072713 | 0.208 | 0.08 | 261 | 0 | 0.27 | 1 | 1 | cs | TRUE
137 | LV_1002-1_1_4_line_137 | NAYY 4x150 SE | 133 | 137 | 0.022163 | 0.208 | 0.08 | 261 | 0 | 0.27 | 1 | 1 | cs | TRUE
138 | LV_1002-1_1_4_line_138 | NAYY 4x150 SE | 138 | 139 | 0.062229 | 0.208 | 0.08 | 261 | 0 | 0.27 | 1 | 1 | cs | TRUE
139 | LV_1002-1_1_4_line_139 | NAYY 4x150 SE | 139 | 140 | 0.16888 | 0.208 | 0.08 | 261 | 0 | 0.27 | 1 | 1 | cs | TRUE

## trafo
| name | std_type | hv_bus | lv_bus | sn_mva | vn_hv_kv | vn_lv_kv | vk_percent | vkr_percent | pfe_kw | i0_percent | shift_degree | tap_side | tap_neutral | tap_min | tap_max | tap_step_percent | tap_step_degree | tap_pos | tap_phase_shifter | parallel | df | in_service
0 | LV_1002-1_1_4_trafo_90 | 0.25 MVA 20/0.4 kV | 141 | 61 | 0.25 | 20 | 0.4 | 6 | 1.44 | 0.8 | 0.32 | 150 | hv | 0 | -2 | 2 | 2.5 | 0 | 0 | FALSE | 1 | 1 | TRUE

## line_geodata
| x0 | y0 | x1 | y1 | x2 | y2 | x3 | y3 | x4 | y4 | x5 | y5 | x6 | y6 | x7 | y7 | x8 | y8 | x9 | y9 | x10 | y10 | x11 | y11 | x12 | y12 | x13 | y13 | x14 | y14 | x15 | y15 | x16 | y16 | x17 | y17
0 | 2651279.0491 | 1203092.6571 | 2651279.896 | 1203095.9329 | 2651279.3819 | 1203099.097 | 2651275.7705 | 1203104.0689 | 2651276.0192 | 1203108.7848 | 2651279.2763 | 1203111.4032 | 2651285.0423 | 1203113.376 | 2651291.773 | 1203115.5461 | 2651297.0482 | 1203118.86 | 2651298.8438 | 1203123.3002 | 2651298.1361 | 1203126.8517 | 2651295.5142 | 1203129.1305 | 2651281.482 | 1203135.4471 | 2651278.6589 | 1203138.1133 | 2651275.1184 | 1203146.3544 | 2651272.3919 | 1203150.1776 | 2651263.4461 | 1203158.7503 | 2651254.7841 | 1203166.9691
1 | 2651279.0491 | 1203092.6571 | 2651281.7839 | 1203088.7449 | 2651283.5625 | 1203083.6573 | 2651286.9326 | 1203073.1134 | 2651288.4124 | 1203070.5564
2 | 2651279.0491 | 1203092.6571 | 2651274.4156 | 1203093.4845 | 2651269.792 | 1203093.1557 | 2651246.5175 | 1203086.708 | 2651238.7265 | 1203083.9507 | 2651232.976 | 1203080.1548 | 2651227.0426 | 1203074.6229 | 2651215.6444 | 1203059.3801
3 | 2651289.4443 | 1203068.7733 | 2651288.4124 | 1203070.5564
4 | 2651215.6444 | 1203059.3801 | 2651215.0359 | 1203058.5663 | 2651201.9944 | 1203038.9433
5 | 2650965.4316 | 1203199.2475 | 2651201.9944 | 1203038.9433
6 | 2650965.4316 | 1203199.2475 | 2650939.685 | 1203215.8113
7 | 2651117.7117 | 1202946.7353 | 2651138.9697 | 1202955.9336 | 2651144.0539 | 1202959.3568 | 2651147.9758 | 1202962.5478 | 2651166.6161 | 1202977.9718 | 2651174.9919 | 1202983.5356 | 2651184.5804 | 1202989.6768 | 2651187.8243 | 1202993.8403 | 2651190.3763 | 1202999.7211 | 2651196.524 | 1203024.6659 | 2651199.1353 | 1203032.5039 | 2651201.9944 | 1203038.9433 | 2651201.9944 | 1203038.9433
8 | 2650936.4725 | 1203217.8781 | 2650939.685 | 1203215.8113
9 | 2651117.7117 | 1202946.7353 | 2651124.3947 | 1202937.6094 | 2651135.6219 | 1202912.3353 | 2651137.7169 | 1202907.6061 | 2651143.896 | 1202883.5784 | 2651146.4382 | 1202879.0642 | 2651150.0309 | 1202875.3817 | 2651154.7696 | 1202872.9542 | 2651160.5539 | 1202871.9364 | 2651167.1108 | 1202872.2261 | 2651172.1319 | 1202874.1368 | 2651179.4207 | 1202877.8236 | 2651183.6667 | 1202878.7271 | 2651187.681 | 1202878.239 | 2651192.1566 | 1202876.3206 | 2651201.9973 | 1202868.7248
10 | 2651014.2504 | 1202692.5645 | 2651201.9973 | 1202868.7248
11 | 2651014.2504 | 1202692.5645 | 2651000.1031 | 1202694.2072 | 2650970.9753 | 1202693.9587
12 | 2651014.2504 | 1202692.5645 | 2651186.4633 | 1202567.4047
13 | 2650942.7666 | 1202693.8243 | 2650944.6019 | 1202693.7337 | 2650970.9753 | 1202693.9587
14 | 2651186.4633 | 1202567.4047 | 2651216.3035 | 1202557.4212
15 | 2651471.7688 | 1202710.993 | 2651477.7263 | 1202703.2491
16 | 2651349.916 | 1202608.13 | 2651477.7263 | 1202703.2491
17 | 2651477.7263 | 1202703.2491 | 2651554.803 | 1202544.6569
18 | 2651349.916 | 1202608.13 | 2651350.9206 | 1202595.549
19 | 2651628.3548 | 1202539.1552 | 2651609.3492 | 1202540.4474 | 2651566.8161 | 1202543.2375 | 2651554.803 | 1202544.6569
20 | 2651628.3548 | 1202539.1552 | 2651639.6921 | 1202538.7105
21 | 2651682.3262 | 1202536.5082 | 2651676.6637 | 1202537.2604 | 2651639.6921 | 1202538.7105
22 | 2651343.427 | 1202557.4006 | 2651344.8919 | 1202566.6963 | 2651346.898 | 1202575.8966 | 2651350.8685 | 1202590.2724 | 2651350.9734 | 1202594.887 | 2651350.9206 | 1202595.549
23 | 2651343.427 | 1202557.4006 | 2651321.1631 | 1202551.9862
24 | 2651288.9383 | 1202520.3893 | 2651292.6892 | 1202531.9948 | 2651296.5653 | 1202537.8981 | 2651300.9903 | 1202542.7945 | 2651305.5121 | 1202546.1575 | 2651310.5509 | 1202548.7022 | 2651316.6049 | 1202550.8776 | 2651321.1631 | 1202551.9862
25 | 2651702.5473 | 1202530.4085 | 2651697.6993 | 1202532.6618 | 2651692.4325 | 1202534.5063 | 2651685.9357 | 1202536.0287 | 2651682.3262 | 1202536.5082
26 | 2651884.7442 | 1202554.5506 | 2651702.5473 | 1202530.4085
27 | 2651885.0946 | 1202553.9649 | 2651884.7442 | 1202554.5506
28 | 2651216.3035 | 1202557.4212 | 2651288.9383 | 1202520.3893
29 | 2651264.0491 | 1201841.4956 | 2651286.857 | 1201835.4878 | 2651321.5295 | 1201825.0012
30 | 2651374.6783 | 1201808.9265 | 2651321.5295 | 1201825.0012
31 | 2651264.0491 | 1201841.4956 | 2651220.943 | 1201852.866 | 2651210.1399 | 1201855.6221
32 | 2651263.6512 | 1201894.0892 | 2651261.8252 | 1201888.6926 | 2651264.0491 | 1201841.4956
33 | 2651374.6783 | 1201808.9265 | 2651388.9251 | 1201860.3341 | 2651390.42 | 1201863.5043 | 2651393.6715 | 1201867.7347 | 2651399.6032 | 1201872.6997 | 2651403.095 | 1201875.5313 | 2651405.7645 | 1201879.2898 | 2651406.2225 | 1201880.2762
34 | 2651196.5732 | 1201859.0831 | 2651210.1399 | 1201855.6221
35 | 2651196.5732 | 1201859.0831 | 2651187.2446 | 1201846.3848 | 2651182.5998 | 1201841.3199 | 2651181.0466 | 1201840.5025
36 | 2651160.7898 | 1201841.0108 | 2651164.9114 | 1201839.6453 | 2651171.3792 | 1201837.1326 | 2651175.5989 | 1201837.6356 | 2651181.0466 | 1201840.5025
37 | 2651160.7898 | 1201841.0108 | 2651151.1761 | 1201841.162 | 2651147.7749 | 1201841.9556 | 2651145.4063 | 1201843.9253
38 | 2651145.4063 | 1201843.9253 | 2650779.2882 | 1201946.3089
39 | 2650779.2882 | 1201946.3089 | 2650771.1482 | 1201953.743 | 2650698.2054 | 1202040.1292 | 2650693.3882 | 1202047.7347
40 | 2650693.3882 | 1202047.7347 | 2650688.4628 | 1202055.511 | 2650681.6918 | 1202073.1749 | 2650679.3113 | 1202086.4512 | 2650679.1932 | 1202100.3694 | 2650681.0317 | 1202112.0425
41 | 2650681.0317 | 1202112.0425 | 2650682.2335 | 1202119.6729 | 2650686.578 | 1202131.461 | 2650686.578 | 1202131.461
42 | 2650697.5973 | 1202155.2725 | 2650691.1472 | 1202140.983 | 2650686.578 | 1202131.461
43 | 2650626.2097 | 1202422.7393 | 2650653.3564 | 1202427.0384 | 2650655.7952 | 1202427.9918
44 | 2650626.2097 | 1202422.7393 | 2650625.4661 | 1202436.8523 | 2650626.4922 | 1202450.4688 | 2650630.2895 | 1202465.7542 | 2650632.7559 | 1202471.6161
45 | 2650655.7952 | 1202427.9918 | 2650660.4786 | 1202429.8226 | 2650666.0148 | 1202434.7724 | 2650670.5861 | 1202443.127 | 2650675.6264 | 1202452.6975 | 2650678.8063 | 1202454.6256 | 2650683.7034 | 1202454.1668 | 2650685.8122 | 1202449.5821 | 2650690.3327 | 1202445.985 | 2650696.6313 | 1202444.6398
46 | 2650655.7952 | 1202427.9918 | 2650717.458 | 1202208.923
47 | 2650660.6834 | 1202526.8247 | 2650635.8619 | 1202478.9979 | 2650632.7559 | 1202471.6161
48 | 2650717.458 | 1202208.923 | 2650713.9828 | 1202191.5724 | 2650697.5973 | 1202155.2725
49 | 2650720.6646 | 1202439.5072 | 2650696.6313 | 1202444.6398
50 | 2650730.8241 | 1202437.3375 | 2650720.6646 | 1202439.5072
51 | 2650772.753 | 1202537.7818 | 2650760.5807 | 1202537.9413
52 | 2650760.5807 | 1202537.9413 | 2650734.5851 | 1202538.2819
53 | 2650732.6865 | 1202511.8266 | 2650704.9181 | 1202511.1808
54 | 2650699.6517 | 1202538.7397 | 2650693.0458 | 1202514.5808 | 2650693.6229 | 1202512.0398 | 2650695.8008 | 1202510.9688 | 2650704.9181 | 1202511.1808
55 | 2650656.8687 | 1202629.3959 | 2650663.3448 | 1202621.3016 | 2650669.8459 | 1202611.1509 | 2650674.1769 | 1202600.2702 | 2650677.3408 | 1202586.1222 | 2650677.8215 | 1202578.7999 | 2650677.3683 | 1202571.225 | 2650675.6366 | 1202561.8494 | 2650673.4154 | 1202554.5708 | 2650670.2354 | 1202546.3836 | 2650660.6834 | 1202526.8247
56 | 2650660.6834 | 1202526.8247 | 2650699.6517 | 1202538.7397
57 | 2650656.8687 | 1202629.3959 | 2650649.5311 | 1202634.9925 | 2650640.0243 | 1202640.6374 | 2650638.2547 | 1202641.4572
58 | 2650699.6517 | 1202538.7397 | 2650709.0216 | 1202538.6169
59 | 2650618.8768 | 1202648.4316 | 2650623.8972 | 1202647.1601 | 2650631.6816 | 1202644.5023 | 2650638.2547 | 1202641.4572
60 | 2650734.5851 | 1202538.2819 | 2650709.0216 | 1202538.6169
61 | 2650701.7346 | 1202665.4303 | 2650747.5526 | 1202684.7461
62 | 2650701.7346 | 1202665.4303 | 2650692.3338 | 1202685.4955 | 2650690.7773 | 1202688.2719
63 | 2650767.6728 | 1202693.2282 | 2650747.5526 | 1202684.7461
64 | 2650688.5291 | 1202692.2819 | 2650690.7773 | 1202688.2719
65 | 2650587.723 | 1202656.0801 | 2650615.4017 | 1202649.3117 | 2650618.8768 | 1202648.4316
66 | 2650309.4606 | 1202736.6732 | 2650298.9113 | 1202744.2616 | 2650280.4263 | 1202755.8661
67 | 2650329.0572 | 1202717.5778 | 2650327.9333 | 1202721.8152 | 2650325.2021 | 1202725.3498 | 2650309.4606 | 1202736.6732
68 | 2650329.0572 | 1202717.5778 | 2650424.4259 | 1202695.0447
69 | 2650438.2303 | 1202691.7831 | 2650424.4259 | 1202695.0447
70 | 2650464.8204 | 1202685.2593 | 2650438.2303 | 1202691.7831
71 | 2650438.2303 | 1202691.7831 | 2650436.9523 | 1202672.1966
72 | 2650464.8204 | 1202685.2593 | 2650465.7231 | 1202694.6056 | 2650465.7052 | 1202698.5299 | 2650465.0602 | 1202705.7734
73 | 2650464.8204 | 1202685.2593 | 2650489.531 | 1202679.372
74 | 2650436.4988 | 1202635.4805 | 2650435.3801 | 1202648.1005 | 2650436.9523 | 1202672.1966
75 | 2650490.3892 | 1202620.8418 | 2650489.2746 | 1202619.0276 | 2650486.6293 | 1202617.7823 | 2650482.0338 | 1202617.6879 | 2650473.7127 | 1202623.521 | 2650456.5515 | 1202628.3667
76 | 2650436.4988 | 1202635.4805 | 2650451.0042 | 1202629.933 | 2650456.5515 | 1202628.3667
77 | 2650505.4239 | 1202675.5855 | 2650489.531 | 1202679.372
78 | 2650542.9852 | 1202666.6311 | 2650505.4239 | 1202675.5855
79 | 2650548.9695 | 1202696.8547 | 2650542.9852 | 1202666.6311
80 | 2650542.9852 | 1202666.6311 | 2650545.7221 | 1202666.0317
81 | 2650529.7472 | 1202701.3726 | 2650548.9695 | 1202696.8547
82 | 2650548.9695 | 1202696.8547 | 2650552.4203 | 1202699.1185 | 2650552.9884 | 1202704.8266 | 2650553.1681 | 1202707.8743 | 2650555.9372 | 1202717.8702 | 2650557.751 | 1202721.143 | 2650557.7234 | 1202724.4002 | 2650556.8707 | 1202728.0506 | 2650554.6094 | 1202731.8243
83 | 2650550.1804 | 1202665.0552 | 2650545.7221 | 1202666.0317
84 | 2650463.4053 | 1202724.3596 | 2650465.0602 | 1202705.7734
85 | 2650553.0877 | 1202758.4992 | 2650554.8441 | 1202750.8244 | 2650555.2825 | 1202747.5706 | 2650553.3234 | 1202737.1814 | 2650553.351 | 1202733.9242 | 2650554.6094 | 1202731.8243
86 | 2650550.1804 | 1202665.0552 | 2650558.233 | 1202663.2915 | 2650587.723 | 1202656.0801
87 | 2650463.4053 | 1202724.3596 | 2650462.5918 | 1202733.4967
88 | 2650548.9098 | 1202776.7558 | 2650553.0877 | 1202758.4992
89 | 2650767.6728 | 1202693.2282 | 2650766.7978 | 1202699.4799 | 2650768.7932 | 1202714.781
90 | 2650767.6728 | 1202693.2282 | 2650809.4813 | 1202710.2177
91 | 2650688.5291 | 1202692.2819 | 2650685.7584 | 1202697.2243 | 2650682.2242 | 1202701.1966 | 2650674.8229 | 1202706.2368 | 2650635.8502 | 1202727.2964 | 2650631.7911 | 1202728.9674
92 | 2650631.7911 | 1202728.9674 | 2650625.2128 | 1202731.6755 | 2650618.2621 | 1202733.1121
93 | 2650618.2621 | 1202733.1121 | 2650610.4346 | 1202734.7299
94 | 2650768.7932 | 1202714.781 | 2650769.7363 | 1202722.0122
95 | 2650832.3077 | 1202719.4936 | 2650809.4813 | 1202710.2177
96 | 2650719.3005 | 1202957.9144 | 2650714.6182 | 1202956.7298 | 2650711.0447 | 1202956.5235
97 | 2650823.2499 | 1202890.5142 | 2650719.3005 | 1202957.9144
98 | 2650823.2499 | 1202890.5142 | 2650804.1043 | 1202848.4828 | 2650789.0209 | 1202807.4643 | 2650776.9053 | 1202767.316 | 2650775.9491 | 1202761.1432
99 | 2650770.1241 | 1202734.306 | 2650772.5842 | 1202739.4188 | 2650775.9491 | 1202761.1432
100 | 2650619.0658 | 1202838.0794 | 2650607.2936 | 1202835.706 | 2650591.4734 | 1202834.7071
101 | 2650591.4734 | 1202834.7071 | 2650590.2117 | 1202834.6274 | 2650569.021 | 1202835.1342
102 | 2650557.7435 | 1202846.1149 | 2650537.8666 | 1202857.0198 | 2650525.4079 | 1202862.6511 | 2650517.7627 | 1202865.0656 | 2650509.5136 | 1202866.9192 | 2650486.4437 | 1202872.9834 | 2650457.2236 | 1202882.8534 | 2650455.9022 | 1202883.6132
103 | 2650427.1258 | 1202920.0987 | 2650429.9631 | 1202916.6095 | 2650432.4838 | 1202910.972 | 2650434.2745 | 1202900.759 | 2650436.7384 | 1202894.6318 | 2650455.9022 | 1202883.6132
104 | 2650557.7435 | 1202846.1149 | 2650550.7609 | 1202836.7838
105 | 2650550.7609 | 1202836.7838 | 2650531.8412 | 1202812.7767 | 2650529.5465 | 1202810.637
106 | 2650550.7609 | 1202836.7838 | 2650565.1484 | 1202835.2268 | 2650569.021 | 1202835.1342
107 | 2650515.1405 | 1202797.2043 | 2650529.5465 | 1202810.637
108 | 2650515.1405 | 1202797.2043 | 2650521.5839 | 1202784.8406
109 | 2650515.1405 | 1202797.2043 | 2650473.8305 | 1202785.5628
110 | 2650942.7666 | 1202693.8243 | 2650929.6273 | 1202694.4732 | 2650924.6527 | 1202695.9277
111 | 2650900.2761 | 1202705.4903 | 2650917.6197 | 1202697.9841 | 2650924.6527 | 1202695.9277
112 | 2650900.2761 | 1202705.4903 | 2650878.7754 | 1202714.7957
113 | 2650878.7754 | 1202714.7957 | 2650868.3299 | 1202719.3165
114 | 2650868.3299 | 1202719.3165 | 2650864.6664 | 1202720.902 | 2650858.2924 | 1202722.3486 | 2650846.8084 | 1202723.3626
115 | 2650846.8084 | 1202723.3626 | 2650846.8084 | 1202723.3626 | 2650836.7204 | 1202721.2867 | 2650832.3077 | 1202719.4936
116 | 2650770.1241 | 1202734.306 | 2650770.92 | 1202731.0887 | 2650769.7363 | 1202722.0122
117 | 2650770.1241 | 1202734.306 | 2650757.7461 | 1202744.7069 | 2650756.8711 | 1202745.3126
118 | 2650756.8711 | 1202745.3126 | 2650735.8987 | 1202759.8296
119 | 2650735.8987 | 1202759.8296 | 2650733.7515 | 1202761.3158
120 | 2650732.1485 | 1202762.4254 | 2650733.7515 | 1202761.3158
121 | 2650732.1485 | 1202762.4254 | 2650728.98 | 1202764.6187 | 2650717.975 | 1202771.0623 | 2650714.1517 | 1202773.2423 | 2650710.9532 | 1202775.3274
122 | 2650713.3508 | 1202788.711 | 2650710.9532 | 1202775.3274 | 2650710.9532 | 1202775.3274
123 | 2650713.3508 | 1202788.711 | 2650713.3508 | 1202788.711 | 2650706.1817 | 1202792.3968 | 2650701.1633 | 1202792.8323 | 2650697.6053 | 1202795.1367 | 2650697.6053 | 1202795.1367
124 | 2650697.6053 | 1202795.1367 | 2650674.8979 | 1202793.7463
125 | 2650674.8979 | 1202793.7463 | 2650666.2016 | 1202793.2138
126 | 2650666.2016 | 1202793.2138 | 2650666.2016 | 1202793.2138 | 2650658.4189 | 1202794.7821 | 2650648.5312 | 1202798.4232
127 | 2650642.7972 | 1202800.5347 | 2650648.5312 | 1202798.4232
128 | 2650642.7972 | 1202800.5347 | 2650642.7781 | 1202800.5418 | 2650632.7988 | 1202802.7029 | 2650616.919 | 1202801.2675
129 | 2650616.919 | 1202801.2675 | 2650588.2243 | 1202798.6736
130 | 2650548.9098 | 1202776.7558 | 2650553.1132 | 1202778.2144 | 2650557.5995 | 1202781.3097 | 2650566.6875 | 1202791.8482 | 2650571.0632 | 1202795.4206 | 2650580.5535 | 1202797.9801 | 2650588.2243 | 1202798.6736
131 | 2650548.9098 | 1202776.7558 | 2650542.2559 | 1202776.2215 | 2650537.0705 | 1202777.3211
132 | 2650537.0705 | 1202777.3211 | 2650530.0053 | 1202778.8194 | 2650521.5839 | 1202784.8406
133 | 2650915.7618 | 1203223.994 | 2650915.8589 | 1203230.4541 | 2650913.9578 | 1203235.6743 | 2650906.4357 | 1203247.795 | 2650866.0299 | 1203303.5607
134 | 2650866.0299 | 1203303.5607 | 2650662.348 | 1203199.1598
135 | 2650866.0299 | 1203303.5607 | 2651001.4119 | 1203588.168
136 | 2650915.7618 | 1203223.994 | 2650908.491 | 1203223.9112
137 | 2650936.4725 | 1203217.8781 | 2650930.0841 | 1203221.9593 | 2650926.0382 | 1203223.4924 | 2650921.2397 | 1203224.063 | 2650915.7618 | 1203223.994
138 | 2651921.8134 | 1202505.3551 | 2651920.4219 | 1202512.2359 | 2651906.0815 | 1202530.1217 | 2651901.7329 | 1202537.5104 | 2651888.6747 | 1202547.9809 | 2651885.0946 | 1202553.9649
139 | 2651921.8134 | 1202505.3551 | 2652090.4289 | 1202514.8164

## bus_geodata
| x | y | coords
0 | 2651254.7841 | 1203166.9691
1 | 2651279.0491 | 1203092.6571
2 | 2651288.4124 | 1203070.5564
3 | 2651215.6444 | 1203059.3801
4 | 2650965.4316 | 1203199.2475
5 | 2651201.9944 | 1203038.9433
6 | 2650939.685 | 1203215.8113
7 | 2651289.4443 | 1203068.7733
8 | 2651117.7117 | 1202946.7353
9 | 2651201.9973 | 1202868.7248
10 | 2651014.2504 | 1202692.5645
11 | 2650970.9753 | 1202693.9587
12 | 2651186.4633 | 1202567.4047
13 | 2651477.7263 | 1202703.2491
14 | 2651471.7688 | 1202710.993
15 | 2651349.916 | 1202608.13
16 | 2651554.803 | 1202544.6569
17 | 2651628.3548 | 1202539.1552
18 | 2651639.6921 | 1202538.7105
19 | 2651343.427 | 1202557.4006
20 | 2651350.9206 | 1202595.549
21 | 2651321.1631 | 1202551.9862
22 | 2651702.5473 | 1202530.4085
23 | 2651682.3262 | 1202536.5082
24 | 2651884.7442 | 1202554.5506
25 | 2651216.3035 | 1202557.4212
26 | 2651288.9383 | 1202520.3893
27 | 2651321.5295 | 1201825.0012
28 | 2651264.0491 | 1201841.4956
29 | 2651374.6783 | 1201808.9265
30 | 2651210.1399 | 1201855.6221
31 | 2651263.6512 | 1201894.0892
32 | 2651406.2225 | 1201880.2762
33 | 2651196.5732 | 1201859.0831
34 | 2651181.0466 | 1201840.5025
35 | 2651160.7898 | 1201841.0108
36 | 2651145.4063 | 1201843.9253
37 | 2650779.2882 | 1201946.3089
38 | 2650693.3882 | 1202047.7347
39 | 2650681.0317 | 1202112.0425
40 | 2650686.578 | 1202131.461
41 | 2650626.2097 | 1202422.7393
42 | 2650655.7952 | 1202427.9918
43 | 2650632.7559 | 1202471.6161
44 | 2650697.5973 | 1202155.2725
45 | 2650717.458 | 1202208.923
46 | 2650696.6313 | 1202444.6398
47 | 2650730.8241 | 1202437.3375
48 | 2650720.6646 | 1202439.5072
49 | 2650772.753 | 1202537.7818
50 | 2650760.5807 | 1202537.9413
51 | 2650732.6865 | 1202511.8266
52 | 2650704.9181 | 1202511.1808
53 | 2650660.6834 | 1202526.8247
54 | 2650656.8687 | 1202629.3959
55 | 2650699.6517 | 1202538.7397
56 | 2650638.2547 | 1202641.4572
57 | 2650709.0216 | 1202538.6169
58 | 2650734.5851 | 1202538.2819
59 | 2650701.7346 | 1202665.4303
60 | 2650747.5526 | 1202684.7461
61 | 2650690.7773 | 1202688.2719
62 | 2650618.8768 | 1202648.4316
63 | 2650309.4606 | 1202736.6732
64 | 2650280.4263 | 1202755.8661
65 | 2650329.0572 | 1202717.5778
66 | 2650424.4259 | 1202695.0447
67 | 2650438.2303 | 1202691.7831
68 | 2650464.8204 | 1202685.2593
69 | 2650436.9523 | 1202672.1966
70 | 2650490.3892 | 1202620.8418
71 | 2650456.5515 | 1202628.3667
72 | 2650436.4988 | 1202635.4805
73 | 2650505.4239 | 1202675.5855
74 | 2650489.531 | 1202679.372
75 | 2650542.9852 | 1202666.6311
76 | 2650548.9695 | 1202696.8547
77 | 2650545.7221 | 1202666.0317
78 | 2650465.0602 | 1202705.7734
79 | 2650529.7472 | 1202701.3726
80 | 2650554.6094 | 1202731.8243
81 | 2650550.1804 | 1202665.0552
82 | 2650463.4053 | 1202724.3596
83 | 2650462.5918 | 1202733.4967
84 | 2650587.723 | 1202656.0801
85 | 2650553.0877 | 1202758.4992
86 | 2650767.6728 | 1202693.2282
87 | 2650688.5291 | 1202692.2819
88 | 2650631.7911 | 1202728.9674
89 | 2650618.2621 | 1202733.1121
90 | 2650610.4346 | 1202734.7299
91 | 2650768.7932 | 1202714.781
92 | 2650809.4813 | 1202710.2177
93 | 2650719.3005 | 1202957.9144
94 | 2650711.0447 | 1202956.5235
95 | 2650823.2499 | 1202890.5142
96 | 2650775.9491 | 1202761.1432
97 | 2650619.0658 | 1202838.0794
98 | 2650591.4734 | 1202834.7071
99 | 2650455.9022 | 1202883.6132
100 | 2650557.7435 | 1202846.1149
101 | 2650427.1258 | 1202920.0987
102 | 2650550.7609 | 1202836.7838
103 | 2650529.5465 | 1202810.637
104 | 2650569.021 | 1202835.1342
105 | 2650515.1405 | 1202797.2043
106 | 2650942.7666 | 1202693.8243
107 | 2650924.6527 | 1202695.9277
108 | 2650900.2761 | 1202705.4903
109 | 2650878.7754 | 1202714.7957
110 | 2650868.3299 | 1202719.3165
111 | 2650846.8084 | 1202723.3626
112 | 2650832.3077 | 1202719.4936
113 | 2650769.7363 | 1202722.0122
114 | 2650770.1241 | 1202734.306
115 | 2650756.8711 | 1202745.3126
116 | 2650735.8987 | 1202759.8296
117 | 2650733.7515 | 1202761.3158
118 | 2650732.1485 | 1202762.4254
119 | 2650710.9532 | 1202775.3274
120 | 2650713.3508 | 1202788.711
121 | 2650697.6053 | 1202795.1367
122 | 2650674.8979 | 1202793.7463
123 | 2650666.2016 | 1202793.2138
124 | 2650648.5312 | 1202798.4232
125 | 2650642.7972 | 1202800.5347
126 | 2650616.919 | 1202801.2675
127 | 2650588.2243 | 1202798.6736
128 | 2650548.9098 | 1202776.7558
129 | 2650537.0705 | 1202777.3211
130 | 2650521.5839 | 1202784.8406
131 | 2650473.8305 | 1202785.5628
132 | 2650866.0299 | 1203303.5607
133 | 2650915.7618 | 1203223.994
134 | 2650662.348 | 1203199.1598
135 | 2651001.4119 | 1203588.168
136 | 2650908.491 | 1203223.9112
137 | 2650936.4725 | 1203217.8781
138 | 2651885.0946 | 1202553.9649
139 | 2651921.8134 | 1202505.3551
140 | 2652090.4289 | 1202514.8164
141 | 2650701.7346 | 1202665.4303

## line_std_types
| c_nf_per_km | r_ohm_per_km | x_ohm_per_km | max_i_ka | type | q_mm2 | alpha | voltage_rating
NAYY 4x50 SE | 210 | 0.642 | 0.083 | 0.142 | cs | 50 | 0.00403 | LV
NAYY 4x120 SE | 264 | 0.225 | 0.08 | 0.242 | cs | 120 | 0.00403 | LV
NAYY 4x150 SE | 261 | 0.208 | 0.08 | 0.27 | cs | 150 | 0.00403 | LV
NA2XS2Y 1x95 RM/25 12/20 kV | 216 | 0.313 | 0.132 | 0.252 | cs | 95 | 0.00403 | MV
NA2XS2Y 1x185 RM/25 12/20 kV | 273 | 0.161 | 0.117 | 0.362 | cs | 185 | 0.00403 | MV
NA2XS2Y 1x240 RM/25 12/20 kV | 304 | 0.122 | 0.112 | 0.421 | cs | 240 | 0.00403 | MV
NA2XS2Y 1x95 RM/25 6/10 kV | 315 | 0.313 | 0.123 | 0.249 | cs | 95 | 0.00403 | MV
NA2XS2Y 1x185 RM/25 6/10 kV | 406 | 0.161 | 0.11 | 0.358 | cs | 185 | 0.00403 | MV
NA2XS2Y 1x240 RM/25 6/10 kV | 456 | 0.122 | 0.105 | 0.416 | cs | 240 | 0.00403 | MV
NA2XS2Y 1x150 RM/25 12/20 kV | 250 | 0.206 | 0.116 | 0.319 | cs | 150 | 0.00403 | MV
NA2XS2Y 1x120 RM/25 12/20 kV | 230 | 0.253 | 0.119 | 0.283 | cs | 120 | 0.00403 | MV
NA2XS2Y 1x70 RM/25 12/20 kV | 190 | 0.443 | 0.132 | 0.22 | cs | 70 | 0.00403 | MV
NA2XS2Y 1x150 RM/25 6/10 kV | 360 | 0.206 | 0.11 | 0.315 | cs | 150 | 0.00403 | MV
NA2XS2Y 1x120 RM/25 6/10 kV | 340 | 0.253 | 0.113 | 0.28 | cs | 120 | 0.00403 | MV
NA2XS2Y 1x70 RM/25 6/10 kV | 280 | 0.443 | 0.123 | 0.217 | cs | 70 | 0.00403 | MV
N2XS(FL)2Y 1x120 RM/35 64/110 kV | 112 | 0.153 | 0.166 | 0.366 | cs | 120 | 0.00393 | HV
N2XS(FL)2Y 1x185 RM/35 64/110 kV | 125 | 0.099 | 0.156 | 0.457 | cs | 185 | 0.00393 | HV
N2XS(FL)2Y 1x240 RM/35 64/110 kV | 135 | 0.075 | 0.149 | 0.526 | cs | 240 | 0.00393 | HV
N2XS(FL)2Y 1x300 RM/35 64/110 kV | 144 | 0.06 | 0.144 | 0.588 | cs | 300 | 0.00393 | HV
15-AL1/3-ST1A 0.4 | 11 | 1.8769 | 0.35 | 0.105 | ol | 16 | 0.00403 | LV
24-AL1/4-ST1A 0.4 | 11.25 | 1.2012 | 0.335 | 0.14 | ol | 24 | 0.00403 | LV
48-AL1/8-ST1A 0.4 | 12.2 | 0.5939 | 0.3 | 0.21 | ol | 48 | 0.00403 | LV
94-AL1/15-ST1A 0.4 | 13.2 | 0.306 | 0.29 | 0.35 | ol | 94 | 0.00403 | LV
34-AL1/6-ST1A 10.0 | 9.7 | 0.8342 | 0.36 | 0.17 | ol | 34 | 0.00403 | MV
48-AL1/8-ST1A 10.0 | 10.1 | 0.5939 | 0.35 | 0.21 | ol | 48 | 0.00403 | MV
70-AL1/11-ST1A 10.0 | 10.4 | 0.4132 | 0.339 | 0.29 | ol | 70 | 0.00403 | MV
94-AL1/15-ST1A 10.0 | 10.75 | 0.306 | 0.33 | 0.35 | ol | 94 | 0.00403 | MV
122-AL1/20-ST1A 10.0 | 11.1 | 0.2376 | 0.323 | 0.41 | ol | 122 | 0.00403 | MV
149-AL1/24-ST1A 10.0 | 11.25 | 0.194 | 0.315 | 0.47 | ol | 149 | 0.00403 | MV
34-AL1/6-ST1A 20.0 | 9.15 | 0.8342 | 0.382 | 0.17 | ol | 34 | 0.00403 | MV
48-AL1/8-ST1A 20.0 | 9.5 | 0.5939 | 0.372 | 0.21 | ol | 48 | 0.00403 | MV
70-AL1/11-ST1A 20.0 | 9.7 | 0.4132 | 0.36 | 0.29 | ol | 70 | 0.00403 | MV
94-AL1/15-ST1A 20.0 | 10 | 0.306 | 0.35 | 0.35 | ol | 94 | 0.00403 | MV
122-AL1/20-ST1A 20.0 | 10.3 | 0.2376 | 0.344 | 0.41 | ol | 122 | 0.00403 | MV
149-AL1/24-ST1A 20.0 | 10.5 | 0.194 | 0.337 | 0.47 | ol | 149 | 0.00403 | MV
184-AL1/30-ST1A 20.0 | 10.75 | 0.1571 | 0.33 | 0.535 | ol | 184 | 0.00403 | MV
243-AL1/39-ST1A 20.0 | 11 | 0.1188 | 0.32 | 0.645 | ol | 243 | 0.00403 | MV
48-AL1/8-ST1A 110.0 | 8 | 0.5939 | 0.46 | 0.21 | ol | 48 | 0.00403 | HV
70-AL1/11-ST1A 110.0 | 8.4 | 0.4132 | 0.45 | 0.29 | ol | 70 | 0.00403 | HV
94-AL1/15-ST1A 110.0 | 8.65 | 0.306 | 0.44 | 0.35 | ol | 94 | 0.00403 | HV
122-AL1/20-ST1A 110.0 | 8.5 | 0.2376 | 0.43 | 0.41 | ol | 122 | 0.00403 | HV
149-AL1/24-ST1A 110.0 | 8.75 | 0.194 | 0.41 | 0.47 | ol | 149 | 0.00403 | HV
184-AL1/30-ST1A 110.0 | 8.8 | 0.1571 | 0.4 | 0.535 | ol | 184 | 0.00403 | HV
243-AL1/39-ST1A 110.0 | 9 | 0.1188 | 0.39 | 0.645 | ol | 243 | 0.00403 | HV
305-AL1/39-ST1A 110.0 | 9.2 | 0.0949 | 0.38 | 0.74 | ol | 305 | 0.00403 | HV
490-AL1/64-ST1A 110.0 | 9.75 | 0.059 | 0.37 | 0.96 | ol | 490 | 0.00403 | HV
679-AL1/86-ST1A 110.0 | 9.95 | 0.042 | 0.36 | 1.15 | ol | 679 | 0.00403 | HV
490-AL1/64-ST1A 220.0 | 10 | 0.059 | 0.285 | 0.96 | ol | 490 | 0.00403 | HV
679-AL1/86-ST1A 220.0 | 11.7 | 0.042 | 0.275 | 1.15 | ol | 679 | 0.00403 | HV
490-AL1/64-ST1A 380.0 | 11 | 0.059 | 0.253 | 0.96 | ol | 490 | 0.00403 | HV
679-AL1/86-ST1A 380.0 | 14.6 | 0.042 | 0.25 | 1.15 | ol | 679 | 0.00403 | HV

## trafo_std_types
| i0_percent | pfe_kw | vkr_percent | sn_mva | vn_lv_kv | vn_hv_kv | vk_percent | shift_degree | vector_group | tap_side | tap_neutral | tap_min | tap_max | tap_step_degree | tap_step_percent | tap_phase_shifter
160 MVA 380/110 kV | 0.06 | 60 | 0.25 | 160 | 110 | 380 | 12.2 | 0 | Yy0 | hv | 0 | -9 | 9 | 0 | 1.5 | FALSE
100 MVA 220/110 kV | 0.06 | 55 | 0.26 | 100 | 110 | 220 | 12 | 0 | Yy0 | hv | 0 | -9 | 9 | 0 | 1.5 | FALSE
63 MVA 110/20 kV | 0.04 | 22 | 0.32 | 63 | 20 | 110 | 18 | 150 | YNd5 | hv | 0 | -9 | 9 | 0 | 1.5 | FALSE
40 MVA 110/20 kV | 0.05 | 18 | 0.34 | 40 | 20 | 110 | 16.2 | 150 | YNd5 | hv | 0 | -9 | 9 | 0 | 1.5 | FALSE
25 MVA 110/20 kV | 0.07 | 14 | 0.41 | 25 | 20 | 110 | 12 | 150 | YNd5 | hv | 0 | -9 | 9 | 0 | 1.5 | FALSE
63 MVA 110/10 kV | 0.04 | 22 | 0.32 | 63 | 10 | 110 | 18 | 150 | YNd5 | hv | 0 | -9 | 9 | 0 | 1.5 | FALSE
40 MVA 110/10 kV | 0.05 | 18 | 0.34 | 40 | 10 | 110 | 16.2 | 150 | YNd5 | hv | 0 | -9 | 9 | 0 | 1.5 | FALSE
25 MVA 110/10 kV | 0.07 | 14 | 0.41 | 25 | 10 | 110 | 12 | 150 | YNd5 | hv | 0 | -9 | 9 | 0 | 1.5 | FALSE
0.25 MVA 20/0.4 kV | 0.32 | 0.8 | 1.44 | 0.25 | 0.4 | 20 | 6 | 150 | Yzn5 | hv | 0 | -2 | 2 | 0 | 2.5 | FALSE
0.4 MVA 20/0.4 kV | 0.3375 | 1.35 | 1.425 | 0.4 | 0.4 | 20 | 6 | 150 | Dyn5 | hv | 0 | -2 | 2 | 0 | 2.5 | FALSE
0.63 MVA 20/0.4 kV | 0.2619 | 1.65 | 1.206 | 0.63 | 0.4 | 20 | 6 | 150 | Dyn5 | hv | 0 | -2 | 2 | 0 | 2.5 | FALSE
0.25 MVA 10/0.4 kV | 0.24 | 0.6 | 1.2 | 0.25 | 0.4 | 10 | 4 | 150 | Dyn5 | hv | 0 | -2 | 2 | 0 | 2.5 | FALSE
0.4 MVA 10/0.4 kV | 0.2375 | 0.95 | 1.325 | 0.4 | 0.4 | 10 | 4 | 150 | Dyn5 | hv | 0 | -2 | 2 | 0 | 2.5 | FALSE
0.63 MVA 10/0.4 kV | 0.1873 | 1.18 | 1.0794 | 0.63 | 0.4 | 10 | 4 | 150 | Dyn5 | hv | 0 | -2 | 2 | 0 | 2.5 | FALSE

## trafo3w_std_types
| sn_hv_mva | sn_mv_mva | sn_lv_mva | vn_hv_kv | vn_mv_kv | vn_lv_kv | vk_hv_percent | vk_mv_percent | vk_lv_percent | vkr_hv_percent | vkr_mv_percent | vkr_lv_percent | pfe_kw | i0_percent | shift_mv_degree | shift_lv_degree | vector_group | tap_side | tap_neutral | tap_min | tap_max | tap_step_percent
63/25/38 MVA 110/20/10 kV | 63 | 25 | 38 | 110 | 20 | 10 | 10.4 | 10.4 | 10.4 | 0.28 | 0.32 | 0.35 | 35 | 0.89 | 0 | 0 | YN0yn0yn0 | hv | 0 | -10 | 10 | 1.2
63/25/38 MVA 110/10/10 kV | 63 | 25 | 38 | 110 | 10 | 10 | 10.4 | 10.4 | 10.4 | 0.28 | 0.32 | 0.35 | 35 | 0.89 | 0 | 0 | YN0yn0yn0 | hv | 0 | -10 | 10 | 1.2

## fuse_std_types
| fuse_type | i_rated_a | t_avg | t_min | t_total | x_avg | x_min | x_total
HV 100A | HV 100A | 100 | 0 | [10.0, 3.64, 0.854, 0.281, 0.1, 0.0531, 0.022, 0.01] | [10.0, 4.267, 1.21, 0.403, 0.1, 0.058, 0.022, 0.01] | 0 | [300.0, 350.0, 450.0, 550.0, 700.0, 850.0, 1200.0, 1752.0] | [600.0, 700.0, 900.0, 1150.0, 1665.0, 2000.0, 3000.0, 4313.0]
HV 10A | HV 10A | 10 | 0 | [10.0, 1675.0, 0.344, 0.156, 0.1, 0.0417, 0.0171, 0.01] | [10.0, 1.3, 0.3, 0.155, 0.1, 0.0555, 0.023, 0.01] | 0 | [30.0, 32.0, 35.0, 37.0, 39.0, 50.0, 70.0, 88.0] | [60.0, 70.0, 80.0, 87.0, 94.0, 110.0, 150.0, 216.0]
HV 125A | HV 125A | 125 | 0 | [10.0, 1.82, 0.344, 0.1, 0.0467, 0.0269, 0.01] | [10.0, 2.478, 0.426, 0.1, 0.0427, 0.0211, 0.01] | 0 | [375.0, 500.0, 700.0, 925.0, 1200.0, 1500.0, 2341.0] | [750.0, 1000.0, 1500.0, 2200.0, 3000.0, 4000.0, 5765.0]
HV 160A | HV 160A | 160 | 0 | [10.0, 4.15, 1.03, 0.198, 0.1, 0.051, 0.0172, 0.01] | [10.0, 2.3, 0.734, 0.274, 0.1, 0.046, 0.0177, 0.01] | 0 | [480.0, 550.0, 700.0, 1000.0, 1260.0, 1600.0, 2500.0, 3227.0] | [960.0, 1300.0, 1700.0, 2200.0, 2996.0, 4000.0, 6000.0, 7946.0]
HV 16A | HV 16A | 16 | 0 | [10.0, 0.352, 0.164, 0.1, 0.0649, 0.0342, 0.01] | [10.0, 2.34, 0.722, 0.181, 0.1, 0.055, 0.0296, 0.01] | 0 | [48.0, 60.0, 65.0, 71.0, 80.0, 100.0, 162.0] | [96.0, 110.0, 125.0, 150.0, 168.0, 200.0, 250.0, 398.0]
HV 200A | HV 200A | 200 | 0 | [10.0, 4.267, 1.21, 0.403, 0.1, 0.058, 0.022, 0.01] | [10.0, 3.73, 1.654, 0.328, 0.1, 0.0531, 0.019, 0.01] | 0 | [600.0, 700.0, 900.0, 1150.0, 1665.0, 2000.0, 3000.0, 4313.0] | [1200.0, 1500.0, 1800.0, 2700.0, 3960.0, 5000.0, 7500.0, 10620.0]
HV 20A | HV 20A | 20 | 0 | [10.0, 1.3, 0.3, 0.155, 0.1, 0.0555, 0.023, 0.01] | [10.0, 1.3, 0.161, 0.1, 0.0611, 0.0399, 0.0141, 0.01] | 0 | [60.0, 70.0, 80.0, 87.0, 94.0, 110.0, 150.0, 216.0] | [120.0, 150.0, 200.0, 223.0, 260.0, 300.0, 450.0, 532.0]
HV 25A | HV 25A | 25 | 0 | [10.0, 2.512, 0.833, 0.299, 0.1, 0.0372, 0.0223, 0.01] | [10.0, 3.125, 0.597, 0.198, 0.1, 0.0378, 0.022, 0.01] | 0 | [75.0, 82.0, 90.0, 100.0, 124.0, 170.0, 200.0, 289.0] | [150.0, 170.0, 210.0, 250.0, 294.0, 400.0, 500.0, 711.0]
HV 31.5A | HV 31.5A | 31.5 | 0 | [10.0, 2.34, 0.722, 0.181, 0.1, 0.055, 0.0296, 0.01] | [10.0, 2.84, 0.368, 0.164, 0.1, 0.0621, 0.0378, 0.0195, 0.01] | 0 | [95.0, 110.0, 125.0, 150.0, 165.0, 200.0, 250.0, 390.0] | [189.0, 220.0, 300.0, 350.0, 393.0, 450.0, 530.0, 700.0, 960.0]
HV 40A | HV 40A | 40 | 0 | [10.0, 1.3, 0.161, 0.1, 0.0611, 0.0399, 0.0141, 0.01] | [10.0, 2.05, 0.369, 0.198, 0.1, 0.051, 0.0298, 0.01] | 0 | [120.0, 150.0, 200.0, 223.0, 260.0, 300.0, 450.0, 532.0] | [240.0, 300.0, 400.0, 450.0, 530.0, 650.0, 800.0, 1311.0]
HV 50A | HV 50A | 50 | 0 | [10.0, 3.215, 0.597, 0.198, 0.1, 0.0378, 0.022, 0.01] | [10.0, 3.64, 0.854, 0.281, 0.1, 0.0531, 0.022, 0.01] | 0 | [150.0, 170.0, 210.0, 250.0, 294.0, 400.0, 500.0, 711.0] | [300.0, 350.0, 450.0, 550.0, 700.0, 850.0, 1200.0, 1752.0]
HV 6.3A | HV 6.3A | 6.3 | 0 | [10.0, 1.39, 0.344, 0.168, 0.1, 0.056, 0.0263, 0.01] | [10.0, 1.711, 0.516, 0.198, 0.1, 0.0634, 0.0303, 0.01] | 0 | [19.0, 19.5, 20.4, 20.8, 22.0, 25.0, 32.0, 48.0] | [38.0, 40.0, 43.0, 48.0, 53.0, 60.0, 75.0, 118.0]
HV 63A | HV 63A | 63 | 0 | [10.0, 2.84, 0.368, 0.164, 0.1, 0.0621, 0.0378, 0.0195, 0.01] | [10.0, 1.82, 0.344, 0.1, 0.0467, 0.0269, 0.01] | 0 | [189.0, 220.0, 300.0, 350.0, 393.0, 450.0, 530.0, 700.0, 961.0] | [378.0, 500.0, 700.0, 934.0, 1200.0, 1500.0, 2366.0]
HV 80A | HV 80A | 80 | 0 | [10.0, 2.05, 0.369, 0.198, 0.1, 0.051, 0.0298, 0.01] | [10.0, 4.15, 1.03, 0.198, 0.1, 0.051, 0.0172, 0.01] | 0 | [240.0, 300.0, 400.0, 450.0, 530.0, 650.0, 800.0, 1311.0] | [480.0, 550.0, 700.0, 1000.0, 1260.0, 1600.0, 2500.0, 3227.0]
Siemens NH-1-100 | Siemens NH-1-100 | 100 | [5400.0, 2000.0, 400.0, 20.0, 1.0, 0.2, 0.012, 0.004] | 0 | 0 | [150.0, 190.0, 250.0, 430.0, 900.0, 1250.0, 2700.0, 3600.0] | 0 | 0
Siemens NH-1-125 | Siemens NH-1-125 | 125 | [4800.0, 120.0, 7.0, 0.1, 0.004] | 0 | 0 | [180.0, 400.0, 740.0, 2000.0, 4250.0] | 0 | 0
Siemens NH-1-16 | Siemens NH-1-16 | 16 | [4000.0, 400.0, 2.0, 0.1, 0.04, 0.01] | 0 | 0 | [26.0, 35.0, 75.0, 150.0, 200.0, 300.0] | 0 | 0
Siemens NH-1-160 | Siemens NH-1-160 | 160 | [4800.0, 120.0, 7.0, 0.1, 0.004] | 0 | 0 | [210.0, 500.0, 900.0, 2300.0, 5000.0] | 0 | 0
Siemens NH-1-25 | Siemens NH-1-25 | 25 | [4000.0, 1000.0, 10.0, 0.2, 0.02, 0.01] | 0 | 0 | [40.0, 50.0, 100.0, 210.0, 400.0, 500.0] | 0 | 0
Siemens NH-1-50 | Siemens NH-1-50 | 50 | [4000.0, 40.0, 4.0, 1.0, 0.02, 0.01] | 0 | 0 | [86.0, 200.0, 300.0, 400.0, 1000.0, 1280.0] | 0 | 0
Siemens NH-1-63 | Siemens NH-1-63 | 63 | [4000.0, 100.0, 10.0, 2.0, 0.04, 0.01] | 0 | 0 | [100.0, 200.0, 300.0, 400.0, 1000.0, 1500.0] | 0 | 0
Siemens NH-1-80 | Siemens NH-1-80 | 80 | [4800.0, 120.0, 7.0, 0.1, 0.01] | 0 | 0 | [150.58, 250.0, 450.0, 1150.0, 2470.0] | 0 | 0
Siemens NH-2-1000 | Siemens NH-2-1000 | 1000 | [4800.0, 120.0, 7.0, 0.1, 0.004] | 0 | 0 | [1900.0, 3500.0, 8400.0, 24000.0, 52000.0] | 0 | 0
Siemens NH-2-200 | Siemens NH-2-200 | 200 | [4800.0, 120.0, 7.0, 0.1, 0.004] | 0 | 0 | [280.0, 650.0, 1200.0, 3000.0, 7000.0] | 0 | 0
Siemens NH-2-224 | Siemens NH-2-224 | 224 | [4800.0, 120.0, 7.0, 0.2, 0.04, 0.004] | 0 | 0 | [400.0, 750.0, 1453.0, 3025.0, 4315.0, 7600.0] | 0 | 0
Siemens NH-2-250 | Siemens NH-2-250 | 250 | [4800.0, 120.0, 7.0, 0.1, 0.004] | 0 | 0 | [450.0, 800.0, 1650.0, 4000.0, 8500.0] | 0 | 0
Siemens NH-2-315 | Siemens NH-2-315 | 315 | [4800.0, 120.0, 7.0, 0.1, 0.004] | 0 | 0 | [550.0, 920.0, 1900.0, 5000.0, 11000.0] | 0 | 0
Siemens NH-2-355 | Siemens NH-2-355 | 355 | [4800.0, 120.0, 6.0, 0.1, 0.004] | 0 | 0 | [650.0, 1116.27, 2350.0, 5840.0, 12790.0] | 0 | 0
Siemens NH-2-400 | Siemens NH-2-400 | 400 | [4800.0, 120.0, 7.0, 0.1, 0.004] | 0 | 0 | [720.0, 1350.0, 2800.0, 6500.0, 15000.0] | 0 | 0
Siemens NH-2-425 | Siemens NH-2-425 | 425 | [4800.0, 120.0, 7.0, 0.1, 0.004] | 0 | 0 | [850.0, 1500.0, 3050.0, 7500.0, 16500.0] | 0 | 0
Siemens NH-2-630 | Siemens NH-2-630 | 630 | [4800.0, 120.0, 7.0, 0.1, 0.004] | 0 | 0 | [1200.0, 2000.0, 4800.0, 12000.0, 26000.0] | 0 | 0

## res_bus
| vm_pu | va_degree | p_mw | q_mvar
0 | 0.98852 | -0.082123 | 0.00015931 | 3.9927e-05
1 | 0.98855 | -0.081938 | 0 | 0
2 | 0.98854 | -0.082001 | 0.00016603 | 4.161e-05
3 | 0.98859 | -0.081604 | 0.00015654 | 3.9234e-05
4 | 0.98766 | -0.088426 | 0 | 0
5 | 0.98861 | -0.081456 | 0.00036241 | 9.0829e-05
6 | 0.98756 | -0.089168 | 0.00017576 | 4.405e-05
7 | 0.98854 | -0.082003 | 8.8822e-05 | 2.2261e-05
8 | 0.98923 | -0.076904 | 0 | 0
9 | 0.98987 | -0.072217 | 0.00015394 | 3.8581e-05
10 | 0.99113 | -0.062925 | 9.3148e-05 | 2.3345e-05
11 | 0.99154 | -0.059906 | 0.00017357 | 4.35e-05
12 | 0.99018 | -0.069831 | 0 | 0
13 | 0.98855 | -0.081748 | 9.327e-05 | 2.3376e-05
14 | 0.98855 | -0.081767 | 0.00018315 | 4.5901e-05
15 | 0.98916 | -0.077332 | 0.00013849 | 3.4708e-05
16 | 0.98795 | -0.086114 | 0 | 0
17 | 0.9877 | -0.087927 | 0 | 0
18 | 0.98766 | -0.088207 | 0.0013745 | 0.00034449
19 | 0.98938 | -0.075747 | 0 | 0
20 | 0.98921 | -0.076963 | 0.00019063 | 4.7776e-05
21 | 0.98947 | -0.075033 | 0.00010429 | 2.6137e-05
22 | 0.98758 | -0.088836 | 0.00025778 | 6.4606e-05
23 | 0.9876 | -0.088657 | 0.00020198 | 5.0621e-05
24 | 0.98744 | -0.089883 | 0.00024835 | 6.2242e-05
25 | 0.99005 | -0.070847 | 0 | 0
26 | 0.98969 | -0.073475 | 0 | 0
27 | 0.97126 | -0.20453 | 0.00025999 | 6.5159e-05
28 | 0.97131 | -0.20417 | 0 | 0
29 | 0.97124 | -0.20471 | 0 | 0
30 | 0.97137 | -0.20374 | 0.00044077 | 0.00011047
31 | 0.9713 | -0.20425 | 0.00013958 | 3.4981e-05
32 | 0.9712 | -0.20497 | 0.0002973 | 7.4512e-05
33 | 0.97139 | -0.20357 | 0 | 0
34 | 0.97143 | -0.20327 | 0.001175 | 0.00029449
35 | 0.97151 | -0.20273 | 0 | 0
36 | 0.97156 | -0.20233 | 0.00084814 | 0.00021257
37 | 0.97332 | -0.18944 | 0.00047175 | 0.00011823
38 | 0.97403 | -0.18424 | 0.00043696 | 0.00010951
39 | 0.97443 | -0.1813 | 0.00053285 | 0.00013354
40 | 0.97457 | -0.1803 | 0.00090822 | 0.00022762
41 | 0.97652 | -0.16605 | 0 | 0
42 | 0.97629 | -0.16774 | 0.0011102 | 0.00027825
43 | 0.97691 | -0.16325 | 0.0014089 | 0.0003531
44 | 0.97478 | -0.17875 | 0.00050536 | 0.00012666
45 | 0.97529 | -0.17506 | 0 | 0
46 | 0.97553 | -0.17318 | 0.0036969 | 0.00092653
47 | 0.97532 | -0.17472 | 0.0019428 | 0.00048692
48 | 0.97535 | -0.1745 | 0.0031919 | 0.00079996
49 | 0.97662 | -0.16529 | 0.0024721 | 0.00061956
50 | 0.97667 | -0.16497 | 0.001125 | 0.00028194
51 | 0.97698 | -0.16275 | 0.000472 | 0.00011829
52 | 0.977 | -0.16261 | 0.00048447 | 0.00012142
53 | 0.97744 | -0.15946 | 0 | 0
54 | 0.97873 | -0.15017 | 0 | 0
55 | 0.97705 | -0.16221 | 0 | 0
56 | 0.97898 | -0.14831 | 0.0052443 | 0.0013144
57 | 0.97698 | -0.16275 | 0.00085832 | 0.00021511
58 | 0.9768 | -0.16399 | 0.0010357 | 0.00025956
59 | 0.99861 | -0.0096691 | 0 | 0
60 | 0.99588 | -0.028718 | 0.0010951 | 0.00027445
61 | 1 | 0 | -0.12427 | -0.031079
62 | 0.97928 | -0.14621 | 0.00072637 | 0.00018204
63 | 0.97868 | -0.15049 | 0.00057307 | 0.00014362
64 | 0.97863 | -0.15081 | 0.00086752 | 0.00021742
65 | 0.97874 | -0.15006 | 0 | 0
66 | 0.97894 | -0.14858 | 0.0010968 | 0.00027489
67 | 0.97899 | -0.14821 | 0 | 0
68 | 0.97929 | -0.14612 | 0 | 0
69 | 0.97886 | -0.14918 | 0.0009826 | 0.00024626
70 | 0.97847 | -0.15197 | 0.0012486 | 0.00031294
71 | 0.97854 | -0.15148 | 0.0025379 | 0.00063606
72 | 0.97866 | -0.15064 | 0 | 0
73 | 0.97988 | -0.14183 | 0 | 0
74 | 0.97964 | -0.14361 | 0.00092778 | 0.00023252
75 | 0.98047 | -0.13765 | 0 | 0
76 | 0.98114 | -0.13282 | 0 | 0
77 | 0.98042 | -0.13799 | 0.0011305 | 0.00028334
78 | 0.97922 | -0.14659 | 0.0005578 | 0.0001398
79 | 0.98103 | -0.13364 | 0.0040312 | 0.0010103
80 | 0.98206 | -0.12626 | 0.00094579 | 0.00023704
81 | 0.98035 | -0.13853 | 0.0013172 | 0.00033011
82 | 0.97918 | -0.1469 | 0.00090364 | 0.00022647
83 | 0.97917 | -0.14697 | 0.00071267 | 0.00017861
84 | 0.97974 | -0.14287 | 0.0024269 | 0.00060824
85 | 0.98273 | -0.12149 | 0.0017182 | 0.00043063
86 | 0.99469 | -0.037035 | 0 | 0
87 | 0.99995 | -0.00036354 | 0.0012315 | 0.00030863
88 | 0.99929 | -0.0049476 | 0.0015561 | 0.00038999
89 | 0.99919 | -0.0056761 | 0.0034493 | 0.00086448
90 | 0.99917 | -0.0058101 | 0.0016771 | 0.00042031
91 | 0.99366 | -0.044225 | 0.0013366 | 0.00033497
92 | 0.99373 | -0.043945 | 0.0012788 | 0.00032049
93 | 0.99202 | -0.055776 | 0.00033825 | 8.4775e-05
94 | 0.99201 | -0.055872 | 0.0011306 | 0.00028336
95 | 0.99229 | -0.053922 | 0 | 0
96 | 0.99258 | -0.05184 | 0.0028742 | 0.00072035
97 | 0.98166 | -0.12913 | 0.00044658 | 0.00011192
98 | 0.98167 | -0.12901 | 0.001219 | 0.00030551
99 | 0.98099 | -0.13394 | 0.001114 | 0.0002792
100 | 0.98173 | -0.12862 | 0 | 0
101 | 0.98073 | -0.13579 | 0.0035826 | 0.00089789
102 | 0.98181 | -0.12805 | 0 | 0
103 | 0.98218 | -0.12536 | 0.0016321 | 0.00040903
104 | 0.98173 | -0.12862 | 0.0013206 | 0.00033097
105 | 0.98245 | -0.12346 | 0 | 0
106 | 0.99181 | -0.057892 | 0.0001394 | 3.4937e-05
107 | 0.99199 | -0.056558 | 0.00017232 | 4.3187e-05
108 | 0.99226 | -0.054604 | 0.0001934 | 4.847e-05
109 | 0.9925 | -0.052812 | 0.0017716 | 0.00044401
110 | 0.99265 | -0.051738 | 0.0015207 | 0.00038112
111 | 0.99298 | -0.049317 | 0.0017087 | 0.00042825
112 | 0.99325 | -0.047404 | 0.0013313 | 0.00033366
113 | 0.99332 | -0.046606 | 0.001573 | 0.00039423
114 | 0.99275 | -0.050616 | 0 | 0
115 | 0.99199 | -0.05591 | 0.0015911 | 0.00039876
116 | 0.9909 | -0.063623 | 0.0021937 | 0.00054979
117 | 0.99079 | -0.064395 | 0.0026673 | 0.00066849
118 | 0.99071 | -0.064953 | 0.0028779 | 0.00072128
119 | 0.98973 | -0.071826 | 0.0024014 | 0.00060185
120 | 0.98921 | -0.075485 | 0.0020547 | 0.00051495
121 | 0.98857 | -0.080035 | 0.00037187 | 9.3199e-05
122 | 0.98772 | -0.085985 | 0.00047684 | 0.00011951
123 | 0.9874 | -0.088252 | 0.003113 | 0.00078019
124 | 0.98675 | -0.092867 | 0.0020016 | 0.00050164
125 | 0.98654 | -0.094353 | 0.00042216 | 0.0001058
126 | 0.98565 | -0.10069 | 0.0015881 | 0.00039803
127 | 0.98469 | -0.10752 | 0.0033788 | 0.00084682
128 | 0.9832 | -0.11813 | 0 | 0
129 | 0.98296 | -0.11982 | 0.001666 | 0.00041753
130 | 0.98266 | -0.12199 | 0.0017704 | 0.00044371
131 | 0.9824 | -0.12383 | 0.00084047 | 0.00021064
132 | 0.9874 | -0.090394 | 0.00019065 | 4.7782e-05
133 | 0.98748 | -0.089751 | 0 | 0
134 | 0.98734 | -0.09084 | 0.00017983 | 4.5069e-05
135 | 0.9873 | -0.091192 | 0.00023243 | 5.8252e-05
136 | 0.98747 | -0.089865 | 0.0015268 | 0.00038265
137 | 0.98755 | -0.089254 | 0 | 0
138 | 0.98744 | -0.089885 | 8.7385e-05 | 2.1901e-05
139 | 0.98742 | -0.090019 | 0 | 0
140 | 0.98738 | -0.090361 | 0.00019022 | 4.7673e-05
141 | 0.99998 | 149.9947 | 0 | 0

## res_line
| p_from_mw | q_from_mvar | p_to_mw | q_to_mvar | pl_mw | ql_mvar | i_from_ka | i_to_ka | i_ka | vm_from_pu | va_from_degree | vm_to_pu | va_to_degree | loading_percent
0 | -0.00015931 | -3.9927e-05 | 0.00015931 | 3.8516e-05 | 3.9457e-09 | -1.4111e-06 | 0.00023981 | 0.00023931 | 0.00023981 | 0.98852 | -0.082123 | 0.98855 | -0.081938 | 0.088817
1 | 0.00025485 | 6.3536e-05 | -0.00025485 | -6.3845e-05 | 2.2203e-09 | -3.0923e-07 | 0.0003835 | 0.00038361 | 0.00038361 | 0.98855 | -0.081938 | 0.98854 | -0.082001 | 0.14208
2 | -0.00041416 | -0.00010205 | 0.00041418 | 0.00010109 | 1.8335e-08 | -9.6471e-07 | 0.00062281 | 0.00062247 | 0.00062281 | 0.98855 | -0.081938 | 0.98859 | -0.081604 | 0.23067
3 | 8.8822e-05 | 2.2234e-05 | -8.8822e-05 | -2.2261e-05 | 2.2939e-11 | -2.6403e-08 | 0.00013369 | 0.0001337 | 0.0001337 | 0.98854 | -0.082001 | 0.98854 | -0.082003 | 0.049519
4 | -0.00057073 | -0.00014032 | 0.00057074 | 0.00014001 | 1.1291e-08 | -3.1079e-07 | 0.00085809 | 0.00085799 | 0.00085809 | 0.98859 | -0.081604 | 0.98861 | -0.081456 | 0.31781
5 | -0.002306 | -0.00056901 | 0.0023081 | 0.00056617 | 2.1476e-06 | -2.8346e-06 | 0.003471 | 0.0034698 | 0.003471 | 0.98766 | -0.088426 | 0.98861 | -0.081456 | 1.2856
6 | 0.002306 | 0.00056901 | -0.0023057 | -0.00056931 | 2.3017e-07 | -3.0323e-07 | 0.003471 | 0.0034712 | 0.0034712 | 0.98766 | -0.088426 | 0.98756 | -0.089168 | 1.2856
7 | -0.0032413 | -0.00079701 | 0.0032432 | 0.00079606 | 1.9658e-06 | -9.4613e-07 | 0.0048732 | 0.0048726 | 0.0048732 | 0.98861 | -0.081456 | 0.98923 | -0.076904 | 1.8049
8 | 0.00213 | 0.00052526 | -0.00213 | -0.0005253 | 2.4506e-08 | -3.9451e-08 | 0.0032063 | 0.0032064 | 0.0032064 | 0.98756 | -0.089168 | 0.98755 | -0.089254 | 1.1875
9 | -0.0032432 | -0.00079606 | 0.0032453 | 0.00079509 | 2.0185e-06 | -9.7414e-07 | 0.0048726 | 0.004872 | 0.0048726 | 0.98923 | -0.076904 | 0.98987 | -0.072217 | 1.8047
10 | -0.0033992 | -0.00083367 | 0.0034034 | 0.00083197 | 4.1832e-06 | -1.7048e-06 | 0.0051034 | 0.0051023 | 0.0051034 | 0.98987 | -0.072217 | 0.99113 | -0.062925 | 1.8902
11 | -0.0065763 | -0.001611 | 0.0065789 | 0.0016115 | 2.6312e-06 | 4.5282e-07 | 0.0098602 | 0.00986 | 0.0098602 | 0.99113 | -0.062925 | 0.99154 | -0.059906 | 3.6519
12 | 0.0030797 | 0.00075574 | -0.0030769 | -0.00075739 | 2.8337e-06 | -1.6511e-06 | 0.0046181 | 0.004619 | 0.004619 | 0.99113 | -0.062925 | 0.99018 | -0.069831 | 1.7108
13 | -0.0067525 | -0.001655 | 0.0067543 | 0.0016553 | 1.8031e-06 | 3.2951e-07 | 0.01012 | 0.01012 | 0.01012 | 0.99154 | -0.059906 | 0.99181 | -0.057892 | 3.7483
14 | 0.0030769 | 0.00075739 | -0.0030765 | -0.00075763 | 4.1785e-07 | -2.4294e-07 | 0.004619 | 0.0046192 | 0.0046192 | 0.99018 | -0.069831 | 0.99005 | -0.070847 | 1.7108
15 | 0.00018315 | 4.5776e-05 | -0.00018315 | -4.5901e-05 | 4.6327e-10 | -1.2508e-07 | 0.00027564 | 0.00027568 | 0.00027568 | 0.98855 | -0.081748 | 0.98855 | -0.081767 | 0.1021
16 | -0.0026389 | -0.00065206 | 0.0026405 | 0.00065062 | 1.5657e-06 | -1.4416e-06 | 0.0039689 | 0.0039682 | 0.0039689 | 0.98855 | -0.081748 | 0.98916 | -0.077332 | 1.47
17 | 0.0023625 | 0.00058291 | -0.0023611 | -0.00058463 | 1.3892e-06 | -1.725e-06 | 0.0035529 | 0.0035537 | 0.0035537 | 0.98855 | -0.081748 | 0.98795 | -0.086114 | 1.3162
18 | -0.0027789 | -0.00068533 | 0.0027791 | 0.00068522 | 1.3737e-07 | -1.0918e-07 | 0.0041765 | 0.0041765 | 0.0041765 | 0.98916 | -0.077332 | 0.98921 | -0.076963 | 1.5469
19 | 0.0023611 | 0.00058463 | -0.0023605 | -0.00058535 | 5.797e-07 | -7.187e-07 | 0.0035537 | 0.003554 | 0.003554 | 0.98795 | -0.086114 | 0.9877 | -0.087927 | 1.3163
20 | 0.0023605 | 0.00058535 | -0.0023604 | -0.00058546 | 8.9428e-08 | -1.1081e-07 | 0.003554 | 0.0035541 | 0.0035541 | 0.9877 | -0.087927 | 0.98766 | -0.088207 | 1.3163
21 | 0.00098587 | 0.00024097 | -0.00098582 | -0.00024149 | 5.8638e-08 | -5.2403e-07 | 0.0014832 | 0.0014834 | 0.0014834 | 0.98766 | -0.088207 | 0.9876 | -0.088657 | 0.54939
22 | 0.0029702 | 0.00073268 | -0.0029697 | -0.00073299 | 4.8502e-07 | -3.1447e-07 | 0.004463 | 0.0044632 | 0.0044632 | 0.98938 | -0.075747 | 0.98921 | -0.076963 | 1.653
23 | -0.0029702 | -0.00073268 | 0.0029705 | 0.00073249 | 2.8478e-07 | -1.8474e-07 | 0.004463 | 0.0044629 | 0.004463 | 0.98938 | -0.075747 | 0.98947 | -0.075033 | 1.653
24 | -0.0030748 | -0.00075863 | 0.0030754 | 0.00075826 | 6.4271e-07 | -3.7285e-07 | 0.0046198 | 0.0046196 | 0.0046198 | 0.98947 | -0.075033 | 0.98969 | -0.073475 | 1.711
25 | -0.00078382 | -0.00019114 | 0.00078384 | 0.00019087 | 1.8427e-08 | -2.647e-07 | 0.0011791 | 0.001179 | 0.0011791 | 0.98758 | -0.088836 | 0.9876 | -0.088657 | 0.43672
26 | 0.00052604 | 0.00012653 | -0.00052596 | -0.00012886 | 7.1783e-08 | -2.3237e-06 | 0.00079074 | 0.00079156 | 0.00079156 | 0.98758 | -0.088836 | 0.98744 | -0.089883 | 0.29317
27 | 0.00027761 | 6.6613e-05 | -0.00027761 | -6.6622e-05 | 7.417e-11 | -8.7021e-09 | 0.00041732 | 0.00041732 | 0.00041732 | 0.98744 | -0.089883 | 0.98744 | -0.089885 | 0.15456
28 | 0.0030765 | 0.00075763 | -0.0030754 | -0.00075826 | 1.0832e-06 | -6.291e-07 | 0.0046192 | 0.0046196 | 0.0046196 | 0.99005 | -0.070847 | 0.98969 | -0.073475 | 1.7109
29 | -0.00055731 | -0.000138 | 0.00055734 | 0.00013727 | 2.7161e-08 | -7.298e-07 | 0.00085322 | 0.00085296 | 0.00085322 | 0.97126 | -0.20453 | 0.97131 | -0.20417 | 0.31601
30 | 0.00029732 | 7.284e-05 | -0.00029731 | -7.3524e-05 | 7.1741e-09 | -6.8442e-07 | 0.00045491 | 0.00045516 | 0.00045516 | 0.97126 | -0.20453 | 0.97124 | -0.20471 | 0.16858
31 | -0.00069691 | -0.00017159 | 0.00069695 | 0.00017092 | 3.9549e-08 | -6.7462e-07 | 0.0010665 | 0.0010663 | 0.0010665 | 0.97131 | -0.20417 | 0.97137 | -0.20374 | 0.39502
32 | 0.00013958 | 3.4326e-05 | -0.00013958 | -3.4981e-05 | 1.5092e-09 | -6.5485e-07 | 0.00021359 | 0.00021383 | 0.00021383 | 0.97131 | -0.20417 | 0.9713 | -0.20425 | 0.079195
33 | 0.00029731 | 7.3524e-05 | -0.0002973 | -7.4512e-05 | 1.0365e-08 | -9.8743e-07 | 0.00045516 | 0.00045551 | 0.00045551 | 0.97124 | -0.20471 | 0.9712 | -0.20497 | 0.16871
34 | -0.0011377 | -0.00028139 | 0.0011377 | 0.00028122 | 2.6496e-08 | -1.6313e-07 | 0.0017415 | 0.0017414 | 0.0017415 | 0.97137 | -0.20374 | 0.97139 | -0.20357 | 0.645
35 | -0.0011377 | -0.00028122 | 0.0011378 | 0.00028094 | 4.614e-08 | -2.8412e-07 | 0.0017414 | 0.0017413 | 0.0017414 | 0.97139 | -0.20357 | 0.97143 | -0.20327 | 0.64498
36 | -0.0023128 | -0.00057543 | 0.002313 | 0.00057522 | 1.6969e-07 | -2.0324e-07 | 0.0035412 | 0.0035411 | 0.0035412 | 0.97143 | -0.20327 | 0.97151 | -0.20273 | 1.3115
37 | -0.002313 | -0.00057522 | 0.0023131 | 0.00057507 | 1.2633e-07 | -1.5135e-07 | 0.0035411 | 0.003541 | 0.0035411 | 0.97151 | -0.20273 | 0.97156 | -0.20233 | 1.3115
38 | -0.0031612 | -0.00078764 | 0.0031668 | 0.00078506 | 5.5551e-06 | -2.5798e-06 | 0.00484 | 0.0048383 | 0.00484 | 0.97156 | -0.20233 | 0.97332 | -0.18944 | 1.7926
39 | -0.0036385 | -0.00090329 | 0.0036411 | 0.00090262 | 2.5666e-06 | -6.6818e-07 | 0.0055595 | 0.0055589 | 0.0055595 | 0.97332 | -0.18944 | 0.97403 | -0.18424 | 2.0591
40 | -0.0040781 | -0.0010121 | 0.0040797 | 0.0010119 | 1.6291e-06 | -2.1199e-07 | 0.0062265 | 0.0062262 | 0.0062265 | 0.97403 | -0.18424 | 0.97443 | -0.1813 | 2.3061
41 | -0.0046125 | -0.0011455 | 0.0046132 | 0.0011455 | 6.2739e-07 | -1.1455e-08 | 0.0070399 | 0.0070398 | 0.0070399 | 0.97443 | -0.1813 | 0.97457 | -0.1803 | 2.6074
42 | -0.0055214 | -0.0013731 | 0.0055226 | 0.0013732 | 1.1626e-06 | 1.2012e-07 | 0.0084265 | 0.0084264 | 0.0084265 | 0.97457 | -0.1803 | 0.97478 | -0.17875 | 3.1209
43 | 0.01599 | 0.0039907 | -0.015986 | -0.0039904 | 3.7156e-06 | 2.9951e-07 | 0.02436 | 0.02436 | 0.02436 | 0.97652 | -0.16605 | 0.97629 | -0.16774 | 3.0074
44 | -0.01599 | -0.0039907 | 0.015996 | 0.0039912 | 6.1584e-06 | 4.9515e-07 | 0.02436 | 0.024359 | 0.02436 | 0.97652 | -0.16605 | 0.97691 | -0.16325 | 3.0074
45 | 0.0088393 | 0.0022152 | -0.0088326 | -0.0022134 | 6.648e-06 | 1.8235e-06 | 0.013472 | 0.013473 | 0.013473 | 0.97629 | -0.16774 | 0.97553 | -0.17318 | 4.9899
46 | 0.006037 | 0.0014969 | -0.006031 | -0.0015003 | 6.0054e-06 | -3.376e-06 | 0.0091955 | 0.0091975 | 0.0091975 | 0.97629 | -0.16774 | 0.97529 | -0.17506 | 1.7032
47 | -0.017405 | -0.0043442 | 0.017414 | 0.0043454 | 9.0436e-06 | 1.1523e-06 | 0.026505 | 0.026504 | 0.026505 | 0.97691 | -0.16325 | 0.97744 | -0.15946 | 3.2722
48 | -0.0060279 | -0.0014998 | 0.006031 | 0.0015003 | 3.0365e-06 | 4.5045e-07 | 0.0091978 | 0.0091975 | 0.0091978 | 0.97478 | -0.17875 | 0.97529 | -0.17506 | 3.4066
49 | 0.0051357 | 0.0012868 | -0.0051348 | -0.0012868 | 9.4104e-07 | 5.5173e-08 | 0.0078336 | 0.0078337 | 0.0078337 | 0.97553 | -0.17318 | 0.97535 | -0.1745 | 2.9014
50 | -0.0019428 | -0.00048692 | 0.0019429 | 0.00048681 | 5.6954e-08 | -1.0775e-07 | 0.0029641 | 0.0029641 | 0.0029641 | 0.97532 | -0.17472 | 0.97535 | -0.1745 | 1.0978
51 | -0.0024721 | -0.00061956 | 0.0024722 | 0.00061945 | 1.0776e-07 | -1.1089e-07 | 0.0037665 | 0.0037665 | 0.0037665 | 0.97662 | -0.16529 | 0.97667 | -0.16497 | 1.395
52 | -0.0035971 | -0.00090139 | 0.0035976 | 0.00090125 | 4.8724e-07 | -1.3799e-07 | 0.0054804 | 0.0054803 | 0.0054804 | 0.97667 | -0.16497 | 0.9768 | -0.16399 | 2.0298
53 | -0.000472 | -0.00011829 | 0.00047201 | 0.00011795 | 8.9559e-09 | -3.4438e-07 | 0.0007189 | 0.00071877 | 0.0007189 | 0.97698 | -0.16275 | 0.977 | -0.16261 | 0.26626
54 | -0.00095648 | -0.00023937 | 0.00095653 | 0.0002389 | 5.1892e-08 | -4.7094e-07 | 0.0014566 | 0.0014565 | 0.0014566 | 0.977 | -0.16261 | 0.97705 | -0.16221 | 0.5395
55 | -0.023866 | -0.0059607 | 0.023897 | 0.0059682 | 3.0525e-05 | 7.5528e-06 | 0.036325 | 0.036324 | 0.036325 | 0.97744 | -0.15946 | 0.97873 | -0.15017 | 4.4846
56 | 0.0064518 | 0.0016153 | -0.0064493 | -0.0016148 | 2.4528e-06 | 4.3282e-07 | 0.0098214 | 0.0098216 | 0.0098216 | 0.97744 | -0.15946 | 0.97705 | -0.16221 | 3.6376
57 | -0.023897 | -0.0059682 | 0.023903 | 0.0059697 | 6.1022e-06 | 1.5085e-06 | 0.036324 | 0.036324 | 0.036324 | 0.97873 | -0.15017 | 0.97898 | -0.14831 | 4.4844
58 | 0.0054928 | 0.001376 | -0.0054924 | -0.0013759 | 4.0917e-07 | 4.0022e-08 | 0.0083651 | 0.0083651 | 0.0083651 | 0.97705 | -0.16221 | 0.97698 | -0.16275 | 3.0982
59 | -0.029147 | -0.0072841 | 0.029155 | 0.0072866 | 8.4268e-06 | 2.4619e-06 | 0.044295 | 0.044295 | 0.044295 | 0.97898 | -0.14831 | 0.97928 | -0.14621 | 5.4685
60 | 0.0046341 | 0.0011608 | -0.0046333 | -0.0011608 | 7.9468e-07 | -1.4434e-08 | 0.0070579 | 0.007058 | 0.007058 | 0.97698 | -0.16275 | 0.9768 | -0.16399 | 2.6141
61 | 0.11539 | 0.029036 | -0.11509 | -0.02892 | 0.00030592 | 0.00011572 | 0.17199 | 0.17199 | 0.17199 | 0.99861 | -0.0096691 | 0.99588 | -0.028718 | 21.2329
62 | -0.11539 | -0.029036 | 0.11555 | 0.029095 | 0.00015591 | 5.8969e-05 | 0.17199 | 0.17199 | 0.17199 | 0.99861 | -0.0096691 | 1 | 0 | 21.2328
63 | 0.11399 | 0.028646 | -0.11386 | -0.028596 | 0.0001318 | 4.9839e-05 | 0.17035 | 0.17035 | 0.17035 | 0.99588 | -0.028718 | 0.99469 | -0.037035 | 21.0309
64 | 0.0079191 | 0.0019842 | -0.0079187 | -0.0019841 | 3.9832e-07 | 9.2891e-08 | 0.011784 | 0.011784 | 0.011784 | 1 | 0 | 0.99995 | -0.00036354 | 4.3643
65 | -0.029882 | -0.0074686 | 0.029896 | 0.0074727 | 1.3752e-05 | 4.0778e-06 | 0.045398 | 0.045398 | 0.045398 | 0.97928 | -0.14621 | 0.97974 | -0.14287 | 5.6047
66 | 0.00086755 | 0.000217 | -0.00086752 | -0.00021742 | 3.7801e-08 | -4.2299e-07 | 0.0013189 | 0.0013191 | 0.0013191 | 0.97868 | -0.15049 | 0.97863 | -0.15081 | 0.48854
67 | -0.0014406 | -0.00036062 | 0.0014407 | 0.0003603 | 8.4533e-08 | -3.2239e-07 | 0.0021902 | 0.0021901 | 0.0021902 | 0.97868 | -0.15049 | 0.97874 | -0.15006 | 0.81119
68 | -0.0014407 | -0.0003603 | 0.001441 | 0.00035918 | 2.9324e-07 | -1.119e-06 | 0.0021901 | 0.0021896 | 0.0021901 | 0.97874 | -0.15006 | 0.97894 | -0.14858 | 0.81114
69 | -0.0025378 | -0.00063407 | 0.002538 | 0.00063394 | 1.3166e-07 | -1.2771e-07 | 0.0038568 | 0.0038568 | 0.0038568 | 0.97894 | -0.14858 | 0.97899 | -0.14821 | 1.4285
70 | -0.007309 | -0.0018285 | 0.0073111 | 0.001829 | 2.1023e-06 | 4.6514e-07 | 0.011108 | 0.011108 | 0.011108 | 0.97899 | -0.14821 | 0.97929 | -0.14612 | 4.1141
71 | 0.0047711 | 0.0011946 | -0.0047704 | -0.0011946 | 6.4403e-07 | 9.3455e-10 | 0.0072513 | 0.0072514 | 0.0072514 | 0.97899 | -0.14821 | 0.97886 | -0.14918 | 2.6857
72 | 0.0021743 | 0.00054436 | -0.0021742 | -0.00054456 | 1.4021e-07 | -2.0506e-07 | 0.0033037 | 0.0033038 | 0.0033038 | 0.97929 | -0.14612 | 0.97922 | -0.14659 | 1.2236
73 | -0.0094855 | -0.0023733 | 0.0094887 | 0.0023743 | 3.2922e-06 | 9.4651e-07 | 0.014412 | 0.014412 | 0.014412 | 0.97929 | -0.14612 | 0.97964 | -0.14361 | 5.3376
74 | 0.0037878 | 0.00094829 | -0.0037871 | -0.00094846 | 7.6163e-07 | -1.6977e-07 | 0.0057577 | 0.0057579 | 0.0057579 | 0.97886 | -0.14918 | 0.97866 | -0.15064 | 2.1326
75 | -0.0012486 | -0.00031294 | 0.0012487 | 0.0003125 | 8.4689e-08 | -4.4028e-07 | 0.0018989 | 0.0018987 | 0.0018989 | 0.97847 | -0.15197 | 0.97854 | -0.15148 | 0.70328
76 | -0.0037866 | -0.00094856 | 0.0037871 | 0.00094846 | 4.4053e-07 | -9.8098e-08 | 0.005758 | 0.0057579 | 0.005758 | 0.97854 | -0.15148 | 0.97866 | -0.15064 | 2.1326
77 | 0.010419 | 0.0026076 | -0.010417 | -0.0026068 | 2.5517e-06 | 7.7568e-07 | 0.015821 | 0.015821 | 0.015821 | 0.97988 | -0.14183 | 0.97964 | -0.14361 | 5.8596
78 | -0.010419 | -0.0026076 | 0.010425 | 0.0026094 | 6.0143e-06 | 1.8278e-06 | 0.015821 | 0.015821 | 0.015821 | 0.97988 | -0.14183 | 0.98047 | -0.13765 | 5.8595
79 | -0.045219 | -0.011311 | 0.045249 | 0.011321 | 3.0177e-05 | 1.044e-05 | 0.068619 | 0.068618 | 0.068619 | 0.98047 | -0.13765 | 0.98114 | -0.13282 | 8.4715
80 | 0.034794 | 0.0087016 | -0.034792 | -0.0087011 | 1.6246e-06 | 5.1883e-07 | 0.052798 | 0.052798 | 0.052798 | 0.98047 | -0.13765 | 0.98042 | -0.13799 | 6.5183
81 | 0.0040316 | 0.0010102 | -0.0040312 | -0.0010103 | 4.5939e-07 | -7.1975e-08 | 0.0061144 | 0.0061145 | 0.0061145 | 0.98114 | -0.13282 | 0.98103 | -0.13364 | 2.2646
82 | -0.04928 | -0.012332 | 0.049325 | 0.012347 | 4.465e-05 | 1.5715e-05 | 0.074733 | 0.074732 | 0.074733 | 0.98114 | -0.13282 | 0.98206 | -0.12626 | 9.2263
83 | 0.033661 | 0.0084178 | -0.033659 | -0.008417 | 2.4771e-06 | 7.8009e-07 | 0.051082 | 0.051082 | 0.051082 | 0.98042 | -0.13799 | 0.98035 | -0.13853 | 6.3065
84 | 0.0016164 | 0.00040476 | -0.0016163 | -0.00040497 | 7.0243e-08 | -2.0771e-07 | 0.0024561 | 0.0024562 | 0.0024562 | 0.97922 | -0.14659 | 0.97918 | -0.1469 | 0.90971
85 | -0.050271 | -0.012584 | 0.050304 | 0.012596 | 3.3103e-05 | 1.169e-05 | 0.076165 | 0.076165 | 0.076165 | 0.98206 | -0.12626 | 0.98273 | -0.12149 | 9.4031
86 | 0.032342 | 0.0080869 | -0.032322 | -0.0080809 | 1.9344e-05 | 5.9808e-06 | 0.049083 | 0.049084 | 0.049084 | 0.98035 | -0.13853 | 0.97974 | -0.14287 | 6.0597
87 | 0.00071267 | 0.0001785 | -0.00071267 | -0.00017861 | 6.7138e-09 | -1.128e-07 | 0.001083 | 0.001083 | 0.001083 | 0.97918 | -0.1469 | 0.97917 | -0.14697 | 0.40112
88 | -0.052022 | -0.013027 | 0.052046 | 0.013035 | 2.4169e-05 | 8.5834e-06 | 0.078767 | 0.078766 | 0.078767 | 0.98273 | -0.12149 | 0.9832 | -0.11813 | 9.7243
89 | 0.098956 | 0.024896 | -0.098857 | -0.024859 | 9.9154e-05 | 3.729e-05 | 0.14807 | 0.14807 | 0.14807 | 0.99469 | -0.037035 | 0.99366 | -0.044225 | 18.28
90 | 0.014904 | 0.0036998 | -0.01489 | -0.003695 | 1.3982e-05 | 4.7926e-06 | 0.022283 | 0.022283 | 0.022283 | 0.99469 | -0.037035 | 0.99373 | -0.043945 | 8.2529
91 | 0.0066872 | 0.0016754 | -0.006683 | -0.0016747 | 4.2405e-06 | 7.3134e-07 | 0.009951 | 0.0099513 | 0.0099513 | 0.99995 | -0.00036354 | 0.99929 | -0.0049476 | 3.6857
92 | 0.0051269 | 0.0012847 | -0.0051264 | -0.0012847 | 5.1684e-07 | 1.2624e-08 | 0.0076342 | 0.0076343 | 0.0076343 | 0.99929 | -0.0049476 | 0.99919 | -0.0056761 | 2.8275
93 | 0.0016771 | 0.00042022 | -0.0016771 | -0.00042031 | 3.1111e-08 | -9.2724e-08 | 0.0024975 | 0.0024976 | 0.0024976 | 0.99919 | -0.0056761 | 0.99917 | -0.0058101 | 0.92502
94 | 0.09752 | 0.024524 | -0.097488 | -0.024512 | 3.2362e-05 | 1.2164e-05 | 0.14607 | 0.14607 | 0.14607 | 0.99366 | -0.044225 | 0.99332 | -0.046606 | 18.0329
95 | 0.013611 | 0.0033745 | -0.013604 | -0.0033723 | 6.3784e-06 | 2.1342e-06 | 0.020368 | 0.020368 | 0.020368 | 0.99373 | -0.043945 | 0.99325 | -0.047404 | 7.5438
96 | 0.0011306 | 0.00028325 | -0.0011306 | -0.00028336 | 1.5092e-08 | -1.0277e-07 | 0.0016959 | 0.0016959 | 0.0016959 | 0.99202 | -0.055776 | 0.99201 | -0.055872 | 0.62811
97 | -0.0014689 | -0.00036803 | 0.0014692 | 0.00036657 | 3.7517e-07 | -1.4556e-06 | 0.0022032 | 0.0022027 | 0.0022032 | 0.99202 | -0.055776 | 0.99229 | -0.053922 | 0.81601
98 | -0.0014692 | -0.00036657 | 0.0014697 | 0.00036495 | 4.179e-07 | -1.6234e-06 | 0.0022027 | 0.002202 | 0.0022027 | 0.99229 | -0.053922 | 0.99258 | -0.05184 | 0.81581
99 | -0.0043439 | -0.0010853 | 0.0043446 | 0.0010852 | 7.3159e-07 | -7.6158e-08 | 0.0065109 | 0.0065108 | 0.0065109 | 0.99258 | -0.05184 | 0.99275 | -0.050616 | 2.4114
100 | -0.00044658 | -0.00011192 | 0.00044658 | 0.00011157 | 7.965e-09 | -3.4917e-07 | 0.00067693 | 0.0006768 | 0.00067693 | 0.98166 | -0.12913 | 0.98167 | -0.12901 | 0.25072
101 | -0.0016656 | -0.00041708 | 0.0016657 | 0.00041683 | 8.9323e-08 | -2.4963e-07 | 0.0025245 | 0.0025244 | 0.0025245 | 0.98167 | -0.12901 | 0.98173 | -0.12862 | 0.93502
102 | -0.0046976 | -0.0011768 | 0.004701 | 0.0011768 | 3.4541e-06 | -4.912e-08 | 0.0071254 | 0.0071249 | 0.0071254 | 0.98099 | -0.13394 | 0.98173 | -0.12862 | 2.639
103 | 0.0035835 | 0.00089761 | -0.0035826 | -0.00089789 | 9.1726e-07 | -2.7516e-07 | 0.0054355 | 0.0054358 | 0.0054358 | 0.98099 | -0.13394 | 0.98073 | -0.13579 | 2.0132
104 | -0.004701 | -0.0011768 | 0.0047014 | 0.0011768 | 3.6884e-07 | -5.3798e-09 | 0.0071249 | 0.0071248 | 0.0071249 | 0.98173 | -0.12862 | 0.98181 | -0.12805 | 2.6388
105 | -0.0076879 | -0.0019244 | 0.0076907 | 0.0019251 | 2.8548e-06 | 6.7159e-07 | 0.011651 | 0.011651 | 0.011651 | 0.98181 | -0.12805 | 0.98218 | -0.12536 | 4.3151
106 | 0.0029865 | 0.00074766 | -0.0029863 | -0.0007478 | 2.345e-07 | -1.4179e-07 | 0.004526 | 0.0045261 | 0.0045261 | 0.98181 | -0.12805 | 0.98173 | -0.12862 | 1.6763
107 | -0.0093228 | -0.0023341 | 0.0093252 | 0.0023348 | 2.4516e-06 | 6.9357e-07 | 0.014123 | 0.014123 | 0.014123 | 0.98218 | -0.12536 | 0.98245 | -0.12346 | 5.2308
108 | -0.010166 | -0.0025449 | 0.010168 | 0.0025455 | 2.0622e-06 | 6.1656e-07 | 0.015396 | 0.015396 | 0.015396 | 0.98245 | -0.12346 | 0.98266 | -0.12199 | 5.7022
109 | 0.00084051 | 0.00021011 | -0.00084047 | -0.00021064 | 4.3396e-08 | -5.2676e-07 | 0.0012728 | 0.001273 | 0.001273 | 0.98245 | -0.12346 | 0.9824 | -0.12383 | 0.47149
110 | -0.0068937 | -0.0016903 | 0.0068949 | 0.0016905 | 1.2209e-06 | 2.3289e-07 | 0.01033 | 0.010329 | 0.01033 | 0.99181 | -0.057892 | 0.99199 | -0.056558 | 3.8257
111 | -0.0070672 | -0.0017337 | 0.007069 | 0.0017341 | 1.8345e-06 | 3.6693e-07 | 0.010588 | 0.010588 | 0.010588 | 0.99199 | -0.056558 | 0.99226 | -0.054604 | 3.9214
112 | -0.0072624 | -0.0017825 | 0.0072642 | 0.0017829 | 1.7298e-06 | 3.6262e-07 | 0.010878 | 0.010878 | 0.010878 | 0.99226 | -0.054604 | 0.9925 | -0.052812 | 4.0288
113 | -0.0090358 | -0.0022269 | 0.0090371 | 0.0022272 | 1.3009e-06 | 3.5322e-07 | 0.013534 | 0.013534 | 0.013534 | 0.9925 | -0.052812 | 0.99265 | -0.051738 | 5.0125
114 | -0.010558 | -0.0026084 | 0.010561 | 0.0026094 | 3.4416e-06 | 1.0385e-06 | 0.015813 | 0.015813 | 0.015813 | 0.99265 | -0.051738 | 0.99298 | -0.049317 | 5.8568
115 | -0.01227 | -0.0030377 | 0.012273 | 0.0030387 | 3.1731e-06 | 1.0255e-06 | 0.018374 | 0.018374 | 0.018374 | 0.99298 | -0.049317 | 0.99325 | -0.047404 | 6.8051
116 | 0.095915 | 0.024117 | -0.095861 | -0.024097 | 5.3558e-05 | 2.0115e-05 | 0.14371 | 0.14371 | 0.14371 | 0.99332 | -0.046606 | 0.99275 | -0.050616 | 17.742
117 | 0.091517 | 0.023012 | -0.091449 | -0.022987 | 6.7468e-05 | 2.5282e-05 | 0.1372 | 0.1372 | 0.1372 | 0.99275 | -0.050616 | 0.99199 | -0.05591 | 16.9383
118 | 0.089858 | 0.022588 | -0.089762 | -0.022552 | 9.6424e-05 | 3.6099e-05 | 0.13481 | 0.13481 | 0.13481 | 0.99199 | -0.05591 | 0.9909 | -0.063623 | 16.6437
119 | 0.087568 | 0.022002 | -0.087559 | -0.021999 | 9.3953e-06 | 3.5127e-06 | 0.13152 | 0.13152 | 0.13152 | 0.9909 | -0.063623 | 0.99079 | -0.064395 | 16.237
120 | 0.084891 | 0.02133 | -0.084885 | -0.021328 | 6.5936e-06 | 2.4607e-06 | 0.12751 | 0.12751 | 0.12751 | 0.99079 | -0.064395 | 0.99071 | -0.064953 | 15.7424
121 | 0.082007 | 0.020606 | -0.081929 | -0.020577 | 7.8365e-05 | 2.9182e-05 | 0.12319 | 0.12319 | 0.12319 | 0.99071 | -0.064953 | 0.98973 | -0.071826 | 15.2088
122 | 0.079527 | 0.019975 | -0.079487 | -0.01996 | 4.0441e-05 | 1.503e-05 | 0.11958 | 0.11958 | 0.11958 | 0.98973 | -0.071826 | 0.98921 | -0.075485 | 14.7631
123 | 0.077432 | 0.019445 | -0.077383 | -0.019427 | 4.8936e-05 | 1.8154e-05 | 0.11649 | 0.11649 | 0.11649 | 0.98921 | -0.075485 | 0.98857 | -0.080035 | 14.3816
124 | 0.077011 | 0.019334 | -0.076948 | -0.01931 | 6.3598e-05 | 2.3587e-05 | 0.11593 | 0.11593 | 0.11593 | 0.98857 | -0.080035 | 0.98772 | -0.085985 | 14.3125
125 | 0.076471 | 0.019191 | -0.076447 | -0.019182 | 2.4055e-05 | 8.9176e-06 | 0.11521 | 0.11521 | 0.11521 | 0.98772 | -0.085985 | 0.9874 | -0.088252 | 14.2238
126 | 0.073334 | 0.018402 | -0.073287 | -0.018384 | 4.6943e-05 | 1.7346e-05 | 0.11052 | 0.11052 | 0.11052 | 0.9874 | -0.088252 | 0.98675 | -0.092867 | 13.6447
127 | 0.071285 | 0.017883 | -0.071271 | -0.017877 | 1.4689e-05 | 5.4153e-06 | 0.1075 | 0.1075 | 0.1075 | 0.98675 | -0.092867 | 0.98654 | -0.094353 | 13.2721
128 | 0.070848 | 0.017772 | -0.070786 | -0.017749 | 6.218e-05 | 2.2914e-05 | 0.10687 | 0.10687 | 0.10687 | 0.98654 | -0.094353 | 0.98565 | -0.10069 | 13.1935
129 | 0.069198 | 0.017351 | -0.069133 | -0.017327 | 6.5406e-05 | 2.4056e-05 | 0.10447 | 0.10447 | 0.10447 | 0.98565 | -0.10069 | 0.98469 | -0.10752 | 12.8976
130 | 0.065754 | 0.01648 | -0.065657 | -0.016444 | 9.6513e-05 | 3.533e-05 | 0.099364 | 0.099365 | 0.099365 | 0.98469 | -0.10752 | 0.9832 | -0.11813 | 12.2673
131 | 0.013611 | 0.003409 | -0.013608 | -0.0034079 | 3.1709e-06 | 1.0677e-06 | 0.020599 | 0.020599 | 0.020599 | 0.9832 | -0.11813 | 0.98296 | -0.11982 | 7.6291
132 | 0.011942 | 0.0029904 | -0.011938 | -0.0029893 | 3.5836e-06 | 1.1556e-06 | 0.018077 | 0.018077 | 0.018077 | 0.98296 | -0.11982 | 0.98266 | -0.12199 | 6.6951
133 | -0.00060294 | -0.00014416 | 0.00060299 | 0.00014296 | 4.8736e-08 | -1.1984e-06 | 0.00090622 | 0.00090581 | 0.00090622 | 0.9874 | -0.090394 | 0.98748 | -0.089751 | 0.33564
134 | 0.00017984 | 4.2146e-05 | -0.00017983 | -4.5069e-05 | 1.0451e-08 | -2.9234e-06 | 0.00027001 | 0.00027102 | 0.00027102 | 0.9874 | -0.090394 | 0.98734 | -0.09084 | 0.10038
135 | 0.00023245 | 5.423e-05 | -0.00023243 | -5.8252e-05 | 2.4036e-08 | -4.0215e-06 | 0.00034892 | 0.00035031 | 0.00035031 | 0.9874 | -0.090394 | 0.9873 | -0.091192 | 0.12974
136 | 0.0015268 | 0.00038257 | -0.0015268 | -0.00038265 | 2.4017e-08 | -8.3782e-08 | 0.0023007 | 0.0023007 | 0.0023007 | 0.98748 | -0.089751 | 0.98747 | -0.089865 | 0.85212
137 | -0.0021298 | -0.00052553 | 0.00213 | 0.0005253 | 1.4218e-07 | -2.2886e-07 | 0.0032065 | 0.0032064 | 0.0032065 | 0.98748 | -0.089751 | 0.98755 | -0.089254 | 1.1876
138 | 0.00019023 | 4.4721e-05 | -0.00019022 | -4.5516e-05 | 3.1713e-09 | -7.9479e-07 | 0.00028564 | 0.00028591 | 0.00028591 | 0.98744 | -0.089885 | 0.98742 | -0.090019 | 0.10589
139 | 0.00019022 | 4.5516e-05 | -0.00019022 | -4.7673e-05 | 8.6369e-09 | -2.1568e-06 | 0.00028591 | 0.00028666 | 0.00028666 | 0.98742 | -0.090019 | 0.98738 | -0.090361 | 0.10617

## res_trafo
| p_hv_mw | q_hv_mvar | p_lv_mw | q_lv_mvar | pl_mw | ql_mvar | i_hv_ka | i_lv_ka | vm_hv_pu | va_hv_degree | vm_lv_pu | va_lv_degree | loading_percent
0 | 2.5187e-16 | 8.8016e-16 | 0.00079998 | 7.4552e-08 | 0.00079998 | 7.4552e-08 | 2.6429e-17 | 0.0011547 | 0.99998 | 149.9947 | 1 | 0 | 0.31999

## res_ext_grid
| p_mw | q_mvar
0 | 0.12743 | 0.031872

## res_load
| p_mw | q_mvar
0 | 0.00015931 | 3.9927e-05
1 | 0.00016603 | 4.161e-05
2 | 0.00015654 | 3.9234e-05
3 | 0.00036241 | 9.0829e-05
4 | 0.00017576 | 4.405e-05
5 | 8.8822e-05 | 2.2261e-05
6 | 0.00015394 | 3.8581e-05
7 | 9.3148e-05 | 2.3345e-05
8 | 0.00017357 | 4.35e-05
9 | 9.327e-05 | 2.3376e-05
10 | 0.00018315 | 4.5901e-05
11 | 0.00013849 | 3.4708e-05
12 | 0.0013745 | 0.00034449
13 | 0.00019063 | 4.7776e-05
14 | 0.00010429 | 2.6137e-05
15 | 0.00025778 | 6.4606e-05
16 | 0.00020198 | 5.0621e-05
17 | 0.00024835 | 6.2242e-05
18 | 0.00025999 | 6.5159e-05
19 | 0.00044077 | 0.00011047
20 | 0.00013958 | 3.4981e-05
21 | 0.0002973 | 7.4512e-05
22 | 0.001175 | 0.00029449
23 | 0.00084814 | 0.00021257
24 | 0.00047175 | 0.00011823
25 | 0.00043696 | 0.00010951
26 | 0.00053285 | 0.00013354
27 | 0.00090822 | 0.00022762
28 | 0.0011102 | 0.00027825
29 | 0.0014089 | 0.0003531
30 | 0.00050536 | 0.00012666
31 | 0.0036969 | 0.00092653
32 | 0.0019428 | 0.00048692
33 | 0.0031919 | 0.00079996
34 | 0.0024721 | 0.00061956
35 | 0.001125 | 0.00028194
36 | 0.000472 | 0.00011829
37 | 0.00048447 | 0.00012142
38 | 0.0052443 | 0.0013144
39 | 0.00085832 | 0.00021511
40 | 0.0010357 | 0.00025956
41 | 0.0010951 | 0.00027445
42 | 0.0031651 | 0.00079324
43 | 0.00072637 | 0.00018204
44 | 0.00057307 | 0.00014362
45 | 0.00086752 | 0.00021742
46 | 0.0010968 | 0.00027489
47 | 0.0009826 | 0.00024626
48 | 0.0012486 | 0.00031294
49 | 0.0025379 | 0.00063606
50 | 0.00092778 | 0.00023252
51 | 0.0011305 | 0.00028334
52 | 0.0005578 | 0.0001398
53 | 0.0040312 | 0.0010103
54 | 0.00094579 | 0.00023704
55 | 0.0013172 | 0.00033011
56 | 0.00090364 | 0.00022647
57 | 0.00071267 | 0.00017861
58 | 0.0024269 | 0.00060824
59 | 0.0017182 | 0.00043063
60 | 0.0012315 | 0.00030863
61 | 0.0015561 | 0.00038999
62 | 0.0034493 | 0.00086448
63 | 0.0016771 | 0.00042031
64 | 0.0013366 | 0.00033497
65 | 0.0012788 | 0.00032049
66 | 0.00033825 | 8.4775e-05
67 | 0.0011306 | 0.00028336
68 | 0.0028742 | 0.00072035
69 | 0.00044658 | 0.00011192
70 | 0.001219 | 0.00030551
71 | 0.001114 | 0.0002792
72 | 0.0035826 | 0.00089789
73 | 0.0016321 | 0.00040903
74 | 0.0013206 | 0.00033097
75 | 0.0001394 | 3.4937e-05
76 | 0.00017232 | 4.3187e-05
77 | 0.0001934 | 4.847e-05
78 | 0.0017716 | 0.00044401
79 | 0.0015207 | 0.00038112
80 | 0.0017087 | 0.00042825
81 | 0.0013313 | 0.00033366
82 | 0.001573 | 0.00039423
83 | 0.0015911 | 0.00039876
84 | 0.0021937 | 0.00054979
85 | 0.0026673 | 0.00066849
86 | 0.0028779 | 0.00072128
87 | 0.0024014 | 0.00060185
88 | 0.0020547 | 0.00051495
89 | 0.00037187 | 9.3199e-05
90 | 0.00047684 | 0.00011951
91 | 0.003113 | 0.00078019
92 | 0.0020016 | 0.00050164
93 | 0.00042216 | 0.0001058
94 | 0.0015881 | 0.00039803
95 | 0.0033788 | 0.00084682
96 | 0.001666 | 0.00041753
97 | 0.0017704 | 0.00044371
98 | 0.00084047 | 0.00021064
99 | 0.00019065 | 4.7782e-05
100 | 0.00017983 | 4.5069e-05
101 | 0.00023243 | 5.8252e-05
102 | 0.0015268 | 0.00038265
103 | 8.7385e-05 | 2.1901e-05
104 | 0.00019022 | 4.7673e-05

## dtypes
| element | column | dtype
0 | bus | name | object
1 | bus | vn_kv | float64
2 | bus | type | object
3 | bus | zone | object
4 | bus | in_service | bool
5 | load | name | object
6 | load | bus | uint32
7 | load | p_mw | float64
8 | load | q_mvar | float64
9 | load | const_z_percent | float64
10 | load | const_i_percent | float64
11 | load | sn_mva | float64
12 | load | scaling | float64
13 | load | in_service | bool
14 | load | type | object
15 | ext_grid | name | object
16 | ext_grid | bus | uint32
17 | ext_grid | vm_pu | float64
18 | ext_grid | va_degree | float64
19 | ext_grid | slack_weight | float64
20 | ext_grid | in_service | bool
21 | line | name | object
22 | line | std_type | object
23 | line | from_bus | uint32
24 | line | to_bus | uint32
25 | line | length_km | float64
26 | line | r_ohm_per_km | float64
27 | line | x_ohm_per_km | float64
28 | line | c_nf_per_km | float64
29 | line | g_us_per_km | float64
30 | line | max_i_ka | float64
31 | line | df | float64
32 | line | parallel | uint32
33 | line | type | object
34 | line | in_service | bool
35 | trafo | name | object
36 | trafo | std_type | object
37 | trafo | hv_bus | uint32
38 | trafo | lv_bus | uint32
39 | trafo | sn_mva | float64
40 | trafo | vn_hv_kv | float64
41 | trafo | vn_lv_kv | float64
42 | trafo | vk_percent | float64
43 | trafo | vkr_percent | float64
44 | trafo | pfe_kw | float64
45 | trafo | i0_percent | float64
46 | trafo | shift_degree | float64
47 | trafo | tap_side | object
48 | trafo | tap_neutral | int32
49 | trafo | tap_min | int32
50 | trafo | tap_max | int32
51 | trafo | tap_step_percent | float64
52 | trafo | tap_step_degree | float64
53 | trafo | tap_pos | int32
54 | trafo | tap_phase_shifter | bool
55 | trafo | parallel | uint32
56 | trafo | df | float64
57 | trafo | in_service | bool
58 | line_geodata | coords | object
59 | bus_geodata | x | float64
60 | bus_geodata | y | float64
61 | bus_geodata | coords | object
62 | res_bus | vm_pu | float64
63 | res_bus | va_degree | float64
64 | res_bus | p_mw | float64
65 | res_bus | q_mvar | float64
66 | res_line | p_from_mw | float64
67 | res_line | q_from_mvar | float64
68 | res_line | p_to_mw | float64
69 | res_line | q_to_mvar | float64
70 | res_line | pl_mw | float64
71 | res_line | ql_mvar | float64
72 | res_line | i_from_ka | float64
73 | res_line | i_to_ka | float64
74 | res_line | i_ka | float64
75 | res_line | vm_from_pu | float64
76 | res_line | va_from_degree | float64
77 | res_line | vm_to_pu | float64
78 | res_line | va_to_degree | float64
79 | res_line | loading_percent | float64
80 | res_trafo | p_hv_mw | float64
81 | res_trafo | q_hv_mvar | float64
82 | res_trafo | p_lv_mw | float64
83 | res_trafo | q_lv_mvar | float64
84 | res_trafo | pl_mw | float64
85 | res_trafo | ql_mvar | float64
86 | res_trafo | i_hv_ka | float64
87 | res_trafo | i_lv_ka | float64
88 | res_trafo | vm_hv_pu | float64
89 | res_trafo | va_hv_degree | float64
90 | res_trafo | vm_lv_pu | float64
91 | res_trafo | va_lv_degree | float64
92 | res_trafo | loading_percent | float64
93 | res_ext_grid | p_mw | float64
94 | res_ext_grid | q_mvar | float64
95 | res_load | p_mw | float64
96 | res_load | q_mvar | float64

## parameters
| version | format_version | converged | OPF_converged | name | f_hz | sn_mva
0 | 2.14.6 | 2.14.0 | TRUE | FALSE |  | 50 | 1