## bus
| name | vn_kv | type | zone | in_service
0 | bus_LV_1008-10_0_3_node_0 | 0.4 | n |  | TRUE
1 | bus_LV_1008-10_0_3_node_1 | 0.4 | n |  | TRUE
2 | bus_LV_1008-10_0_3_node_2 | 0.4 | n |  | TRUE
3 | bus_LV_1008-10_0_3_node_7 | 0.4 | n |  | TRUE
4 | bus_LV_1008-10_0_3_node_55 | 0.4 | n |  | TRUE
5 | bus_LV_1008-10_0_3_node_53 | 0.4 | n |  | TRUE
6 | bus_LV_1008-10_0_3_node_6 | 0.4 | n |  | TRUE
7 | bus_LV_1008-10_0_3_node_29 | 0.4 | n |  | TRUE
8 | bus_LV_1008-10_0_3_node_3 | 0.4 | n |  | TRUE
9 | bus_LV_1008-10_0_3_node_4 | 0.4 | n |  | TRUE
10 | bus_LV_1008-10_0_3_node_5 | 0.4 | n |  | TRUE
11 | bus_LV_1008-10_0_3_node_128 | 0.4 | n |  | TRUE
12 | bus_LV_1008-10_0_3_node_31 | 0.4 | n |  | TRUE
13 | bus_LV_1008-10_0_3_node_30 | 0.4 | n |  | TRUE
14 | bus_LV_1008-10_0_3_node_28 | 0.4 | n |  | TRUE
15 | bus_LV_1008-10_0_3_node_8 | 0.4 | n |  | TRUE
16 | bus_LV_1008-10_0_3_node_9 | 0.4 | n |  | TRUE
17 | bus_LV_1008-10_0_3_node_35 | 0.4 | n |  | TRUE
18 | bus_LV_1008-10_0_3_node_13 | 0.4 | n |  | TRUE
19 | bus_LV_1008-10_0_3_node_14 | 0.4 | n |  | TRUE
20 | bus_LV_1008-10_0_3_node_34 | 0.4 | n |  | TRUE
21 | bus_LV_1008-10_0_3_node_10 | 0.4 | n |  | TRUE
22 | bus_LV_1008-10_0_3_node_11 | 0.4 | n |  | TRUE
23 | bus_LV_1008-10_0_3_node_12 | 0.4 | n |  | TRUE
24 | bus_LV_1008-10_0_3_node_15 | 0.4 | n |  | TRUE
25 | bus_LV_1008-10_0_3_node_99 | 0.4 | n |  | TRUE
26 | bus_LV_1008-10_0_3_node_100 | 0.4 | n |  | TRUE
27 | bus_LV_1008-10_0_3_node_16 | 0.4 | n |  | TRUE
28 | bus_LV_1008-10_0_3_node_17 | 0.4 | n |  | TRUE
29 | bus_LV_1008-10_0_3_node_18 | 0.4 | n |  | TRUE
30 | bus_LV_1008-10_0_3_node_19 | 0.4 | n |  | TRUE
31 | bus_LV_1008-10_0_3_node_20 | 0.4 | n |  | TRUE
32 | bus_LV_1008-10_0_3_node_59 | 0.4 | n |  | TRUE
33 | bus_LV_1008-10_0_3_node_65 | 0.4 | n |  | TRUE
34 | bus_LV_1008-10_0_3_node_21 | 0.4 | n |  | TRUE
35 | bus_LV_1008-10_0_3_node_23 | 0.4 | n |  | TRUE
36 | bus_LV_1008-10_0_3_node_24 | 0.4 | n |  | TRUE
37 | bus_LV_1008-10_0_3_node_25 | 0.4 | n |  | TRUE
38 | bus_LV_1008-10_0_3_node_26 | 0.4 | n |  | TRUE
39 | bus_LV_1008-10_0_3_node_127 | 0.4 | n |  | TRUE
40 | bus_LV_1008-10_0_3_node_27 | 0.4 | n |  | TRUE
41 | bus_LV_1008-10_0_3_node_126 | 0.4 | n |  | TRUE
42 | bus_LV_1008-10_0_3_node_43 | 0.4 | n |  | TRUE
43 | bus_LV_1008-10_0_3_node_41 | 0.4 | n |  | TRUE
44 | bus_LV_1008-10_0_3_node_32 | 0.4 | n |  | TRUE
45 | bus_LV_1008-10_0_3_node_33 | 0.4 | n |  | TRUE
46 | bus_LV_1008-10_0_3_node_36 | 0.4 | n |  | TRUE
47 | bus_LV_1008-10_0_3_node_37 | 0.4 | n |  | TRUE
48 | bus_LV_1008-10_0_3_node_38 | 0.4 | n |  | TRUE
49 | bus_LV_1008-10_0_3_node_40 | 0.4 | n |  | TRUE
50 | bus_LV_1008-10_0_3_node_39 | 0.4 | n |  | TRUE
51 | bus_LV_1008-10_0_3_node_42 | 0.4 | n |  | TRUE
52 | bus_LV_1008-10_0_3_node_44 | 0.4 | n |  | TRUE
53 | bus_LV_1008-10_0_3_node_45 | 0.4 | n |  | TRUE
54 | bus_LV_1008-10_0_3_node_46 | 0.4 | n |  | TRUE
55 | bus_LV_1008-10_0_3_node_47 | 0.4 | n |  | TRUE
56 | bus_LV_1008-10_0_3_node_48 | 0.4 | n |  | TRUE
57 | bus_LV_1008-10_0_3_node_50 | 0.4 | n |  | TRUE
58 | bus_LV_1008-10_0_3_node_117 | 0.4 | n |  | TRUE
59 | bus_LV_1008-10_0_3_node_118 | 0.4 | n |  | TRUE
60 | bus_LV_1008-10_0_3_node_51 | 0.4 | n |  | TRUE
61 | bus_LV_1008-10_0_3_node_114 | 0.4 | n |  | TRUE
62 | bus_LV_1008-10_0_3_node_49 | 0.4 | n |  | TRUE
63 | bus_LV_1008-10_0_3_node_110 | 0.4 | n |  | TRUE
64 | bus_LV_1008-10_0_3_node_112 | 0.4 | n |  | TRUE
65 | bus_LV_1008-10_0_3_node_109 | 0.4 | n |  | TRUE
66 | bus_LV_1008-10_0_3_node_115 | 0.4 | n |  | TRUE
67 | bus_LV_1008-10_0_3_node_52 | 0.4 | n |  | TRUE
68 | bus_LV_1008-10_0_3_node_54 | 0.4 | n |  | TRUE
69 | bus_LV_1008-10_0_3_node_56 | 0.4 | n |  | TRUE
70 | bus_LV_1008-10_0_3_node_57 | 0.4 | n |  | TRUE
71 | bus_LV_1008-10_0_3_node_58 | 0.4 | n |  | TRUE
72 | bus_LV_1008-10_0_3_node_60 | 0.4 | n |  | TRUE
73 | bus_LV_1008-10_0_3_node_61 | 0.4 | n |  | TRUE
74 | bus_LV_1008-10_0_3_node_67 | 0.4 | n |  | TRUE
75 | bus_LV_1008-10_0_3_node_62 | 0.4 | n |  | TRUE
76 | bus_LV_1008-10_0_3_node_63 | 0.4 | n |  | TRUE
77 | bus_LV_1008-10_0_3_node_64 | 0.4 | n |  | TRUE
78 | bus_LV_1008-10_0_3_node_66 | 0.4 | n |  | TRUE
79 | bus_LV_1008-10_0_3_node_69 | 0.4 | n |  | TRUE
80 | bus_LV_1008-10_0_3_node_70 | 0.4 | n |  | TRUE
81 | bus_LV_1008-10_0_3_node_68 | 0.4 | n |  | TRUE
82 | bus_LV_1008-10_0_3_node_125 | 0.4 | n |  | TRUE
83 | bus_LV_1008-10_0_3_node_124 | 0.4 | n |  | TRUE
84 | bus_LV_1008-10_0_3_node_77 | 0.4 | n |  | TRUE
85 | bus_LV_1008-10_0_3_node_95 | 0.4 | n |  | TRUE
86 | bus_LV_1008-10_0_3_node_96 | 0.4 | n |  | TRUE
87 | bus_LV_1008-10_0_3_node_123 | 0.4 | n |  | TRUE
88 | bus_LV_1008-10_0_3_node_78 | 0.4 | n |  | TRUE
89 | bus_LV_1008-10_0_3_node_71 | 0.4 | n |  | TRUE
90 | bus_LV_1008-10_0_3_node_72 | 0.4 | n |  | TRUE
91 | bus_LV_1008-10_0_3_node_73 | 0.4 | n |  | TRUE
92 | bus_LV_1008-10_0_3_node_74 | 0.4 | n |  | TRUE
93 | bus_LV_1008-10_0_3_node_75 | 0.4 | n |  | TRUE
94 | bus_LV_1008-10_0_3_node_76 | 0.4 | n |  | TRUE
95 | bus_LV_1008-10_0_3_node_90 | 0.4 | n |  | TRUE
96 | bus_LV_1008-10_0_3_node_103 | 0.4 | n |  | TRUE
97 | bus_LV_1008-10_0_3_node_116 | 0.4 | n |  | TRUE
98 | bus_LV_1008-10_0_3_node_89 | 0.4 | n |  | TRUE
99 | bus_LV_1008-10_0_3_node_104 | 0.4 | n |  | TRUE
100 | bus_LV_1008-10_0_3_node_113 | 0.4 | n |  | TRUE
101 | bus_LV_1008-10_0_3_node_79 | 0.4 | n |  | TRUE
102 | bus_LV_1008-10_0_3_node_91 | 0.4 | n |  | TRUE
103 | bus_LV_1008-10_0_3_node_92 | 0.4 | n |  | TRUE
104 | bus_LV_1008-10_0_3_node_80 | 0.4 | n |  | TRUE
105 | bus_LV_1008-10_0_3_node_81 | 0.4 | n |  | TRUE
106 | bus_LV_1008-10_0_3_node_82 | 0.4 | n |  | TRUE
107 | bus_LV_1008-10_0_3_node_83 | 0.4 | n |  | TRUE
108 | bus_LV_1008-10_0_3_node_84 | 0.4 | n |  | TRUE
109 | bus_LV_1008-10_0_3_node_85 | 0.4 | n |  | TRUE
110 | bus_LV_1008-10_0_3_node_122 | 0.4 | n |  | TRUE
111 | bus_LV_1008-10_0_3_node_86 | 0.4 | n |  | TRUE
112 | bus_LV_1008-10_0_3_node_87 | 0.4 | n |  | TRUE
113 | bus_LV_1008-10_0_3_node_88 | 0.4 | n |  | TRUE
114 | bus_LV_1008-10_0_3_node_93 | 0.4 | n |  | TRUE
115 | bus_LV_1008-10_0_3_node_94 | 0.4 | n |  | TRUE
116 | bus_LV_1008-10_0_3_node_97 | 0.4 | n |  | TRUE
117 | bus_LV_1008-10_0_3_node_98 | 0.4 | n |  | TRUE
118 | bus_LV_1008-10_0_3_node_102 | 0.4 | n |  | TRUE
119 | bus_LV_1008-10_0_3_node_101 | 0.4 | n |  | TRUE
120 | bus_LV_1008-10_0_3_node_105 | 0.4 | n |  | TRUE
121 | bus_LV_1008-10_0_3_node_106 | 0.4 | n |  | TRUE
122 | bus_LV_1008-10_0_3_node_107 | 0.4 | n |  | TRUE
123 | bus_LV_1008-10_0_3_node_108 | 0.4 | n |  | TRUE
124 | bus_LV_1008-10_0_3_node_111 | 0.4 | n |  | TRUE
125 | bus_LV_1008-10_0_3_node_119 | 0.4 | n |  | TRUE
126 | bus_LV_1008-10_0_3_node_120 | 0.4 | n |  | TRUE
127 | bus_LV_1008-10_0_3_node_121 | 0.4 | n |  | TRUE
128 | bus_MV_125_0_node_45 | 20 | n |  | TRUE

## load
| name | bus | p_mw | q_mvar | const_z_percent | const_i_percent | sn_mva | scaling | in_service | type
0 | LV_1008-10_0_3_load_0 | 0 | 0.00072952 | 0.00018283 | 0 | 0 |  | 1 | TRUE | wye
1 | LV_1008-10_0_3_load_1 | 1 | 0.0015061 | 0.00037747 | 0 | 0 |  | 1 | TRUE | wye
2 | LV_1008-10_0_3_load_2 | 2 | 0.002651 | 0.00066441 | 0 | 0 |  | 1 | TRUE | wye
3 | LV_1008-10_0_3_load_7 | 3 | 0.00082691 | 0.00020724 | 0 | 0 |  | 1 | TRUE | wye
4 | LV_1008-10_0_3_load_55 | 4 | 0.00089113 | 0.00022334 | 0 | 0 |  | 1 | TRUE | wye
5 | LV_1008-10_0_3_load_53 | 5 | 0.00084633 | 0.00021211 | 0 | 0 |  | 1 | TRUE | wye
6 | LV_1008-10_0_3_load_29 | 7 | 0.00059989 | 0.00015035 | 0 | 0 |  | 1 | TRUE | wye
7 | LV_1008-10_0_3_load_3 | 8 | 0.00042063 | 0.00010542 | 0 | 0 |  | 1 | TRUE | wye
8 | LV_1008-10_0_3_load_4 | 9 | 0.00025402 | 6.3664e-05 | 0 | 0 |  | 1 | TRUE | wye
9 | LV_1008-10_0_3_load_5 | 10 | 0.00057558 | 0.00014425 | 0 | 0 |  | 1 | TRUE | wye
10 | LV_1008-10_0_3_load_128 | 11 | 0.00026408 | 6.6185e-05 | 0 | 0 |  | 1 | TRUE | wye
11 | LV_1008-10_0_3_load_30 | 13 | 0.00065523 | 0.00016422 | 0 | 0 |  | 1 | TRUE | wye
12 | LV_1008-10_0_3_load_28 | 14 | 0.00060226 | 0.00015094 | 0 | 0 |  | 1 | TRUE | wye
13 | LV_1008-10_0_3_load_8 | 15 | 0.001139 | 0.00028547 | 0 | 0 |  | 1 | TRUE | wye
14 | LV_1008-10_0_3_load_9 | 16 | 0.00095322 | 0.0002389 | 0 | 0 |  | 1 | TRUE | wye
15 | LV_1008-10_0_3_load_35 | 17 | 0.00036753 | 9.2112e-05 | 0 | 0 |  | 1 | TRUE | wye
16 | LV_1008-10_0_3_load_13 | 18 | 0.00037179 | 9.318e-05 | 0 | 0 |  | 1 | TRUE | wye
17 | LV_1008-10_0_3_load_14 | 19 | 0.0012946 | 0.00032445 | 0 | 0 |  | 1 | TRUE | wye
18 | LV_1008-10_0_3_load_10 | 21 | 0.006091 | 0.0015265 | 0 | 0 |  | 1 | TRUE | wye
19 | LV_1008-10_0_3_load_12 | 23 | 0.0009933 | 0.00024894 | 0 | 0 |  | 1 | TRUE | wye
20 | LV_1008-10_0_3_load_15 | 24 | 0.0012696 | 0.00031819 | 0 | 0 |  | 1 | TRUE | wye
21 | LV_1008-10_0_3_load_99 | 25 | 0.0016141 | 0.00040453 | 0 | 0 |  | 1 | TRUE | wye
22 | LV_1008-10_0_3_load_100 | 26 | 0.00049257 | 0.00012345 | 0 | 0 |  | 1 | TRUE | wye
23 | LV_1008-10_0_3_load_16 | 27 | 0.0010977 | 0.00027512 | 0 | 0 |  | 1 | TRUE | wye
24 | LV_1008-10_0_3_load_17 | 28 | 0.0006716 | 0.00016832 | 0 | 0 |  | 1 | TRUE | wye
25 | LV_1008-10_0_3_load_18 | 29 | 0.002158 | 0.00054084 | 0 | 0 |  | 1 | TRUE | wye
26 | LV_1008-10_0_3_load_19 | 30 | 0.00099459 | 0.00024927 | 0 | 0 |  | 1 | TRUE | wye
27 | LV_1008-10_0_3_load_20 | 31 | 0.0013242 | 0.00033186 | 0 | 0 |  | 1 | TRUE | wye
28 | LV_1008-10_0_3_load_59 | 32 | 0.00043448 | 0.00010889 | 0 | 0 |  | 1 | TRUE | wye
29 | LV_1008-10_0_3_load_65 | 33 | 0.00079615 | 0.00019953 | 0 | 0 |  | 1 | TRUE | wye
30 | LV_1008-10_0_3_load_21 | 34 | 0.00060309 | 0.00015115 | 0 | 0 |  | 1 | TRUE | wye
31 | LV_1008-10_0_3_load_23 | 35 | 0.0024843 | 0.00062261 | 0 | 0 |  | 1 | TRUE | wye
32 | LV_1008-10_0_3_load_24 | 36 | 0.0017521 | 0.00043912 | 0 | 0 |  | 1 | TRUE | wye
33 | LV_1008-10_0_3_load_25 | 37 | 0.00095303 | 0.00023885 | 0 | 0 |  | 1 | TRUE | wye
34 | LV_1008-10_0_3_load_26 | 38 | 0.00060958 | 0.00015277 | 0 | 0 |  | 1 | TRUE | wye
35 | LV_1008-10_0_3_load_127 | 39 | 0.0010355 | 0.00025952 | 0 | 0 |  | 1 | TRUE | wye
36 | LV_1008-10_0_3_load_27 | 40 | 0.0020509 | 0.000514 | 0 | 0 |  | 1 | TRUE | wye
37 | LV_1008-10_0_3_load_126 | 41 | 0.0012075 | 0.00030264 | 0 | 0 |  | 1 | TRUE | wye
38 | LV_1008-10_0_3_load_43 | 42 | 0.00050425 | 0.00012638 | 0 | 0 |  | 1 | TRUE | wye
39 | LV_1008-10_0_3_load_41 | 43 | 0.0002327 | 5.8321e-05 | 0 | 0 |  | 1 | TRUE | wye
40 | LV_1008-10_0_3_load_32 | 44 | 0.0021894 | 0.0005487 | 0 | 0 |  | 1 | TRUE | wye
41 | LV_1008-10_0_3_load_33 | 45 | 0.0014261 | 0.00035741 | 0 | 0 |  | 1 | TRUE | wye
42 | LV_1008-10_0_3_load_36 | 46 | 0.00031104 | 7.7953e-05 | 0 | 0 |  | 1 | TRUE | wye
43 | LV_1008-10_0_3_load_37 | 47 | 0.00041898 | 0.00010501 | 0 | 0 |  | 1 | TRUE | wye
44 | LV_1008-10_0_3_load_38 | 48 | 0.00030784 | 7.7153e-05 | 0 | 0 |  | 1 | TRUE | wye
45 | LV_1008-10_0_3_load_39 | 50 | 0.0011054 | 0.00027704 | 0 | 0 |  | 1 | TRUE | wye
46 | LV_1008-10_0_3_load_44 | 52 | 0.0016457 | 0.00041245 | 0 | 0 |  | 1 | TRUE | wye
47 | LV_1008-10_0_3_load_45 | 53 | 0.0024408 | 0.00061172 | 0 | 0 |  | 1 | TRUE | wye
48 | LV_1008-10_0_3_load_46 | 54 | 0.0037951 | 0.00095113 | 0 | 0 |  | 1 | TRUE | wye
49 | LV_1008-10_0_3_load_47 | 55 | 0.0070507 | 0.0017671 | 0 | 0 |  | 1 | TRUE | wye
50 | LV_1008-10_0_3_load_48 | 56 | 0.0059183 | 0.0014833 | 0 | 0 |  | 1 | TRUE | wye
51 | LV_1008-10_0_3_load_50 | 57 | 0.002828 | 0.00070877 | 0 | 0 |  | 1 | TRUE | wye
52 | LV_1008-10_0_3_load_117 | 58 | 0.0010307 | 0.00025832 | 0 | 0 |  | 1 | TRUE | wye
53 | LV_1008-10_0_3_load_118 | 59 | 0.0013698 | 0.00034331 | 0 | 0 |  | 1 | TRUE | wye
54 | LV_1008-10_0_3_load_51 | 60 | 0.00095792 | 0.00024008 | 0 | 0 |  | 1 | TRUE | wye
55 | LV_1008-10_0_3_load_114 | 61 | 0.0013599 | 0.00034081 | 0 | 0 |  | 1 | TRUE | wye
56 | LV_1008-10_0_3_load_49 | 62 | 0.001068 | 0.00026766 | 0 | 0 |  | 1 | TRUE | wye
57 | LV_1008-10_0_3_load_110 | 63 | 0.0010238 | 0.0002566 | 0 | 0 |  | 1 | TRUE | wye
58 | LV_1008-10_0_3_load_112 | 64 | 0.0014893 | 0.00037327 | 0 | 0 |  | 1 | TRUE | wye
59 | LV_1008-10_0_3_load_109 | 65 | 0.0011417 | 0.00028613 | 0 | 0 |  | 1 | TRUE | wye
60 | LV_1008-10_0_3_load_115 | 66 | 0.0041682 | 0.0010447 | 0 | 0 |  | 1 | TRUE | wye
61 | LV_1008-10_0_3_load_52 | 67 | 0.00063151 | 0.00015827 | 0 | 0 |  | 1 | TRUE | wye
62 | LV_1008-10_0_3_load_54 | 68 | 0.00059811 | 0.0001499 | 0 | 0 |  | 1 | TRUE | wye
63 | LV_1008-10_0_3_load_56 | 69 | 0.00086265 | 0.0002162 | 0 | 0 |  | 1 | TRUE | wye
64 | LV_1008-10_0_3_load_57 | 70 | 0.00059178 | 0.00014831 | 0 | 0 |  | 1 | TRUE | wye
65 | LV_1008-10_0_3_load_58 | 71 | 0.00060256 | 0.00015102 | 0 | 0 |  | 1 | TRUE | wye
66 | LV_1008-10_0_3_load_60 | 72 | 0.00059969 | 0.0001503 | 0 | 0 |  | 1 | TRUE | wye
67 | LV_1008-10_0_3_load_61 | 73 | 0.00054389 | 0.00013631 | 0 | 0 |  | 1 | TRUE | wye
68 | LV_1008-10_0_3_load_67 | 74 | 0.00046336 | 0.00011613 | 0 | 0 |  | 1 | TRUE | wye
69 | LV_1008-10_0_3_load_62 | 75 | 0.00061131 | 0.00015321 | 0 | 0 |  | 1 | TRUE | wye
70 | LV_1008-10_0_3_load_63 | 76 | 0.00055716 | 0.00013964 | 0 | 0 |  | 1 | TRUE | wye
71 | LV_1008-10_0_3_load_64 | 77 | 0.00049146 | 0.00012317 | 0 | 0 |  | 1 | TRUE | wye
72 | LV_1008-10_0_3_load_70 | 80 | 0.00044147 | 0.00011064 | 0 | 0 |  | 1 | TRUE | wye
73 | LV_1008-10_0_3_load_68 | 81 | 0.00044529 | 0.0001116 | 0 | 0 |  | 1 | TRUE | wye
74 | LV_1008-10_0_3_load_125 | 82 | 0.0021727 | 0.00054453 | 0 | 0 |  | 1 | TRUE | wye
75 | LV_1008-10_0_3_load_124 | 83 | 0.0019443 | 0.00048729 | 0 | 0 |  | 1 | TRUE | wye
76 | LV_1008-10_0_3_load_77 | 84 | 0.0020883 | 0.00052338 | 0 | 0 |  | 1 | TRUE | wye
77 | LV_1008-10_0_3_load_95 | 85 | 0.0024521 | 0.00061455 | 0 | 0 |  | 1 | TRUE | wye
78 | LV_1008-10_0_3_load_96 | 86 | 0.001701 | 0.00042631 | 0 | 0 |  | 1 | TRUE | wye
79 | LV_1008-10_0_3_load_123 | 87 | 0.0013267 | 0.0003325 | 0 | 0 |  | 1 | TRUE | wye
80 | LV_1008-10_0_3_load_78 | 88 | 0.0017143 | 0.00042965 | 0 | 0 |  | 1 | TRUE | wye
81 | LV_1008-10_0_3_load_71 | 89 | 0.0017805 | 0.00044624 | 0 | 0 |  | 1 | TRUE | wye
82 | LV_1008-10_0_3_load_72 | 90 | 0.0010402 | 0.0002607 | 0 | 0 |  | 1 | TRUE | wye
83 | LV_1008-10_0_3_load_74 | 92 | 0.00094661 | 0.00023724 | 0 | 0 |  | 1 | TRUE | wye
84 | LV_1008-10_0_3_load_75 | 93 | 0.00047778 | 0.00011974 | 0 | 0 |  | 1 | TRUE | wye
85 | LV_1008-10_0_3_load_76 | 94 | 0.0010717 | 0.00026858 | 0 | 0 |  | 1 | TRUE | wye
86 | LV_1008-10_0_3_load_90 | 95 | 0.0019021 | 0.0004767 | 0 | 0 |  | 1 | TRUE | wye
87 | LV_1008-10_0_3_load_103 | 96 | 0.0011149 | 0.00027943 | 0 | 0 |  | 1 | TRUE | wye
88 | LV_1008-10_0_3_load_116 | 97 | 0.00090395 | 0.00022655 | 0 | 0 |  | 1 | TRUE | wye
89 | LV_1008-10_0_3_load_89 | 98 | 0.0011831 | 0.00029652 | 0 | 0 |  | 1 | TRUE | wye
90 | LV_1008-10_0_3_load_104 | 99 | 0.00035934 | 9.0058e-05 | 0 | 0 |  | 1 | TRUE | wye
91 | LV_1008-10_0_3_load_113 | 100 | 0.0010914 | 0.00027353 | 0 | 0 |  | 1 | TRUE | wye
92 | LV_1008-10_0_3_load_79 | 101 | 0.0018435 | 0.00046201 | 0 | 0 |  | 1 | TRUE | wye
93 | LV_1008-10_0_3_load_91 | 102 | 0.0021127 | 0.00052949 | 0 | 0 |  | 1 | TRUE | wye
94 | LV_1008-10_0_3_load_92 | 103 | 0.0014145 | 0.00035452 | 0 | 0 |  | 1 | TRUE | wye
95 | LV_1008-10_0_3_load_80 | 104 | 0.0020446 | 0.00051243 | 0 | 0 |  | 1 | TRUE | wye
96 | LV_1008-10_0_3_load_81 | 105 | 0.0012709 | 0.00031853 | 0 | 0 |  | 1 | TRUE | wye
97 | LV_1008-10_0_3_load_82 | 106 | 0.0013915 | 0.00034874 | 0 | 0 |  | 1 | TRUE | wye
98 | LV_1008-10_0_3_load_83 | 107 | 0.0012456 | 0.00031217 | 0 | 0 |  | 1 | TRUE | wye
99 | LV_1008-10_0_3_load_84 | 108 | 0.0012326 | 0.00030892 | 0 | 0 |  | 1 | TRUE | wye
100 | LV_1008-10_0_3_load_85 | 109 | 0.0016199 | 0.000406 | 0 | 0 |  | 1 | TRUE | wye
101 | LV_1008-10_0_3_load_122 | 110 | 0.0015716 | 0.00039387 | 0 | 0 |  | 1 | TRUE | wye
102 | LV_1008-10_0_3_load_86 | 111 | 0.001578 | 0.00039548 | 0 | 0 |  | 1 | TRUE | wye
103 | LV_1008-10_0_3_load_87 | 112 | 0.0012259 | 0.00030724 | 0 | 0 |  | 1 | TRUE | wye
104 | LV_1008-10_0_3_load_88 | 113 | 0.001567 | 0.00039273 | 0 | 0 |  | 1 | TRUE | wye
105 | LV_1008-10_0_3_load_93 | 114 | 0.0016024 | 0.00040161 | 0 | 0 |  | 1 | TRUE | wye
106 | LV_1008-10_0_3_load_94 | 115 | 0.0031411 | 0.00078722 | 0 | 0 |  | 1 | TRUE | wye
107 | LV_1008-10_0_3_load_98 | 117 | 0.00066457 | 0.00016656 | 0 | 0 |  | 1 | TRUE | wye
108 | LV_1008-10_0_3_load_102 | 118 | 0.0003344 | 8.3809e-05 | 0 | 0 |  | 1 | TRUE | wye
109 | LV_1008-10_0_3_load_101 | 119 | 0.00037567 | 9.4153e-05 | 0 | 0 |  | 1 | TRUE | wye
110 | LV_1008-10_0_3_load_105 | 120 | 0.0010692 | 0.00026797 | 0 | 0 |  | 1 | TRUE | wye
111 | LV_1008-10_0_3_load_106 | 121 | 0.0013167 | 0.00032999 | 0 | 0 |  | 1 | TRUE | wye
112 | LV_1008-10_0_3_load_107 | 122 | 0.001096 | 0.00027467 | 0 | 0 |  | 1 | TRUE | wye
113 | LV_1008-10_0_3_load_108 | 123 | 0.0023714 | 0.00059432 | 0 | 0 |  | 1 | TRUE | wye
114 | LV_1008-10_0_3_load_111 | 124 | 0.0011016 | 0.00027609 | 0 | 0 |  | 1 | TRUE | wye
115 | LV_1008-10_0_3_load_119 | 125 | 0.0013632 | 0.00034164 | 0 | 0 |  | 1 | TRUE | wye
116 | LV_1008-10_0_3_load_120 | 126 | 0.0013919 | 0.00034885 | 0 | 0 |  | 1 | TRUE | wye
117 | LV_1008-10_0_3_load_121 | 127 | 0.0015458 | 0.0003874 | 0 | 0 |  | 1 | TRUE | wye

## ext_grid
| name | bus | vm_pu | va_degree | slack_weight | in_service
0 |  | 112 | 1 | 0 | 1 | TRUE

## line
| name | std_type | from_bus | to_bus | length_km | r_ohm_per_km | x_ohm_per_km | c_nf_per_km | g_us_per_km | max_i_ka | df | parallel | type | in_service
0 | LV_1008-10_0_3_line_0 | NAYY 4x150 SE | 0 | 1 | 0.016336 | 0.208 | 0.08 | 261 | 0 | 0.27 | 1 | 1 | cs | TRUE
1 | LV_1008-10_0_3_line_1 | NAYY 4x150 SE | 0 | 2 | 0.014268 | 0.208 | 0.08 | 261 | 0 | 0.27 | 1 | 1 | cs | TRUE
2 | LV_1008-10_0_3_line_2 | NAYY 4x150 SE | 1 | 3 | 0.10508 | 0.208 | 0.08 | 261 | 0 | 0.27 | 1 | 1 | cs | TRUE
3 | LV_1008-10_0_3_line_3 | NAYY 4x150 SE | 2 | 4 | 0.086205 | 0.208 | 0.08 | 261 | 0 | 0.27 | 1 | 1 | cs | TRUE
4 | LV_1008-10_0_3_line_4 | NAYY 4x150 SE | 3 | 6 | 0.010155 | 0.208 | 0.08 | 261 | 0 | 0.27 | 1 | 1 | cs | TRUE
5 | LV_1008-10_0_3_line_5 | NAYY 4x150 SE | 4 | 5 | 0.00041597 | 0.208 | 0.08 | 261 | 0 | 0.27 | 1 | 1 | cs | TRUE
6 | LV_1008-10_0_3_line_6 | NAYY 4x150 SE | 5 | 67 | 0.00036507 | 0.208 | 0.08 | 261 | 0 | 0.27 | 1 | 1 | cs | TRUE
7 | LV_1008-10_0_3_line_7 | NAYY 4x150 SE | 6 | 7 | 0.16896 | 0.208 | 0.08 | 261 | 0 | 0.27 | 1 | 1 | cs | TRUE
8 | LV_1008-10_0_3_line_8 | NAYY 4x150 SE | 7 | 13 | 0.13272 | 0.208 | 0.08 | 261 | 0 | 0.27 | 1 | 1 | cs | TRUE
9 | LV_1008-10_0_3_line_9 | NAYY 4x150 SE | 7 | 14 | 0.031547 | 0.208 | 0.08 | 261 | 0 | 0.27 | 1 | 1 | cs | TRUE
10 | LV_1008-10_0_3_line_10 | NAYY 4x150 SE | 8 | 9 | 0.013288 | 0.208 | 0.08 | 261 | 0 | 0.27 | 1 | 1 | cs | TRUE
11 | LV_1008-10_0_3_line_11 | NAYY 4x150 SE | 9 | 10 | 0.032669 | 0.208 | 0.08 | 261 | 0 | 0.27 | 1 | 1 | cs | TRUE
12 | LV_1008-10_0_3_line_12 | NAYY 4x150 SE | 10 | 11 | 0.20333 | 0.208 | 0.08 | 261 | 0 | 0.27 | 1 | 1 | cs | TRUE
13 | LV_1008-10_0_3_line_13 | NAYY 4x150 SE | 11 | 12 | 0.10007 | 0.208 | 0.08 | 261 | 0 | 0.27 | 1 | 1 | cs | TRUE
14 | LV_1008-10_0_3_line_14 | NAYY 4x150 SE | 12 | 13 | 0.040222 | 0.208 | 0.08 | 261 | 0 | 0.27 | 1 | 1 | cs | TRUE
15 | LV_1008-10_0_3_line_15 | NAYY 4x150 SE | 14 | 42 | 0.087692 | 0.208 | 0.08 | 261 | 0 | 0.27 | 1 | 1 | cs | TRUE
16 | LV_1008-10_0_3_line_16 | NAYY 4x150 SE | 15 | 16 | 0.13483 | 0.208 | 0.08 | 261 | 0 | 0.27 | 1 | 1 | cs | TRUE
17 | LV_1008-10_0_3_line_17 | NAYY 4x150 SE | 16 | 17 | 0.081168 | 0.208 | 0.08 | 261 | 0 | 0.27 | 1 | 1 | cs | TRUE
18 | LV_1008-10_0_3_line_18 | NAYY 4x150 SE | 17 | 20 | 0.013756 | 0.208 | 0.08 | 261 | 0 | 0.27 | 1 | 1 | cs | TRUE
19 | LV_1008-10_0_3_line_19 | NAYY 4x150 SE | 18 | 19 | 0.10747 | 0.208 | 0.08 | 261 | 0 | 0.27 | 1 | 1 | cs | TRUE
20 | LV_1008-10_0_3_line_20 | NAYY 4x150 SE | 18 | 20 | 0.21772 | 0.208 | 0.08 | 261 | 0 | 0.27 | 1 | 1 | cs | TRUE
21 | LV_1008-10_0_3_line_21 | NAYY 4x150 SE | 19 | 24 | 0.023471 | 0.208 | 0.08 | 261 | 0 | 0.27 | 1 | 1 | cs | TRUE
22 | LV_1008-10_0_3_line_22 | NAYY 4x150 SE | 20 | 22 | 0.06777 | 0.208 | 0.08 | 261 | 0 | 0.27 | 1 | 1 | cs | TRUE
23 | LV_1008-10_0_3_line_23 | NAYY 4x150 SE | 21 | 22 | 0.0054556 | 0.208 | 0.08 | 261 | 0 | 0.27 | 1 | 1 | cs | TRUE
24 | LV_1008-10_0_3_line_24 | NAYY 4x150 SE | 22 | 23 | 0.019667 | 0.208 | 0.08 | 261 | 0 | 0.27 | 1 | 1 | cs | TRUE
25 | LV_1008-10_0_3_line_25 | NAYY 4x150 SE | 24 | 25 | 0.02495 | 0.208 | 0.08 | 261 | 0 | 0.27 | 1 | 1 | cs | TRUE
26 | LV_1008-10_0_3_line_26 | NAYY 4x150 SE | 25 | 26 | 0.021186 | 0.208 | 0.08 | 261 | 0 | 0.27 | 1 | 1 | cs | TRUE
27 | LV_1008-10_0_3_line_27 | NAYY 4x150 SE | 26 | 119 | 0.019082 | 0.208 | 0.08 | 261 | 0 | 0.27 | 1 | 1 | cs | TRUE
28 | LV_1008-10_0_3_line_28 | NAYY 4x150 SE | 27 | 28 | 0.015817 | 0.208 | 0.08 | 261 | 0 | 0.27 | 1 | 1 | cs | TRUE
29 | LV_1008-10_0_3_line_29 | NAYY 4x150 SE | 27 | 29 | 0.0041558 | 0.208 | 0.08 | 261 | 0 | 0.27 | 1 | 1 | cs | TRUE
30 | LV_1008-10_0_3_line_30 | NAYY 4x150 SE | 28 | 30 | 0.0028255 | 0.208 | 0.08 | 261 | 0 | 0.27 | 1 | 1 | cs | TRUE
31 | LV_1008-10_0_3_line_31 | NAYY 4x150 SE | 30 | 31 | 0.012396 | 0.208 | 0.08 | 261 | 0 | 0.27 | 1 | 1 | cs | TRUE
32 | LV_1008-10_0_3_line_32 | NAYY 4x150 SE | 31 | 32 | 0.021327 | 0.208 | 0.08 | 261 | 0 | 0.27 | 1 | 1 | cs | TRUE
33 | LV_1008-10_0_3_line_33 | NAYY 4x150 SE | 32 | 33 | 0.028554 | 0.208 | 0.08 | 261 | 0 | 0.27 | 1 | 1 | cs | TRUE
34 | LV_1008-10_0_3_line_34 | NAYY 4x150 SE | 33 | 74 | 0.022947 | 0.208 | 0.08 | 261 | 0 | 0.27 | 1 | 1 | cs | TRUE
35 | LV_1008-10_0_3_line_35 | NAYY 4x150 SE | 34 | 35 | 0.01054 | 0.208 | 0.08 | 261 | 0 | 0.27 | 1 | 1 | cs | TRUE
36 | LV_1008-10_0_3_line_36 | NAYY 4x150 SE | 35 | 36 | 0.027247 | 0.208 | 0.08 | 261 | 0 | 0.27 | 1 | 1 | cs | TRUE
37 | LV_1008-10_0_3_line_37 | NAYY 4x150 SE | 35 | 37 | 0.023366 | 0.208 | 0.08 | 261 | 0 | 0.27 | 1 | 1 | cs | TRUE
38 | LV_1008-10_0_3_line_38 | NAYY 4x150 SE | 36 | 38 | 0.059327 | 0.208 | 0.08 | 261 | 0 | 0.27 | 1 | 1 | cs | TRUE
39 | LV_1008-10_0_3_line_39 | NAYY 4x150 SE | 37 | 39 | 0.022502 | 0.208 | 0.08 | 261 | 0 | 0.27 | 1 | 1 | cs | TRUE
40 | LV_1008-10_0_3_line_40 | NAYY 4x150 SE | 38 | 40 | 0.032813 | 0.208 | 0.08 | 261 | 0 | 0.27 | 1 | 1 | cs | TRUE
41 | LV_1008-10_0_3_line_41 | NAYY 4x150 SE | 39 | 41 | 0.016104 | 0.208 | 0.08 | 261 | 0 | 0.27 | 1 | 1 | cs | TRUE
42 | LV_1008-10_0_3_line_42 | NAYY 4x150 SE | 41 | 127 | 0.010617 | 0.208 | 0.08 | 261 | 0 | 0.27 | 1 | 1 | cs | TRUE
43 | LV_1008-10_0_3_line_43 | NAYY 4x150 SE | 42 | 43 | 0.13092 | 0.208 | 0.08 | 261 | 0 | 0.27 | 1 | 1 | cs | TRUE
44 | LV_1008-10_0_3_line_44 | NAYY 4x150 SE | 43 | 51 | 0.0085058 | 0.208 | 0.08 | 261 | 0 | 0.27 | 1 | 1 | cs | TRUE
45 | LV_1008-10_0_3_line_45 | NAYY 4x150 SE | 44 | 45 | 0.021703 | 0.208 | 0.08 | 261 | 0 | 0.27 | 1 | 1 | cs | TRUE
46 | LV_1008-10_0_3_line_46 | NAYY 4x150 SE | 45 | 46 | 0.098783 | 0.208 | 0.08 | 261 | 0 | 0.27 | 1 | 1 | cs | TRUE
47 | LV_1008-10_0_3_line_47 | NAYY 4x150 SE | 46 | 47 | 0.03428 | 0.208 | 0.08 | 261 | 0 | 0.27 | 1 | 1 | cs | TRUE
48 | LV_1008-10_0_3_line_48 | NAYY 4x150 SE | 46 | 48 | 0.060061 | 0.208 | 0.08 | 261 | 0 | 0.27 | 1 | 1 | cs | TRUE
49 | LV_1008-10_0_3_line_49 | NAYY 4x150 SE | 47 | 49 | 0.032249 | 0.208 | 0.08 | 261 | 0 | 0.27 | 1 | 1 | cs | TRUE
50 | LV_1008-10_0_3_line_50 | NAYY 4x150 SE | 48 | 50 | 0.026764 | 0.208 | 0.08 | 261 | 0 | 0.27 | 1 | 1 | cs | TRUE
51 | LV_1008-10_0_3_line_51 | NAYY 4x150 SE | 49 | 51 | 0.13156 | 0.208 | 0.08 | 261 | 0 | 0.27 | 1 | 1 | cs | TRUE
52 | LV_1008-10_0_3_line_52 | NAYY 4x150 SE | 51 | 52 | 0.008603 | 0.208 | 0.08 | 261 | 0 | 0.27 | 1 | 1 | cs | TRUE
53 | LV_1008-10_0_3_line_53 | NAYY 4x150 SE | 53 | 54 | 0.00055829 | 0.208 | 0.08 | 261 | 0 | 0.27 | 1 | 1 | cs | TRUE
54 | LV_1008-10_0_3_line_54 | NAYY 4x150 SE | 54 | 55 | 0.021548 | 0.208 | 0.08 | 261 | 0 | 0.27 | 1 | 1 | cs | TRUE
55 | LV_1008-10_0_3_line_55 | NAYY 4x150 SE | 55 | 56 | 0.24749 | 0.208 | 0.08 | 261 | 0 | 0.27 | 1 | 1 | cs | TRUE
56 | LV_1008-10_0_3_line_56 | NAYY 4x150 SE | 56 | 57 | 0.19678 | 0.208 | 0.08 | 261 | 0 | 0.27 | 1 | 1 | cs | TRUE
57 | LV_1008-10_0_3_line_57 | NAYY 4x150 SE | 57 | 61 | 0.092566 | 0.208 | 0.08 | 261 | 0 | 0.27 | 1 | 1 | cs | TRUE
58 | LV_1008-10_0_3_line_58 | NAYY 4x150 SE | 57 | 62 | 0.015406 | 0.208 | 0.08 | 261 | 0 | 0.27 | 1 | 1 | cs | TRUE
59 | LV_1008-10_0_3_line_59 | NAYY 4x150 SE | 58 | 59 | 0.026221 | 0.208 | 0.08 | 261 | 0 | 0.27 | 1 | 1 | cs | TRUE
60 | LV_1008-10_0_3_line_60 | NAYY 4x150 SE | 58 | 60 | 0.070759 | 0.208 | 0.08 | 261 | 0 | 0.27 | 1 | 1 | cs | TRUE
61 | LV_1008-10_0_3_line_61 | NAYY 4x150 SE | 59 | 125 | 0.040273 | 0.208 | 0.08 | 261 | 0 | 0.27 | 1 | 1 | cs | TRUE
62 | LV_1008-10_0_3_line_62 | NAYY 4x150 SE | 60 | 62 | 0.055209 | 0.208 | 0.08 | 261 | 0 | 0.27 | 1 | 1 | cs | TRUE
63 | LV_1008-10_0_3_line_63 | NAYY 4x150 SE | 61 | 66 | 0.01297 | 0.208 | 0.08 | 261 | 0 | 0.27 | 1 | 1 | cs | TRUE
64 | LV_1008-10_0_3_line_64 | NAYY 4x150 SE | 61 | 64 | 0.00090642 | 0.208 | 0.08 | 261 | 0 | 0.27 | 1 | 1 | cs | TRUE
65 | LV_1008-10_0_3_line_65 | NAYY 4x150 SE | 63 | 64 | 0.021482 | 0.208 | 0.08 | 261 | 0 | 0.27 | 1 | 1 | cs | TRUE
66 | LV_1008-10_0_3_line_66 | NAYY 4x150 SE | 63 | 65 | 0.0010157 | 0.208 | 0.08 | 261 | 0 | 0.27 | 1 | 1 | cs | TRUE
67 | LV_1008-10_0_3_line_67 | NAYY 4x150 SE | 65 | 124 | 0.021353 | 0.208 | 0.08 | 261 | 0 | 0.27 | 1 | 1 | cs | TRUE
68 | LV_1008-10_0_3_line_68 | NAYY 4x150 SE | 67 | 68 | 0.019099 | 0.208 | 0.08 | 261 | 0 | 0.27 | 1 | 1 | cs | TRUE
69 | LV_1008-10_0_3_line_69 | NAYY 4x150 SE | 68 | 69 | 0.00075583 | 0.208 | 0.08 | 261 | 0 | 0.27 | 1 | 1 | cs | TRUE
70 | LV_1008-10_0_3_line_70 | NAYY 4x150 SE | 69 | 70 | 0.0029698 | 0.208 | 0.08 | 261 | 0 | 0.27 | 1 | 1 | cs | TRUE
71 | LV_1008-10_0_3_line_71 | NAYY 4x150 SE | 70 | 71 | 0.015628 | 0.208 | 0.08 | 261 | 0 | 0.27 | 1 | 1 | cs | TRUE
72 | LV_1008-10_0_3_line_72 | NAYY 4x150 SE | 71 | 72 | 0.0065525 | 0.208 | 0.08 | 261 | 0 | 0.27 | 1 | 1 | cs | TRUE
73 | LV_1008-10_0_3_line_73 | NAYY 4x150 SE | 72 | 73 | 0.019294 | 0.208 | 0.08 | 261 | 0 | 0.27 | 1 | 1 | cs | TRUE
74 | LV_1008-10_0_3_line_74 | NAYY 4x150 SE | 73 | 75 | 0.0038978 | 0.208 | 0.08 | 261 | 0 | 0.27 | 1 | 1 | cs | TRUE
75 | LV_1008-10_0_3_line_75 | NAYY 4x150 SE | 74 | 81 | 0.023084 | 0.208 | 0.08 | 261 | 0 | 0.27 | 1 | 1 | cs | TRUE
76 | LV_1008-10_0_3_line_76 | NAYY 4x150 SE | 75 | 76 | 0.020013 | 0.208 | 0.08 | 261 | 0 | 0.27 | 1 | 1 | cs | TRUE
77 | LV_1008-10_0_3_line_77 | NAYY 4x150 SE | 76 | 77 | 0.024783 | 0.208 | 0.08 | 261 | 0 | 0.27 | 1 | 1 | cs | TRUE
78 | LV_1008-10_0_3_line_78 | NAYY 4x150 SE | 77 | 78 | 0.015891 | 0.208 | 0.08 | 261 | 0 | 0.27 | 1 | 1 | cs | TRUE
79 | LV_1008-10_0_3_line_79 | NAYY 4x150 SE | 78 | 79 | 0.065813 | 0.208 | 0.08 | 261 | 0 | 0.27 | 1 | 1 | cs | TRUE
80 | LV_1008-10_0_3_line_80 | NAYY 4x150 SE | 78 | 80 | 0.019738 | 0.208 | 0.08 | 261 | 0 | 0.27 | 1 | 1 | cs | TRUE
81 | LV_1008-10_0_3_line_81 | NAYY 4x150 SE | 79 | 82 | 0.027134 | 0.208 | 0.08 | 261 | 0 | 0.27 | 1 | 1 | cs | TRUE
82 | LV_1008-10_0_3_line_82 | NAYY 4x150 SE | 79 | 83 | 0.0099425 | 0.208 | 0.08 | 261 | 0 | 0.27 | 1 | 2 | cs | TRUE
83 | LV_1008-10_0_3_line_83 | NAYY 4x150 SE | 80 | 84 | 0.0038401 | 0.208 | 0.08 | 261 | 0 | 0.27 | 1 | 1 | cs | TRUE
84 | LV_1008-10_0_3_line_84 | NAYY 4x150 SE | 81 | 85 | 0.022865 | 0.208 | 0.08 | 261 | 0 | 0.27 | 1 | 1 | cs | TRUE
85 | LV_1008-10_0_3_line_85 | NAYY 4x150 SE | 83 | 87 | 0.022629 | 0.208 | 0.08 | 261 | 0 | 0.27 | 1 | 2 | cs | TRUE
86 | LV_1008-10_0_3_line_86 | NAYY 4x150 SE | 84 | 88 | 0.019908 | 0.208 | 0.08 | 261 | 0 | 0.27 | 1 | 1 | cs | TRUE
87 | LV_1008-10_0_3_line_87 | NAYY 4x150 SE | 85 | 86 | 0.026426 | 0.208 | 0.08 | 261 | 0 | 0.27 | 1 | 1 | cs | TRUE
88 | LV_1008-10_0_3_line_88 | NAYY 4x150 SE | 86 | 116 | 0.021537 | 0.208 | 0.08 | 261 | 0 | 0.27 | 1 | 1 | cs | TRUE
89 | LV_1008-10_0_3_line_89 | NAYY 4x150 SE | 87 | 110 | 0.0051174 | 0.208 | 0.08 | 261 | 0 | 0.27 | 1 | 2 | cs | TRUE
90 | LV_1008-10_0_3_line_90 | NAYY 4x150 SE | 88 | 101 | 0.0069526 | 0.208 | 0.08 | 261 | 0 | 0.27 | 1 | 1 | cs | TRUE
91 | LV_1008-10_0_3_line_91 | NAYY 4x150 SE | 89 | 90 | 0.0048425 | 0.208 | 0.08 | 261 | 0 | 0.27 | 1 | 1 | cs | TRUE
92 | LV_1008-10_0_3_line_92 | NAYY 4x150 SE | 89 | 91 | 0.0061771 | 0.208 | 0.08 | 261 | 0 | 0.27 | 1 | 1 | cs | TRUE
93 | LV_1008-10_0_3_line_93 | NAYY 4x150 SE | 90 | 92 | 0.0051844 | 0.208 | 0.08 | 261 | 0 | 0.27 | 1 | 1 | cs | TRUE
94 | LV_1008-10_0_3_line_94 | NAYY 4x150 SE | 91 | 93 | 0.039553 | 0.208 | 0.08 | 261 | 0 | 0.27 | 1 | 1 | cs | TRUE
95 | LV_1008-10_0_3_line_95 | NAYY 4x150 SE | 91 | 94 | 0.021621 | 0.208 | 0.08 | 261 | 0 | 0.27 | 1 | 1 | cs | TRUE
96 | LV_1008-10_0_3_line_96 | NAYY 4x150 SE | 92 | 95 | 0.011186 | 0.208 | 0.08 | 261 | 0 | 0.27 | 1 | 1 | cs | TRUE
97 | LV_1008-10_0_3_line_97 | NAYY 4x150 SE | 93 | 96 | 0.018452 | 0.208 | 0.08 | 261 | 0 | 0.27 | 1 | 1 | cs | TRUE
98 | LV_1008-10_0_3_line_98 | NAYY 4x150 SE | 94 | 97 | 0.0046428 | 0.208 | 0.08 | 261 | 0 | 0.27 | 1 | 1 | cs | TRUE
99 | LV_1008-10_0_3_line_99 | NAYY 4x150 SE | 95 | 98 | 0.0030478 | 0.208 | 0.08 | 261 | 0 | 0.27 | 1 | 1 | cs | TRUE
100 | LV_1008-10_0_3_line_100 | NAYY 4x150 SE | 96 | 99 | 0.0042507 | 0.208 | 0.08 | 261 | 0 | 0.27 | 1 | 1 | cs | TRUE
101 | LV_1008-10_0_3_line_101 | NAYY 4x150 SE | 97 | 100 | 0.025379 | 0.208 | 0.08 | 261 | 0 | 0.27 | 1 | 1 | cs | TRUE
102 | LV_1008-10_0_3_line_102 | NAYY 4x150 SE | 98 | 113 | 0.0086286 | 0.208 | 0.08 | 261 | 0 | 0.27 | 1 | 1 | cs | TRUE
103 | LV_1008-10_0_3_line_103 | NAYY 4x150 SE | 99 | 120 | 0.015996 | 0.208 | 0.08 | 261 | 0 | 0.27 | 1 | 1 | cs | TRUE
104 | LV_1008-10_0_3_line_104 | NAYY 4x150 SE | 100 | 124 | 0.00047275 | 0.208 | 0.08 | 261 | 0 | 0.27 | 1 | 1 | cs | TRUE
105 | LV_1008-10_0_3_line_105 | NAYY 4x150 SE | 101 | 102 | 0.016549 | 0.208 | 0.08 | 261 | 0 | 0.27 | 1 | 1 | cs | TRUE
106 | LV_1008-10_0_3_line_106 | NAYY 4x150 SE | 102 | 103 | 0.0096232 | 0.208 | 0.08 | 261 | 0 | 0.27 | 1 | 1 | cs | TRUE
107 | LV_1008-10_0_3_line_107 | NAYY 4x150 SE | 103 | 114 | 0.018952 | 0.208 | 0.08 | 261 | 0 | 0.27 | 1 | 1 | cs | TRUE
108 | LV_1008-10_0_3_line_108 | NAYY 4x150 SE | 104 | 105 | 0.015747 | 0.208 | 0.08 | 261 | 0 | 0.27 | 1 | 2 | cs | TRUE
109 | LV_1008-10_0_3_line_109 | NAYY 4x150 SE | 104 | 106 | 0.0086443 | 0.208 | 0.08 | 261 | 0 | 0.27 | 1 | 2 | cs | TRUE
110 | LV_1008-10_0_3_line_110 | NAYY 4x150 SE | 105 | 107 | 0.0029118 | 0.208 | 0.08 | 261 | 0 | 0.27 | 1 | 2 | cs | TRUE
111 | LV_1008-10_0_3_line_111 | NAYY 4x150 SE | 106 | 108 | 0.0044793 | 0.208 | 0.08 | 261 | 0 | 0.27 | 1 | 2 | cs | TRUE
112 | LV_1008-10_0_3_line_112 | NAYY 4x150 SE | 107 | 109 | 0.0049126 | 0.208 | 0.08 | 261 | 0 | 0.27 | 1 | 2 | cs | TRUE
113 | LV_1008-10_0_3_line_113 | NAYY 4x150 SE | 108 | 110 | 0.020353 | 0.208 | 0.08 | 261 | 0 | 0.27 | 1 | 2 | cs | TRUE
114 | LV_1008-10_0_3_line_114 | NAYY 4x150 SE | 109 | 111 | 0.011969 | 0.208 | 0.08 | 261 | 0 | 0.27 | 1 | 2 | cs | TRUE
115 | LV_1008-10_0_3_line_115 | NAYY 4x150 SE | 111 | 112 | 0.0024535 | 0.208 | 0.08 | 261 | 0 | 0.27 | 1 | 2 | cs | TRUE
116 | LV_1008-10_0_3_line_116 | NAYY 4x150 SE | 112 | 113 | 0.0065689 | 0.208 | 0.08 | 261 | 0 | 0.27 | 1 | 1 | cs | TRUE
117 | LV_1008-10_0_3_line_117 | NAYY 4x150 SE | 114 | 115 | 0.023041 | 0.208 | 0.08 | 261 | 0 | 0.27 | 1 | 1 | cs | TRUE
118 | LV_1008-10_0_3_line_118 | NAYY 4x150 SE | 115 | 116 | 0.008441 | 0.208 | 0.08 | 261 | 0 | 0.27 | 1 | 1 | cs | TRUE
119 | LV_1008-10_0_3_line_119 | NAYY 4x150 SE | 116 | 117 | 0.024166 | 0.208 | 0.08 | 261 | 0 | 0.27 | 1 | 1 | cs | TRUE
120 | LV_1008-10_0_3_line_120 | NAYY 4x150 SE | 117 | 118 | 0.024301 | 0.208 | 0.08 | 261 | 0 | 0.27 | 1 | 1 | cs | TRUE
121 | LV_1008-10_0_3_line_121 | NAYY 4x150 SE | 118 | 119 | 0.024536 | 0.208 | 0.08 | 261 | 0 | 0.27 | 1 | 1 | cs | TRUE
122 | LV_1008-10_0_3_line_122 | NAYY 4x150 SE | 120 | 121 | 0.0061183 | 0.208 | 0.08 | 261 | 0 | 0.27 | 1 | 1 | cs | TRUE
123 | LV_1008-10_0_3_line_123 | NAYY 4x150 SE | 121 | 122 | 0.015314 | 0.208 | 0.08 | 261 | 0 | 0.27 | 1 | 1 | cs | TRUE
124 | LV_1008-10_0_3_line_124 | NAYY 4x150 SE | 122 | 123 | 0.00025351 | 0.208 | 0.08 | 261 | 0 | 0.27 | 1 | 1 | cs | TRUE
125 | LV_1008-10_0_3_line_125 | NAYY 4x150 SE | 125 | 126 | 0.023243 | 0.208 | 0.08 | 261 | 0 | 0.27 | 1 | 1 | cs | TRUE
126 | LV_1008-10_0_3_line_126 | NAYY 4x150 SE | 126 | 127 | 0.020554 | 0.208 | 0.08 | 261 | 0 | 0.27 | 1 | 1 | cs | TRUE

## trafo
| name | std_type | hv_bus | lv_bus | sn_mva | vn_hv_kv | vn_lv_kv | vk_percent | vkr_percent | pfe_kw | i0_percent | shift_degree | tap_side | tap_neutral | tap_min | tap_max | tap_step_percent | tap_step_degree | tap_pos | tap_phase_shifter | parallel | df | in_service
0 | LV_1008-10_0_3_trafo_87 | 0.25 MVA 20/0.4 kV | 128 | 112 | 0.25 | 20 | 0.4 | 6 | 1.44 | 0.8 | 0.32 | 150 | hv | 0 | -2 | 2 | 2.5 | 0 | 0 | FALSE | 1 | 1 | TRUE

## line_geodata
| x0 | y0 | x1 | y1 | x2 | y2 | x3 | y3 | x4 | y4 | x5 | y5 | x6 | y6
0 | 2645459.8938 | 1200844.005 | 2645459.8938 | 1200844.005 | 2645460.5348 | 1200860.3282
1 | 2645459.8938 | 1200844.005 | 2645455.2827 | 1200830.5029
2 | 2645460.5348 | 1200860.3282 | 2645475.4155 | 1200964.3534
3 | 2645377.1598 | 1200794.0587 | 2645455.2827 | 1200830.5029
4 | 2645483.4566 | 1200970.5558 | 2645475.4155 | 1200964.3534
5 | 2645376.9505 | 1200793.6993 | 2645377.1598 | 1200794.0587
6 | 2645376.7669 | 1200793.3838 | 2645376.9505 | 1200793.6993
7 | 2645651.9979 | 1200982.484 | 2645483.4566 | 1200970.5558
8 | 2645651.9979 | 1200982.484 | 2645684.9206 | 1201111.051
9 | 2645654.0873 | 1200954.0132 | 2645648.3583 | 1200959.6394 | 2645647.4899 | 1200962.7122 | 2645649.7147 | 1200975.392 | 2645651.9979 | 1200982.484
10 | 2645820.7121 | 1200971.4185 | 2645827.9556 | 1200982.5584
11 | 2645845.4946 | 1201010.1155 | 2645840.6047 | 1201002.0117 | 2645827.9556 | 1200982.5584
12 | 2645845.4946 | 1201010.1155 | 2645775.132 | 1201200.8788
13 | 2645688.5959 | 1201150.6216 | 2645775.132 | 1201200.8788
14 | 2645688.5959 | 1201150.6216 | 2645690.2538 | 1201144.831 | 2645684.9206 | 1201111.051
15 | 2645654.0873 | 1200954.0132 | 2645719.5786 | 1200895.6966
16 | 2645235.6204 | 1200112.5488 | 2645126.0661 | 1200033.9633
17 | 2645294.7545 | 1200168.1497 | 2645235.6204 | 1200112.5488
18 | 2645307.326 | 1200173.29 | 2645296.967 | 1200170.0097 | 2645294.7545 | 1200168.1497
19 | 2645172.3587 | 1200468.4362 | 2645225.6327 | 1200375.1036
20 | 2645225.6327 | 1200375.1036 | 2645307.326 | 1200173.29
21 | 2645172.3587 | 1200468.4362 | 2645183.8101 | 1200488.9247
22 | 2645307.326 | 1200173.29 | 2645351.5653 | 1200121.9518
23 | 2645351.5653 | 1200121.9518 | 2645356.9485 | 1200122.8376
24 | 2645346.0368 | 1200103.077 | 2645351.5653 | 1200121.9518
25 | 2645183.8101 | 1200488.9247 | 2645188.8449 | 1200497.9328 | 2645193.1976 | 1200507.2043 | 2645195.9197 | 1200510.646
26 | 2645195.9197 | 1200510.646 | 2645198.2044 | 1200513.5346 | 2645207.0465 | 1200523.0512 | 2645210.3738 | 1200526.1
27 | 2645210.3738 | 1200526.1 | 2645224.4425 | 1200538.991
28 | 2645421.9595 | 1200711.8445 | 2645419.7168 | 1200711.9249 | 2645411.0989 | 1200710.0473 | 2645406.5306 | 1200708.7367
29 | 2645426.1127 | 1200711.6956 | 2645421.9595 | 1200711.8445
30 | 2645406.5306 | 1200708.7367 | 2645403.8147 | 1200707.9575 | 2645403.8147 | 1200707.9575
31 | 2645403.8147 | 1200707.9575 | 2645392.9056 | 1200702.0713 | 2645392.9056 | 1200702.0713
32 | 2645392.9056 | 1200702.0713 | 2645382.4365 | 1200694.3653 | 2645376.215 | 1200688.8294
33 | 2645376.215 | 1200688.8294 | 2645366.3314 | 1200680.035 | 2645355.4948 | 1200669.2003
34 | 2645355.4948 | 1200669.2003 | 2645339.2673 | 1200652.9757
35 | 2645294.1828 | 1200844.837 | 2645303.2388 | 1200850.2287
36 | 2645294.1828 | 1200844.837 | 2645283.4861 | 1200869.8968
37 | 2645294.1828 | 1200844.837 | 2645273.9248 | 1200833.1931
38 | 2645283.4861 | 1200869.8968 | 2645280.9622 | 1200875.81 | 2645279.729 | 1200880.8368 | 2645279.5199 | 1200890.3518 | 2645281.1767 | 1200902.7491 | 2645284.041 | 1200928.2857
39 | 2645255.1941 | 1200820.7393 | 2645255.1941 | 1200820.7393 | 2645263.6515 | 1200826.7067 | 2645272.1129 | 1200832.1516 | 2645273.9248 | 1200833.1931
40 | 2645284.3124 | 1200961.0725 | 2645283.9324 | 1200946.9283 | 2645284.3354 | 1200930.9112 | 2645284.041 | 1200928.2857
41 | 2645241.5383 | 1200812.2046 | 2645255.1941 | 1200820.7393
42 | 2645232.5347 | 1200806.5775 | 2645241.5383 | 1200812.2046
43 | 2645719.5786 | 1200895.6966 | 2645700.4068 | 1200766.1875
44 | 2645698.3267 | 1200757.94 | 2645700.4068 | 1200766.1875
45 | 2645534.7443 | 1200490.452 | 2645543.0775 | 1200510.4914
46 | 2645605.6828 | 1200586.9028 | 2645543.0775 | 1200510.4914
47 | 2645605.6828 | 1200586.9028 | 2645629.6365 | 1200611.425
48 | 2645605.6828 | 1200586.9028 | 2645564.4985 | 1200630.6192
49 | 2645651.6602 | 1200634.9362 | 2645648.2988 | 1200630.5302 | 2645629.6365 | 1200611.425
50 | 2645542.8593 | 1200614.8731 | 2645563.9799 | 1200630.2982 | 2645564.4985 | 1200630.6192
51 | 2645651.6602 | 1200634.9362 | 2645698.3267 | 1200757.94
52 | 2645691.7002 | 1200763.448 | 2645698.3267 | 1200757.94
53 | 2644843.9468 | 1200921.2763 | 2644844.18 | 1200921.7836
54 | 2644843.9468 | 1200921.2763 | 2644840.7429 | 1200914.3039 | 2644831.3134 | 1200904.1256
55 | 2644876.4868 | 1200660.7918 | 2644831.3134 | 1200904.1256
56 | 2645069.5249 | 1200622.6172 | 2644876.4868 | 1200660.7918
57 | 2645145.3027 | 1200569.4554 | 2645069.5249 | 1200622.6172
58 | 2645076.9347 | 1200636.1231 | 2645071.8958 | 1200627.1345 | 2645069.5249 | 1200622.6172
59 | 2645161.8338 | 1200761.1452 | 2645154.3981 | 1200754.9847 | 2645142.7251 | 1200743.2313
60 | 2645142.7251 | 1200743.2313 | 2645102.8449 | 1200684.7809
61 | 2645161.8338 | 1200761.1452 | 2645163.7557 | 1200762.7375 | 2645173.1225 | 1200769.2564 | 2645195.4132 | 1200783.3358
62 | 2645076.9347 | 1200636.1231 | 2645085.3333 | 1200651.1049 | 2645094.5311 | 1200670.9855 | 2645101.0296 | 1200682.3965 | 2645102.8449 | 1200684.7809
63 | 2645137.8386 | 1200558.8487 | 2645145.3027 | 1200569.4554
64 | 2645145.8244 | 1200570.1966 | 2645145.3027 | 1200569.4554
65 | 2645145.8244 | 1200570.1966 | 2645158.1875 | 1200587.7649
66 | 2645158.7721 | 1200588.5956 | 2645158.1875 | 1200587.7649
67 | 2645158.7721 | 1200588.5956 | 2645171.0607 | 1200606.0579
68 | 2645376.7669 | 1200793.3838 | 2645367.1583 | 1200776.8778
69 | 2645366.778 | 1200776.2246 | 2645367.1583 | 1200776.8778
70 | 2645366.778 | 1200776.2246 | 2645365.2839 | 1200773.658
71 | 2645357.4218 | 1200760.1521 | 2645365.2839 | 1200773.658
72 | 2645357.4218 | 1200760.1521 | 2645356.9828 | 1200759.3979 | 2645354.1786 | 1200754.4586
73 | 2645354.1786 | 1200754.4586 | 2645344.6532 | 1200737.6804
74 | 2645342.7289 | 1200734.2908 | 2645344.6532 | 1200737.6804
75 | 2645322.8828 | 1200636.7153 | 2645332.2588 | 1200645.9685 | 2645339.2673 | 1200652.9757
76 | 2645342.7289 | 1200734.2908 | 2645340.5396 | 1200730.4346 | 2645331.622 | 1200717.6607
77 | 2645331.622 | 1200717.6607 | 2645328.4535 | 1200713.1221 | 2645321.0086 | 1200704.1161 | 2645314.8695 | 1200699.6996
78 | 2645299.496 | 1200699.1837 | 2645303.2287 | 1200697.8223 | 2645308.495 | 1200697.9956 | 2645314.3084 | 1200699.296 | 2645314.8695 | 1200699.6996
79 | 2645299.496 | 1200699.1837 | 2645296.587 | 1200703.364 | 2645294.714 | 1200709.4422 | 2645294.8651 | 1200717.6257 | 2645299.5429 | 1200748.2452 | 2645300.4693 | 1200756.5791 | 2645298.9423 | 1200763.2157
80 | 2645299.496 | 1200699.1837 | 2645299.0348 | 1200695.756 | 2645296.2006 | 1200690.0647 | 2645290.3476 | 1200682.0533
81 | 2645298.9423 | 1200763.2157 | 2645301.114 | 1200772.9599 | 2645302.9319 | 1200790.0136
82 | 2645298.9423 | 1200763.2157 | 2645293.2297 | 1200757.6471 | 2645291.7868 | 1200756.3135
83 | 2645288.0822 | 1200678.9526 | 2645290.3476 | 1200682.0533
84 | 2645322.8828 | 1200636.7153 | 2645306.6088 | 1200620.6546
85 | 2645275.1684 | 1200740.9541 | 2645291.7868 | 1200756.3135
86 | 2645288.0822 | 1200678.9526 | 2645276.338 | 1200662.8775
87 | 2645306.6088 | 1200620.6546 | 2645293.1731 | 1200607.395 | 2645287.4471 | 1200602.4756
88 | 2645268.0621 | 1200595.0979 | 2645273.4665 | 1200595.1388 | 2645278.0277 | 1200595.9516 | 2645283.9689 | 1200599.4875 | 2645287.4471 | 1200602.4756
89 | 2645275.1684 | 1200740.9541 | 2645271.4103 | 1200737.4806
90 | 2645272.2365 | 1200657.2636 | 2645276.338 | 1200662.8775
91 | 2645209.6015 | 1200647.7264 | 2645210.2725 | 1200652.5223
92 | 2645208.7456 | 1200641.6089 | 2645209.6015 | 1200647.7264
93 | 2645210.2725 | 1200652.5223 | 2645210.9411 | 1200657.301 | 2645211.0672 | 1200657.6372
94 | 2645208.7456 | 1200641.6089 | 2645210.6164 | 1200635.8198 | 2645211.6002 | 1200626.5108 | 2645210.3346 | 1200616.7068 | 2645207.4465 | 1200609.0584 | 2645204.0268 | 1200604.0702
95 | 2645208.7456 | 1200641.6089 | 2645200.0816 | 1200635.7401 | 2645191.8011 | 1200628.2641
96 | 2645215.3566 | 1200667.9575 | 2645213.4184 | 1200663.9013 | 2645211.0672 | 1200657.6372
97 | 2645204.0268 | 1200604.0702 | 2645193.5932 | 1200588.8511
98 | 2645191.8011 | 1200628.2641 | 2645188.355 | 1200625.1528
99 | 2645215.3566 | 1200667.9575 | 2645216.6706 | 1200670.7075 | 2645216.6706 | 1200670.7075
100 | 2645191.1897 | 1200585.3452 | 2645193.5932 | 1200588.8511
101 | 2645171.3328 | 1200606.4446 | 2645174.0272 | 1200610.2733 | 2645181.4674 | 1200618.9344 | 2645188.355 | 1200625.1528
102 | 2645221.6503 | 1200677.7541 | 2645216.6706 | 1200670.7075
103 | 2645191.1897 | 1200585.3452 | 2645182.145 | 1200572.152
104 | 2645171.3328 | 1200606.4446 | 2645171.0607 | 1200606.0579
105 | 2645272.2365 | 1200657.2636 | 2645262.4737 | 1200643.9006
106 | 2645257.0709 | 1200635.9381 | 2645261.8076 | 1200642.9888 | 2645262.4737 | 1200643.9006
107 | 2645257.0709 | 1200635.9381 | 2645253.5425 | 1200630.6859 | 2645251.4047 | 1200625.489 | 2645250.4067 | 1200618.5554 | 2645250.4067 | 1200618.5554
108 | 2645247.8935 | 1200713.7634 | 2645238.4438 | 1200701.1675
109 | 2645253.3458 | 1200720.4441 | 2645251.7556 | 1200718.9112 | 2645247.8935 | 1200713.7634
110 | 2645236.6963 | 1200698.8383 | 2645238.4438 | 1200701.1675
111 | 2645253.3458 | 1200720.4441 | 2645256.5708 | 1200723.5527
112 | 2645236.6963 | 1200698.8383 | 2645234.1739 | 1200695.4761 | 2645233.7645 | 1200694.8968
113 | 2645256.5708 | 1200723.5527 | 2645261.9272 | 1200728.716 | 2645271.4103 | 1200737.4806
114 | 2645233.7645 | 1200694.8968 | 2645226.8572 | 1200685.1224
115 | 2645226.8572 | 1200685.1224 | 2645225.4413 | 1200683.1187
116 | 2645221.6503 | 1200677.7541 | 2645225.4413 | 1200683.1187
117 | 2645260.6384 | 1200599.0923 | 2645257.909 | 1200600.9021 | 2645253.2365 | 1200606.7479 | 2645250.9487 | 1200612.3226 | 2645250.4067 | 1200618.5554
118 | 2645268.0621 | 1200595.0979 | 2645262.2852 | 1200598.0003 | 2645260.6384 | 1200599.0923
119 | 2645268.0621 | 1200595.0979 | 2645267.3989 | 1200591.2018 | 2645267.4389 | 1200585.9102 | 2645263.1997 | 1200579.7747 | 2645258.1683 | 1200574.2613
120 | 2645241.7876 | 1200556.3111 | 2645258.1683 | 1200574.2613
121 | 2645224.4425 | 1200538.991 | 2645233.8389 | 1200547.601 | 2645241.7876 | 1200556.3111
122 | 2645178.6855 | 1200567.1056 | 2645182.145 | 1200572.152
123 | 2645178.6855 | 1200567.1056 | 2645170.0264 | 1200554.475
124 | 2645169.883 | 1200554.2659 | 2645170.0264 | 1200554.475
125 | 2645195.4132 | 1200783.3358 | 2645201.6078 | 1200787.2485 | 2645215.1048 | 1200795.6839
126 | 2645215.1048 | 1200795.6839 | 2645232.5347 | 1200806.5775

## bus_geodata
| x | y | coords
0 | 2645459.8938 | 1200844.005
1 | 2645460.5348 | 1200860.3282
2 | 2645455.2827 | 1200830.5029
3 | 2645475.4155 | 1200964.3534
4 | 2645377.1598 | 1200794.0587
5 | 2645376.9505 | 1200793.6993
6 | 2645483.4566 | 1200970.5558
7 | 2645651.9979 | 1200982.484
8 | 2645820.7121 | 1200971.4185
9 | 2645827.9556 | 1200982.5584
10 | 2645845.4946 | 1201010.1155
11 | 2645775.132 | 1201200.8788
12 | 2645688.5959 | 1201150.6216
13 | 2645684.9206 | 1201111.051
14 | 2645654.0873 | 1200954.0132
15 | 2645126.0661 | 1200033.9633
16 | 2645235.6204 | 1200112.5488
17 | 2645294.7545 | 1200168.1497
18 | 2645225.6327 | 1200375.1036
19 | 2645172.3587 | 1200468.4362
20 | 2645307.326 | 1200173.29
21 | 2645356.9485 | 1200122.8376
22 | 2645351.5653 | 1200121.9518
23 | 2645346.0368 | 1200103.077
24 | 2645183.8101 | 1200488.9247
25 | 2645195.9197 | 1200510.646
26 | 2645210.3738 | 1200526.1
27 | 2645421.9595 | 1200711.8445
28 | 2645406.5306 | 1200708.7367
29 | 2645426.1127 | 1200711.6956
30 | 2645403.8147 | 1200707.9575
31 | 2645392.9056 | 1200702.0713
32 | 2645376.215 | 1200688.8294
33 | 2645355.4948 | 1200669.2003
34 | 2645303.2388 | 1200850.2287
35 | 2645294.1828 | 1200844.837
36 | 2645283.4862 | 1200869.8968
37 | 2645273.9248 | 1200833.1931
38 | 2645284.041 | 1200928.2857
39 | 2645255.1941 | 1200820.7393
40 | 2645284.3124 | 1200961.0725
41 | 2645241.5383 | 1200812.2046
42 | 2645719.5786 | 1200895.6966
43 | 2645700.4068 | 1200766.1875
44 | 2645534.7443 | 1200490.452
45 | 2645543.0775 | 1200510.4914
46 | 2645605.6828 | 1200586.9028
47 | 2645629.6365 | 1200611.425
48 | 2645564.4985 | 1200630.6192
49 | 2645651.6602 | 1200634.9362
50 | 2645542.8593 | 1200614.8731
51 | 2645698.3267 | 1200757.94
52 | 2645691.7002 | 1200763.448
53 | 2644844.18 | 1200921.7836
54 | 2644843.9468 | 1200921.2763
55 | 2644831.3134 | 1200904.1256
56 | 2644876.4867 | 1200660.7918
57 | 2645069.5249 | 1200622.6172
58 | 2645142.7251 | 1200743.2313
59 | 2645161.8338 | 1200761.1452
60 | 2645102.8449 | 1200684.7809
61 | 2645145.3027 | 1200569.4554
62 | 2645076.9347 | 1200636.1231
63 | 2645158.1875 | 1200587.7649
64 | 2645145.8244 | 1200570.1966
65 | 2645158.7721 | 1200588.5956
66 | 2645137.8386 | 1200558.8487
67 | 2645376.7669 | 1200793.3838
68 | 2645367.1583 | 1200776.8778
69 | 2645366.778 | 1200776.2246
70 | 2645365.2839 | 1200773.658
71 | 2645357.4218 | 1200760.1521
72 | 2645354.1786 | 1200754.4586
73 | 2645344.6532 | 1200737.6804
74 | 2645339.2673 | 1200652.9757
75 | 2645342.7289 | 1200734.2908
76 | 2645331.622 | 1200717.6607
77 | 2645314.8695 | 1200699.6996
78 | 2645299.496 | 1200699.1837
79 | 2645298.9423 | 1200763.2157
80 | 2645290.3476 | 1200682.0533
81 | 2645322.8828 | 1200636.7153
82 | 2645302.9319 | 1200790.0136
83 | 2645291.7868 | 1200756.3135
84 | 2645288.0822 | 1200678.9526
85 | 2645306.6088 | 1200620.6546
86 | 2645287.4471 | 1200602.4756
87 | 2645275.1684 | 1200740.9541
88 | 2645276.338 | 1200662.8775
89 | 2645209.6015 | 1200647.7264
90 | 2645210.2725 | 1200652.5223
91 | 2645208.7456 | 1200641.6089
92 | 2645211.0672 | 1200657.6372
93 | 2645204.0268 | 1200604.0702
94 | 2645191.8011 | 1200628.2641
95 | 2645215.3566 | 1200667.9575
96 | 2645193.5932 | 1200588.8511
97 | 2645188.355 | 1200625.1528
98 | 2645216.6706 | 1200670.7075
99 | 2645191.1897 | 1200585.3452
100 | 2645171.3328 | 1200606.4446
101 | 2645272.2365 | 1200657.2636
102 | 2645262.4737 | 1200643.9006
103 | 2645257.0709 | 1200635.9381
104 | 2645247.8935 | 1200713.7634
105 | 2645238.4438 | 1200701.1675
106 | 2645253.3458 | 1200720.4441
107 | 2645236.6963 | 1200698.8383
108 | 2645256.5708 | 1200723.5527
109 | 2645233.7645 | 1200694.8968
110 | 2645271.4103 | 1200737.4806
111 | 2645226.8572 | 1200685.1224
112 | 2645225.4413 | 1200683.1187
113 | 2645221.6503 | 1200677.7541
114 | 2645250.4067 | 1200618.5554
115 | 2645260.6384 | 1200599.0923
116 | 2645268.0621 | 1200595.0979
117 | 2645258.1683 | 1200574.2613
118 | 2645241.7876 | 1200556.3111
119 | 2645224.4425 | 1200538.991
120 | 2645182.145 | 1200572.152
121 | 2645178.6855 | 1200567.1056
122 | 2645170.0264 | 1200554.475
123 | 2645169.883 | 1200554.2659
124 | 2645171.0607 | 1200606.0579
125 | 2645195.4132 | 1200783.3358
126 | 2645215.1048 | 1200795.6839
127 | 2645232.5347 | 1200806.5775
128 | 2645208.7456 | 1200641.6089

## line_std_types
| c_nf_per_km | r_ohm_per_km | x_ohm_per_km | max_i_ka | type | q_mm2 | alpha | voltage_rating
NAYY 4x50 SE | 210 | 0.642 | 0.083 | 0.142 | cs | 50 | 0.00403 | LV
NAYY 4x120 SE | 264 | 0.225 | 0.08 | 0.242 | cs | 120 | 0.00403 | LV
NAYY 4x150 SE | 261 | 0.208 | 0.08 | 0.27 | cs | 150 | 0.00403 | LV
NA2XS2Y 1x95 RM/25 12/20 kV | 216 | 0.313 | 0.132 | 0.252 | cs | 95 | 0.00403 | MV
NA2XS2Y 1x185 RM/25 12/20 kV | 273 | 0.161 | 0.117 | 0.362 | cs | 185 | 0.00403 | MV
NA2XS2Y 1x240 RM/25 12/20 kV | 304 | 0.122 | 0.112 | 0.421 | cs | 240 | 0.00403 | MV
NA2XS2Y 1x95 RM/25 6/10 kV | 315 | 0.313 | 0.123 | 0.249 | cs | 95 | 0.00403 | MV
NA2XS2Y 1x185 RM/25 6/10 kV | 406 | 0.161 | 0.11 | 0.358 | cs | 185 | 0.00403 | MV
NA2XS2Y 1x240 RM/25 6/10 kV | 456 | 0.122 | 0.105 | 0.416 | cs | 240 | 0.00403 | MV
NA2XS2Y 1x150 RM/25 12/20 kV | 250 | 0.206 | 0.116 | 0.319 | cs | 150 | 0.00403 | MV
NA2XS2Y 1x120 RM/25 12/20 kV | 230 | 0.253 | 0.119 | 0.283 | cs | 120 | 0.00403 | MV
NA2XS2Y 1x70 RM/25 12/20 kV | 190 | 0.443 | 0.132 | 0.22 | cs | 70 | 0.00403 | MV
NA2XS2Y 1x150 RM/25 6/10 kV | 360 | 0.206 | 0.11 | 0.315 | cs | 150 | 0.00403 | MV
NA2XS2Y 1x120 RM/25 6/10 kV | 340 | 0.253 | 0.113 | 0.28 | cs | 120 | 0.00403 | MV
NA2XS2Y 1x70 RM/25 6/10 kV | 280 | 0.443 | 0.123 | 0.217 | cs | 70 | 0.00403 | MV
N2XS(FL)2Y 1x120 RM/35 64/110 kV | 112 | 0.153 | 0.166 | 0.366 | cs | 120 | 0.00393 | HV
N2XS(FL)2Y 1x185 RM/35 64/110 kV | 125 | 0.099 | 0.156 | 0.457 | cs | 185 | 0.00393 | HV
N2XS(FL)2Y 1x240 RM/35 64/110 kV | 135 | 0.075 | 0.149 | 0.526 | cs | 240 | 0.00393 | HV
N2XS(FL)2Y 1x300 RM/35 64/110 kV | 144 | 0.06 | 0.144 | 0.588 | cs | 300 | 0.00393 | HV
15-AL1/3-ST1A 0.4 | 11 | 1.8769 | 0.35 | 0.105 | ol | 16 | 0.00403 | LV
24-AL1/4-ST1A 0.4 | 11.25 | 1.2012 | 0.335 | 0.14 | ol | 24 | 0.00403 | LV
48-AL1/8-ST1A 0.4 | 12.2 | 0.5939 | 0.3 | 0.21 | ol | 48 | 0.00403 | LV
94-AL1/15-ST1A 0.4 | 13.2 | 0.306 | 0.29 | 0.35 | ol | 94 | 0.00403 | LV
34-AL1/6-ST1A 10.0 | 9.7 | 0.8342 | 0.36 | 0.17 | ol | 34 | 0.00403 | MV
48-AL1/8-ST1A 10.0 | 10.1 | 0.5939 | 0.35 | 0.21 | ol | 48 | 0.00403 | MV
70-AL1/11-ST1A 10.0 | 10.4 | 0.4132 | 0.339 | 0.29 | ol | 70 | 0.00403 | MV
94-AL1/15-ST1A 10.0 | 10.75 | 0.306 | 0.33 | 0.35 | ol | 94 | 0.00403 | MV
122-AL1/20-ST1A 10.0 | 11.1 | 0.2376 | 0.323 | 0.41 | ol | 122 | 0.00403 | MV
149-AL1/24-ST1A 10.0 | 11.25 | 0.194 | 0.315 | 0.47 | ol | 149 | 0.00403 | MV
34-AL1/6-ST1A 20.0 | 9.15 | 0.8342 | 0.382 | 0.17 | ol | 34 | 0.00403 | MV
48-AL1/8-ST1A 20.0 | 9.5 | 0.5939 | 0.372 | 0.21 | ol | 48 | 0.00403 | MV
70-AL1/11-ST1A 20.0 | 9.7 | 0.4132 | 0.36 | 0.29 | ol | 70 | 0.00403 | MV
94-AL1/15-ST1A 20.0 | 10 | 0.306 | 0.35 | 0.35 | ol | 94 | 0.00403 | MV
122-AL1/20-ST1A 20.0 | 10.3 | 0.2376 | 0.344 | 0.41 | ol | 122 | 0.00403 | MV
149-AL1/24-ST1A 20.0 | 10.5 | 0.194 | 0.337 | 0.47 | ol | 149 | 0.00403 | MV
184-AL1/30-ST1A 20.0 | 10.75 | 0.1571 | 0.33 | 0.535 | ol | 184 | 0.00403 | MV
243-AL1/39-ST1A 20.0 | 11 | 0.1188 | 0.32 | 0.645 | ol | 243 | 0.00403 | MV
48-AL1/8-ST1A 110.0 | 8 | 0.5939 | 0.46 | 0.21 | ol | 48 | 0.00403 | HV
70-AL1/11-ST1A 110.0 | 8.4 | 0.4132 | 0.45 | 0.29 | ol | 70 | 0.00403 | HV
94-AL1/15-ST1A 110.0 | 8.65 | 0.306 | 0.44 | 0.35 | ol | 94 | 0.00403 | HV
122-AL1/20-ST1A 110.0 | 8.5 | 0.2376 | 0.43 | 0.41 | ol | 122 | 0.00403 | HV
149-AL1/24-ST1A 110.0 | 8.75 | 0.194 | 0.41 | 0.47 | ol | 149 | 0.00403 | HV
184-AL1/30-ST1A 110.0 | 8.8 | 0.1571 | 0.4 | 0.535 | ol | 184 | 0.00403 | HV
243-AL1/39-ST1A 110.0 | 9 | 0.1188 | 0.39 | 0.645 | ol | 243 | 0.00403 | HV
305-AL1/39-ST1A 110.0 | 9.2 | 0.0949 | 0.38 | 0.74 | ol | 305 | 0.00403 | HV
490-AL1/64-ST1A 110.0 | 9.75 | 0.059 | 0.37 | 0.96 | ol | 490 | 0.00403 | HV
679-AL1/86-ST1A 110.0 | 9.95 | 0.042 | 0.36 | 1.15 | ol | 679 | 0.00403 | HV
490-AL1/64-ST1A 220.0 | 10 | 0.059 | 0.285 | 0.96 | ol | 490 | 0.00403 | HV
679-AL1/86-ST1A 220.0 | 11.7 | 0.042 | 0.275 | 1.15 | ol | 679 | 0.00403 | HV
490-AL1/64-ST1A 380.0 | 11 | 0.059 | 0.253 | 0.96 | ol | 490 | 0.00403 | HV
679-AL1/86-ST1A 380.0 | 14.6 | 0.042 | 0.25 | 1.15 | ol | 679 | 0.00403 | HV

## trafo_std_types
| i0_percent | pfe_kw | vkr_percent | sn_mva | vn_lv_kv | vn_hv_kv | vk_percent | shift_degree | vector_group | tap_side | tap_neutral | tap_min | tap_max | tap_step_degree | tap_step_percent | tap_phase_shifter
160 MVA 380/110 kV | 0.06 | 60 | 0.25 | 160 | 110 | 380 | 12.2 | 0 | Yy0 | hv | 0 | -9 | 9 | 0 | 1.5 | FALSE
100 MVA 220/110 kV | 0.06 | 55 | 0.26 | 100 | 110 | 220 | 12 | 0 | Yy0 | hv | 0 | -9 | 9 | 0 | 1.5 | FALSE
63 MVA 110/20 kV | 0.04 | 22 | 0.32 | 63 | 20 | 110 | 18 | 150 | YNd5 | hv | 0 | -9 | 9 | 0 | 1.5 | FALSE
40 MVA 110/20 kV | 0.05 | 18 | 0.34 | 40 | 20 | 110 | 16.2 | 150 | YNd5 | hv | 0 | -9 | 9 | 0 | 1.5 | FALSE
25 MVA 110/20 kV | 0.07 | 14 | 0.41 | 25 | 20 | 110 | 12 | 150 | YNd5 | hv | 0 | -9 | 9 | 0 | 1.5 | FALSE
63 MVA 110/10 kV | 0.04 | 22 | 0.32 | 63 | 10 | 110 | 18 | 150 | YNd5 | hv | 0 | -9 | 9 | 0 | 1.5 | FALSE
40 MVA 110/10 kV | 0.05 | 18 | 0.34 | 40 | 10 | 110 | 16.2 | 150 | YNd5 | hv | 0 | -9 | 9 | 0 | 1.5 | FALSE
25 MVA 110/10 kV | 0.07 | 14 | 0.41 | 25 | 10 | 110 | 12 | 150 | YNd5 | hv | 0 | -9 | 9 | 0 | 1.5 | FALSE
0.25 MVA 20/0.4 kV | 0.32 | 0.8 | 1.44 | 0.25 | 0.4 | 20 | 6 | 150 | Yzn5 | hv | 0 | -2 | 2 | 0 | 2.5 | FALSE
0.4 MVA 20/0.4 kV | 0.3375 | 1.35 | 1.425 | 0.4 | 0.4 | 20 | 6 | 150 | Dyn5 | hv | 0 | -2 | 2 | 0 | 2.5 | FALSE
0.63 MVA 20/0.4 kV | 0.2619 | 1.65 | 1.206 | 0.63 | 0.4 | 20 | 6 | 150 | Dyn5 | hv | 0 | -2 | 2 | 0 | 2.5 | FALSE
0.25 MVA 10/0.4 kV | 0.24 | 0.6 | 1.2 | 0.25 | 0.4 | 10 | 4 | 150 | Dyn5 | hv | 0 | -2 | 2 | 0 | 2.5 | FALSE
0.4 MVA 10/0.4 kV | 0.2375 | 0.95 | 1.325 | 0.4 | 0.4 | 10 | 4 | 150 | Dyn5 | hv | 0 | -2 | 2 | 0 | 2.5 | FALSE
0.63 MVA 10/0.4 kV | 0.1873 | 1.18 | 1.0794 | 0.63 | 0.4 | 10 | 4 | 150 | Dyn5 | hv | 0 | -2 | 2 | 0 | 2.5 | FALSE

## trafo3w_std_types
| sn_hv_mva | sn_mv_mva | sn_lv_mva | vn_hv_kv | vn_mv_kv | vn_lv_kv | vk_hv_percent | vk_mv_percent | vk_lv_percent | vkr_hv_percent | vkr_mv_percent | vkr_lv_percent | pfe_kw | i0_percent | shift_mv_degree | shift_lv_degree | vector_group | tap_side | tap_neutral | tap_min | tap_max | tap_step_percent
63/25/38 MVA 110/20/10 kV | 63 | 25 | 38 | 110 | 20 | 10 | 10.4 | 10.4 | 10.4 | 0.28 | 0.32 | 0.35 | 35 | 0.89 | 0 | 0 | YN0yn0yn0 | hv | 0 | -10 | 10 | 1.2
63/25/38 MVA 110/10/10 kV | 63 | 25 | 38 | 110 | 10 | 10 | 10.4 | 10.4 | 10.4 | 0.28 | 0.32 | 0.35 | 35 | 0.89 | 0 | 0 | YN0yn0yn0 | hv | 0 | -10 | 10 | 1.2

## fuse_std_types
| fuse_type | i_rated_a | t_avg | t_min | t_total | x_avg | x_min | x_total
HV 100A | HV 100A | 100 | 0 | [10.0, 3.64, 0.854, 0.281, 0.1, 0.0531, 0.022, 0.01] | [10.0, 4.267, 1.21, 0.403, 0.1, 0.058, 0.022, 0.01] | 0 | [300.0, 350.0, 450.0, 550.0, 700.0, 850.0, 1200.0, 1752.0] | [600.0, 700.0, 900.0, 1150.0, 1665.0, 2000.0, 3000.0, 4313.0]
HV 10A | HV 10A | 10 | 0 | [10.0, 1675.0, 0.344, 0.156, 0.1, 0.0417, 0.0171, 0.01] | [10.0, 1.3, 0.3, 0.155, 0.1, 0.0555, 0.023, 0.01] | 0 | [30.0, 32.0, 35.0, 37.0, 39.0, 50.0, 70.0, 88.0] | [60.0, 70.0, 80.0, 87.0, 94.0, 110.0, 150.0, 216.0]
HV 125A | HV 125A | 125 | 0 | [10.0, 1.82, 0.344, 0.1, 0.0467, 0.0269, 0.01] | [10.0, 2.478, 0.426, 0.1, 0.0427, 0.0211, 0.01] | 0 | [375.0, 500.0, 700.0, 925.0, 1200.0, 1500.0, 2341.0] | [750.0, 1000.0, 1500.0, 2200.0, 3000.0, 4000.0, 5765.0]
HV 160A | HV 160A | 160 | 0 | [10.0, 4.15, 1.03, 0.198, 0.1, 0.051, 0.0172, 0.01] | [10.0, 2.3, 0.734, 0.274, 0.1, 0.046, 0.0177, 0.01] | 0 | [480.0, 550.0, 700.0, 1000.0, 1260.0, 1600.0, 2500.0, 3227.0] | [960.0, 1300.0, 1700.0, 2200.0, 2996.0, 4000.0, 6000.0, 7946.0]
HV 16A | HV 16A | 16 | 0 | [10.0, 0.352, 0.164, 0.1, 0.0649, 0.0342, 0.01] | [10.0, 2.34, 0.722, 0.181, 0.1, 0.055, 0.0296, 0.01] | 0 | [48.0, 60.0, 65.0, 71.0, 80.0, 100.0, 162.0] | [96.0, 110.0, 125.0, 150.0, 168.0, 200.0, 250.0, 398.0]
HV 200A | HV 200A | 200 | 0 | [10.0, 4.267, 1.21, 0.403, 0.1, 0.058, 0.022, 0.01] | [10.0, 3.73, 1.654, 0.328, 0.1, 0.0531, 0.019, 0.01] | 0 | [600.0, 700.0, 900.0, 1150.0, 1665.0, 2000.0, 3000.0, 4313.0] | [1200.0, 1500.0, 1800.0, 2700.0, 3960.0, 5000.0, 7500.0, 10620.0]
HV 20A | HV 20A | 20 | 0 | [10.0, 1.3, 0.3, 0.155, 0.1, 0.0555, 0.023, 0.01] | [10.0, 1.3, 0.161, 0.1, 0.0611, 0.0399, 0.0141, 0.01] | 0 | [60.0, 70.0, 80.0, 87.0, 94.0, 110.0, 150.0, 216.0] | [120.0, 150.0, 200.0, 223.0, 260.0, 300.0, 450.0, 532.0]
HV 25A | HV 25A | 25 | 0 | [10.0, 2.512, 0.833, 0.299, 0.1, 0.0372, 0.0223, 0.01] | [10.0, 3.125, 0.597, 0.198, 0.1, 0.0378, 0.022, 0.01] | 0 | [75.0, 82.0, 90.0, 100.0, 124.0, 170.0, 200.0, 289.0] | [150.0, 170.0, 210.0, 250.0, 294.0, 400.0, 500.0, 711.0]
HV 31.5A | HV 31.5A | 31.5 | 0 | [10.0, 2.34, 0.722, 0.181, 0.1, 0.055, 0.0296, 0.01] | [10.0, 2.84, 0.368, 0.164, 0.1, 0.0621, 0.0378, 0.0195, 0.01] | 0 | [95.0, 110.0, 125.0, 150.0, 165.0, 200.0, 250.0, 390.0] | [189.0, 220.0, 300.0, 350.0, 393.0, 450.0, 530.0, 700.0, 960.0]
HV 40A | HV 40A | 40 | 0 | [10.0, 1.3, 0.161, 0.1, 0.0611, 0.0399, 0.0141, 0.01] | [10.0, 2.05, 0.369, 0.198, 0.1, 0.051, 0.0298, 0.01] | 0 | [120.0, 150.0, 200.0, 223.0, 260.0, 300.0, 450.0, 532.0] | [240.0, 300.0, 400.0, 450.0, 530.0, 650.0, 800.0, 1311.0]
HV 50A | HV 50A | 50 | 0 | [10.0, 3.215, 0.597, 0.198, 0.1, 0.0378, 0.022, 0.01] | [10.0, 3.64, 0.854, 0.281, 0.1, 0.0531, 0.022, 0.01] | 0 | [150.0, 170.0, 210.0, 250.0, 294.0, 400.0, 500.0, 711.0] | [300.0, 350.0, 450.0, 550.0, 700.0, 850.0, 1200.0, 1752.0]
HV 6.3A | HV 6.3A | 6.3 | 0 | [10.0, 1.39, 0.344, 0.168, 0.1, 0.056, 0.0263, 0.01] | [10.0, 1.711, 0.516, 0.198, 0.1, 0.0634, 0.0303, 0.01] | 0 | [19.0, 19.5, 20.4, 20.8, 22.0, 25.0, 32.0, 48.0] | [38.0, 40.0, 43.0, 48.0, 53.0, 60.0, 75.0, 118.0]
HV 63A | HV 63A | 63 | 0 | [10.0, 2.84, 0.368, 0.164, 0.1, 0.0621, 0.0378, 0.0195, 0.01] | [10.0, 1.82, 0.344, 0.1, 0.0467, 0.0269, 0.01] | 0 | [189.0, 220.0, 300.0, 350.0, 393.0, 450.0, 530.0, 700.0, 961.0] | [378.0, 500.0, 700.0, 934.0, 1200.0, 1500.0, 2366.0]
HV 80A | HV 80A | 80 | 0 | [10.0, 2.05, 0.369, 0.198, 0.1, 0.051, 0.0298, 0.01] | [10.0, 4.15, 1.03, 0.198, 0.1, 0.051, 0.0172, 0.01] | 0 | [240.0, 300.0, 400.0, 450.0, 530.0, 650.0, 800.0, 1311.0] | [480.0, 550.0, 700.0, 1000.0, 1260.0, 1600.0, 2500.0, 3227.0]
Siemens NH-1-100 | Siemens NH-1-100 | 100 | [5400.0, 2000.0, 400.0, 20.0, 1.0, 0.2, 0.012, 0.004] | 0 | 0 | [150.0, 190.0, 250.0, 430.0, 900.0, 1250.0, 2700.0, 3600.0] | 0 | 0
Siemens NH-1-125 | Siemens NH-1-125 | 125 | [4800.0, 120.0, 7.0, 0.1, 0.004] | 0 | 0 | [180.0, 400.0, 740.0, 2000.0, 4250.0] | 0 | 0
Siemens NH-1-16 | Siemens NH-1-16 | 16 | [4000.0, 400.0, 2.0, 0.1, 0.04, 0.01] | 0 | 0 | [26.0, 35.0, 75.0, 150.0, 200.0, 300.0] | 0 | 0
Siemens NH-1-160 | Siemens NH-1-160 | 160 | [4800.0, 120.0, 7.0, 0.1, 0.004] | 0 | 0 | [210.0, 500.0, 900.0, 2300.0, 5000.0] | 0 | 0
Siemens NH-1-25 | Siemens NH-1-25 | 25 | [4000.0, 1000.0, 10.0, 0.2, 0.02, 0.01] | 0 | 0 | [40.0, 50.0, 100.0, 210.0, 400.0, 500.0] | 0 | 0
Siemens NH-1-50 | Siemens NH-1-50 | 50 | [4000.0, 40.0, 4.0, 1.0, 0.02, 0.01] | 0 | 0 | [86.0, 200.0, 300.0, 400.0, 1000.0, 1280.0] | 0 | 0
Siemens NH-1-63 | Siemens NH-1-63 | 63 | [4000.0, 100.0, 10.0, 2.0, 0.04, 0.01] | 0 | 0 | [100.0, 200.0, 300.0, 400.0, 1000.0, 1500.0] | 0 | 0
Siemens NH-1-80 | Siemens NH-1-80 | 80 | [4800.0, 120.0, 7.0, 0.1, 0.01] | 0 | 0 | [150.58, 250.0, 450.0, 1150.0, 2470.0] | 0 | 0
Siemens NH-2-1000 | Siemens NH-2-1000 | 1000 | [4800.0, 120.0, 7.0, 0.1, 0.004] | 0 | 0 | [1900.0, 3500.0, 8400.0, 24000.0, 52000.0] | 0 | 0
Siemens NH-2-200 | Siemens NH-2-200 | 200 | [4800.0, 120.0, 7.0, 0.1, 0.004] | 0 | 0 | [280.0, 650.0, 1200.0, 3000.0, 7000.0] | 0 | 0
Siemens NH-2-224 | Siemens NH-2-224 | 224 | [4800.0, 120.0, 7.0, 0.2, 0.04, 0.004] | 0 | 0 | [400.0, 750.0, 1453.0, 3025.0, 4315.0, 7600.0] | 0 | 0
Siemens NH-2-250 | Siemens NH-2-250 | 250 | [4800.0, 120.0, 7.0, 0.1, 0.004] | 0 | 0 | [450.0, 800.0, 1650.0, 4000.0, 8500.0] | 0 | 0
Siemens NH-2-315 | Siemens NH-2-315 | 315 | [4800.0, 120.0, 7.0, 0.1, 0.004] | 0 | 0 | [550.0, 920.0, 1900.0, 5000.0, 11000.0] | 0 | 0
Siemens NH-2-355 | Siemens NH-2-355 | 355 | [4800.0, 120.0, 6.0, 0.1, 0.004] | 0 | 0 | [650.0, 1116.27, 2350.0, 5840.0, 12790.0] | 0 | 0
Siemens NH-2-400 | Siemens NH-2-400 | 400 | [4800.0, 120.0, 7.0, 0.1, 0.004] | 0 | 0 | [720.0, 1350.0, 2800.0, 6500.0, 15000.0] | 0 | 0
Siemens NH-2-425 | Siemens NH-2-425 | 425 | [4800.0, 120.0, 7.0, 0.1, 0.004] | 0 | 0 | [850.0, 1500.0, 3050.0, 7500.0, 16500.0] | 0 | 0
Siemens NH-2-630 | Siemens NH-2-630 | 630 | [4800.0, 120.0, 7.0, 0.1, 0.004] | 0 | 0 | [1200.0, 2000.0, 4800.0, 12000.0, 26000.0] | 0 | 0

## res_bus
| vm_pu | va_degree | p_mw | q_mvar
0 | 0.98062 | -0.13609 | 0.00072952 | 0.00018283
1 | 0.98029 | -0.13846 | 0.0015061 | 0.00037747
2 | 0.98092 | -0.13391 | 0.002651 | 0.00066441
3 | 0.97839 | -0.1521 | 0.00082691 | 0.00020724
4 | 0.98309 | -0.11841 | 0.00089113 | 0.00022334
5 | 0.9831 | -0.11833 | 0.00084633 | 0.00021211
6 | 0.97822 | -0.15333 | 0 | 0
7 | 0.97536 | -0.17389 | 0.00059989 | 0.00015035
8 | 0.97422 | -0.18224 | 0.00042063 | 0.00010542
9 | 0.97423 | -0.18218 | 0.00025402 | 6.3664e-05
10 | 0.97426 | -0.18195 | 0.00057558 | 0.00014425
11 | 0.97463 | -0.17925 | 0.00026408 | 6.6185e-05
12 | 0.97485 | -0.17763 | 0 | 0
13 | 0.97494 | -0.17697 | 0.00065523 | 0.00016422
14 | 0.97496 | -0.17681 | 0.00060226 | 0.00015094
15 | 0.97223 | -0.1962 | 0.001139 | 0.00028547
16 | 0.97245 | -0.19457 | 0.00095322 | 0.0002389
17 | 0.9727 | -0.19276 | 0.00036753 | 9.2112e-05
18 | 0.9758 | -0.17046 | 0.00037179 | 9.318e-05
19 | 0.97736 | -0.15925 | 0.0012946 | 0.00032445
20 | 0.97275 | -0.1924 | 0 | 0
21 | 0.972 | -0.19783 | 0.006091 | 0.0015265
22 | 0.97205 | -0.19748 | 0 | 0
23 | 0.97202 | -0.19768 | 0.0009933 | 0.00024894
24 | 0.97774 | -0.15649 | 0.0012696 | 0.00031819
25 | 0.9782 | -0.15322 | 0.0016141 | 0.00040453
26 | 0.97864 | -0.15009 | 0.00049257 | 0.00012345
27 | 0.97843 | -0.15159 | 0.0010977 | 0.00027512
28 | 0.9785 | -0.15105 | 0.0006716 | 0.00016832
29 | 0.97842 | -0.15168 | 0.002158 | 0.00054084
30 | 0.97852 | -0.15093 | 0.00099459 | 0.00024927
31 | 0.97861 | -0.1503 | 0.0013242 | 0.00033186
32 | 0.9788 | -0.14891 | 0.00043448 | 0.00010889
33 | 0.97908 | -0.14692 | 0.00079615 | 0.00019953
34 | 0.97567 | -0.17106 | 0.00060309 | 0.00015115
35 | 0.97568 | -0.17099 | 0.0024843 | 0.00062261
36 | 0.9755 | -0.17225 | 0.0017521 | 0.00043912
37 | 0.97594 | -0.16915 | 0.00095303 | 0.00023885
38 | 0.97527 | -0.17391 | 0.00060958 | 0.00015277
39 | 0.97621 | -0.16715 | 0.0010355 | 0.00025952
40 | 0.97518 | -0.17462 | 0.0020509 | 0.000514
41 | 0.97644 | -0.16555 | 0.0012075 | 0.00030264
42 | 0.97391 | -0.18436 | 0.00050425 | 0.00012638
43 | 0.97244 | -0.19496 | 0.0002327 | 5.8321e-05
44 | 0.9701 | -0.21189 | 0.0021894 | 0.0005487
45 | 0.97017 | -0.21139 | 0.0014261 | 0.00035741
46 | 0.9707 | -0.2076 | 0.00031104 | 7.7953e-05
47 | 0.97097 | -0.20565 | 0.00041898 | 0.00010501
48 | 0.97057 | -0.2085 | 0.00030784 | 7.7153e-05
49 | 0.97124 | -0.20368 | 0 | 0
50 | 0.97053 | -0.20881 | 0.0011054 | 0.00027704
51 | 0.97235 | -0.19563 | 0 | 0
52 | 0.97233 | -0.19578 | 0.0016457 | 0.00041245
53 | 0.9721 | -0.19653 | 0.0024408 | 0.00061172
54 | 0.97211 | -0.19652 | 0.0037951 | 0.00095113
55 | 0.9723 | -0.1951 | 0.0070507 | 0.0017671
56 | 0.97712 | -0.16052 | 0.0059183 | 0.0014833
57 | 0.98265 | -0.12117 | 0.002828 | 0.00070877
58 | 0.97894 | -0.14761 | 0.0010307 | 0.00025832
59 | 0.97832 | -0.15209 | 0.0013698 | 0.00034331
60 | 0.98074 | -0.13479 | 0.00095792 | 0.00024008
61 | 0.98826 | -0.081647 | 0.0013599 | 0.00034081
62 | 0.98222 | -0.12427 | 0.001068 | 0.00026766
63 | 0.98984 | -0.070566 | 0.0010238 | 0.0002566
64 | 0.98832 | -0.081211 | 0.0014893 | 0.00037327
65 | 0.98991 | -0.070053 | 0.0011417 | 0.00028613
66 | 0.98818 | -0.082199 | 0.0041682 | 0.0010447
67 | 0.98311 | -0.11826 | 0.00063151 | 0.00015827
68 | 0.98366 | -0.11437 | 0.00059811 | 0.0001499
69 | 0.98368 | -0.11421 | 0.00086265 | 0.0002162
70 | 0.98377 | -0.11356 | 0.00059178 | 0.00014831
71 | 0.98427 | -0.11005 | 0.00060256 | 0.00015102
72 | 0.98448 | -0.10854 | 0.00059969 | 0.0001503
73 | 0.98512 | -0.10397 | 0.00054389 | 0.00013631
74 | 0.97933 | -0.14513 | 0.00046336 | 0.00011613
75 | 0.98526 | -0.10303 | 0.00061131 | 0.00015321
76 | 0.98596 | -0.09806 | 0.00055716 | 0.00013964
77 | 0.98684 | -0.091776 | 0.00049146 | 0.00012317
78 | 0.98742 | -0.087672 | 0 | 0
79 | 0.99393 | -0.042041 | 0 | 0
80 | 0.98619 | -0.096364 | 0.00044147 | 0.00011064
81 | 0.9796 | -0.14322 | 0.00044529 | 0.0001116
82 | 0.99385 | -0.042637 | 0.0021727 | 0.00054453
83 | 0.99444 | -0.038509 | 0.0019443 | 0.00048729
84 | 0.98596 | -0.09804 | 0.0020883 | 0.00052338
85 | 0.97988 | -0.14123 | 0.0024521 | 0.00061455
86 | 0.98029 | -0.13825 | 0.001701 | 0.00042631
87 | 0.99563 | -0.030262 | 0.0013267 | 0.0003325
88 | 0.98479 | -0.10631 | 0.0017143 | 0.00042965
89 | 0.99613 | -0.026775 | 0.0017805 | 0.00044624
90 | 0.99658 | -0.023634 | 0.0010402 | 0.0002607
91 | 0.99557 | -0.030674 | 0 | 0
92 | 0.99707 | -0.020221 | 0.00094661 | 0.00023724
93 | 0.99512 | -0.033787 | 0.00047778 | 0.00011974
94 | 0.99384 | -0.042649 | 0.0010717 | 0.00026858
95 | 0.99815 | -0.012761 | 0.0019021 | 0.0004767
96 | 0.99493 | -0.035151 | 0.0011149 | 0.00027943
97 | 0.99348 | -0.045176 | 0.00090395 | 0.00022655
98 | 0.99845 | -0.010673 | 0.0011831 | 0.00029652
99 | 0.99489 | -0.035417 | 0.00035934 | 9.0058e-05
100 | 0.99153 | -0.058787 | 0.0010914 | 0.00027353
101 | 0.98439 | -0.10908 | 0.0018435 | 0.00046201
102 | 0.98351 | -0.11537 | 0.0021127 | 0.00052949
103 | 0.98302 | -0.11883 | 0.0014145 | 0.00035452
104 | 0.99775 | -0.015579 | 0.0020446 | 0.00051243
105 | 0.99866 | -0.0092787 | 0.0012709 | 0.00031853
106 | 0.99726 | -0.018953 | 0.0013915 | 0.00034874
107 | 0.99883 | -0.0080964 | 0.0012456 | 0.00031217
108 | 0.99701 | -0.020672 | 0.0012326 | 0.00030892
109 | 0.99912 | -0.0060721 | 0.0016199 | 0.000406
110 | 0.9959 | -0.028365 | 0.0015716 | 0.00039387
111 | 0.99985 | -0.0010483 | 0.001578 | 0.00039548
112 | 1 | 0 | -0.15983 | -0.040162
113 | 0.99932 | -0.0046678 | 0.001567 | 0.00039273
114 | 0.9821 | -0.12536 | 0.0016024 | 0.00040161
115 | 0.98104 | -0.13293 | 0.0031411 | 0.00078722
116 | 0.98069 | -0.13544 | 0 | 0
117 | 0.98012 | -0.13946 | 0.00066457 | 0.00016656
118 | 0.97958 | -0.14334 | 0.0003344 | 8.3809e-05
119 | 0.97904 | -0.14718 | 0.00037567 | 9.4153e-05
120 | 0.99476 | -0.036362 | 0.0010692 | 0.00026797
121 | 0.99472 | -0.036657 | 0.0013167 | 0.00032999
122 | 0.99464 | -0.037193 | 0.001096 | 0.00027467
123 | 0.99464 | -0.037199 | 0.0023714 | 0.00059432
124 | 0.99149 | -0.059036 | 0.0011016 | 0.00027609
125 | 0.97743 | -0.15841 | 0.0013632 | 0.00034164
126 | 0.97697 | -0.16172 | 0.0013919 | 0.00034885
127 | 0.9766 | -0.16436 | 0.0015458 | 0.0003874
128 | 0.99998 | 149.9947 | 0 | 0

## res_line
| p_from_mw | q_from_mvar | p_to_mw | q_to_mvar | pl_mw | ql_mvar | i_from_ka | i_to_ka | i_ka | vm_from_pu | va_from_degree | vm_to_pu | va_to_degree | loading_percent
0 | 0.013946 | 0.00349 | -0.013942 | -0.0034885 | 4.5643e-06 | 1.5495e-06 | 0.02116 | 0.021161 | 0.021161 | 0.98062 | -0.13609 | 0.98029 | -0.13846 | 7.8372
1 | -0.014676 | -0.0036729 | 0.01468 | 0.0036744 | 4.4145e-06 | 1.5178e-06 | 0.022267 | 0.022267 | 0.022267 | 0.98062 | -0.13609 | 0.98092 | -0.13391 | 8.2472
2 | 0.012435 | 0.003111 | -0.012412 | -0.0031034 | 2.336e-05 | 7.6624e-06 | 0.018874 | 0.018875 | 0.018875 | 0.98029 | -0.13846 | 0.97839 | -0.1521 | 6.9907
3 | -0.017331 | -0.0043388 | 0.017368 | 0.004352 | 3.7175e-05 | 1.3208e-05 | 0.026289 | 0.026288 | 0.026289 | 0.98092 | -0.13391 | 0.98309 | -0.11841 | 9.7366
4 | 0.011585 | 0.0028961 | -0.011583 | -0.0028955 | 1.9667e-06 | 6.2893e-07 | 0.017617 | 0.017617 | 0.017617 | 0.97839 | -0.1521 | 0.97822 | -0.15333 | 6.5249
5 | -0.018259 | -0.0045753 | 0.01826 | 0.0045754 | 1.9826e-07 | 7.0979e-08 | 0.027637 | 0.027637 | 0.027637 | 0.98309 | -0.11841 | 0.9831 | -0.11833 | 10.236
6 | -0.019106 | -0.0047875 | 0.019106 | 0.0047876 | 1.905e-07 | 6.8642e-08 | 0.028918 | 0.028918 | 0.028918 | 0.9831 | -0.11833 | 0.98311 | -0.11826 | 10.7105
7 | 0.011583 | 0.0028955 | -0.011551 | -0.002885 | 3.2724e-05 | 1.0471e-05 | 0.017617 | 0.017618 | 0.017618 | 0.97822 | -0.15333 | 0.97536 | -0.17389 | 6.5252
8 | 0.0021714 | 0.00053795 | -0.0021705 | -0.00053925 | 9.0774e-07 | -1.3066e-06 | 0.0033105 | 0.0033111 | 0.0033111 | 0.97536 | -0.17389 | 0.97494 | -0.17697 | 1.2263
9 | 0.0087792 | 0.0021967 | -0.0087757 | -0.0021958 | 3.5307e-06 | 9.6438e-07 | 0.013392 | 0.013392 | 0.013392 | 0.97536 | -0.17389 | 0.97496 | -0.17681 | 4.9602
10 | -0.00042063 | -0.00010542 | 0.00042063 | 0.00010526 | 3.4221e-09 | -1.6414e-07 | 0.00064246 | 0.00064241 | 0.00064246 | 0.97422 | -0.18224 | 0.97423 | -0.18218 | 0.23795
11 | -0.00067465 | -0.00016892 | 0.00067468 | 0.00016852 | 2.164e-08 | -3.9848e-07 | 0.0010304 | 0.0010302 | 0.0010304 | 0.97423 | -0.18218 | 0.97426 | -0.18195 | 0.38163
12 | -0.0012503 | -0.00031278 | 0.0012507 | 0.00031042 | 4.6232e-07 | -2.3551e-06 | 0.0019093 | 0.0019084 | 0.0019093 | 0.97426 | -0.18195 | 0.97463 | -0.17925 | 0.70717
13 | -0.0015148 | -0.00037661 | 0.0015151 | 0.00037549 | 3.3362e-07 | -1.1191e-06 | 0.0023116 | 0.0023112 | 0.0023116 | 0.97463 | -0.17925 | 0.97485 | -0.17763 | 0.85616
14 | -0.0015151 | -0.00037549 | 0.0015153 | 0.00037504 | 1.3405e-07 | -4.4996e-07 | 0.0023112 | 0.002311 | 0.0023112 | 0.97485 | -0.17763 | 0.97494 | -0.17697 | 0.85599
15 | 0.0081734 | 0.0020448 | -0.0081649 | -0.0020426 | 8.5137e-06 | 2.1821e-06 | 0.012473 | 0.012474 | 0.012474 | 0.97496 | -0.17681 | 0.97391 | -0.18436 | 4.6199
16 | -0.001139 | -0.00028547 | 0.0011393 | 0.00028389 | 2.556e-07 | -1.574e-06 | 0.0017433 | 0.0017427 | 0.0017433 | 0.97223 | -0.1962 | 0.97245 | -0.19457 | 0.64567
17 | -0.0020925 | -0.00052279 | 0.002093 | 0.00052199 | 5.1901e-07 | -8.0764e-07 | 0.0032013 | 0.0032009 | 0.0032013 | 0.97245 | -0.19457 | 0.9727 | -0.19276 | 1.1857
18 | -0.0024606 | -0.0006141 | 0.0024607 | 0.00061397 | 1.2156e-07 | -1.2401e-07 | 0.0037632 | 0.0037631 | 0.0037632 | 0.9727 | -0.19276 | 0.97275 | -0.1924 | 1.3938
19 | -0.0099511 | -0.002492 | 0.0099665 | 0.0024966 | 1.544e-05 | 4.5937e-06 | 0.015174 | 0.015173 | 0.015174 | 0.9758 | -0.17046 | 0.97736 | -0.15925 | 5.62
20 | 0.0095793 | 0.0023988 | -0.0095503 | -0.0023904 | 2.8989e-05 | 8.4383e-06 | 0.014607 | 0.014608 | 0.014608 | 0.9758 | -0.17046 | 0.97275 | -0.1924 | 5.4103
21 | -0.011261 | -0.002821 | 0.011265 | 0.0028224 | 4.3049e-06 | 1.3615e-06 | 0.017144 | 0.017144 | 0.017144 | 0.97736 | -0.15925 | 0.97774 | -0.15649 | 6.3498
22 | 0.0070896 | 0.0017764 | -0.0070846 | -0.0017753 | 4.9736e-06 | 1.0723e-06 | 0.010845 | 0.010845 | 0.010845 | 0.97275 | -0.1924 | 0.97205 | -0.19748 | 4.0167
23 | -0.006091 | -0.0015265 | 0.0060913 | 0.0015266 | 2.96e-07 | 4.6221e-08 | 0.0093246 | 0.0093246 | 0.0093246 | 0.972 | -0.19783 | 0.97205 | -0.19748 | 3.4536
24 | 0.00099333 | 0.00024871 | -0.0009933 | -0.00024894 | 2.8374e-08 | -2.3287e-07 | 0.0015205 | 0.0015206 | 0.0015206 | 0.97205 | -0.19748 | 0.97202 | -0.19768 | 0.56318
25 | -0.012535 | -0.0031406 | 0.012541 | 0.0031424 | 5.6656e-06 | 1.866e-06 | 0.019076 | 0.019076 | 0.019076 | 0.97774 | -0.15649 | 0.9782 | -0.15322 | 7.0653
26 | -0.014155 | -0.003547 | 0.014161 | 0.003549 | 6.129e-06 | 2.0912e-06 | 0.021532 | 0.021532 | 0.021532 | 0.9782 | -0.15322 | 0.97864 | -0.15009 | 7.9747
27 | -0.014653 | -0.0036725 | 0.014659 | 0.0036745 | 5.9108e-06 | 2.0335e-06 | 0.02228 | 0.02228 | 0.02228 | 0.97864 | -0.15009 | 0.97904 | -0.14718 | 8.252
28 | -0.0032557 | -0.00081592 | 0.003256 | 0.00081581 | 2.4196e-07 | -1.056e-07 | 0.0049514 | 0.0049513 | 0.0049514 | 0.97843 | -0.15159 | 0.9785 | -0.15105 | 1.8338
29 | 0.002158 | 0.00054079 | -0.002158 | -0.00054084 | 2.7932e-08 | -4.1451e-08 | 0.0032819 | 0.0032819 | 0.0032819 | 0.97843 | -0.15159 | 0.97842 | -0.15168 | 1.2155
30 | -0.0039276 | -0.00098413 | 0.0039276 | 0.00098412 | 6.2893e-08 | -1.1303e-08 | 0.0059726 | 0.0059726 | 0.0059726 | 0.9785 | -0.15105 | 0.97852 | -0.15093 | 2.2121
31 | -0.0049222 | -0.0012334 | 0.0049227 | 0.0012334 | 4.3336e-07 | 1.0948e-08 | 0.007485 | 0.007485 | 0.007485 | 0.97852 | -0.15093 | 0.97861 | -0.1503 | 2.7722
32 | -0.0062468 | -0.0015653 | 0.006248 | 0.0015655 | 1.2007e-06 | 1.9378e-07 | 0.0094984 | 0.0094983 | 0.0094984 | 0.97861 | -0.1503 | 0.9788 | -0.14891 | 3.5179
33 | -0.0066825 | -0.0016743 | 0.0066843 | 0.0016747 | 1.8388e-06 | 3.4823e-07 | 0.010159 | 0.010159 | 0.010159 | 0.9788 | -0.14891 | 0.97908 | -0.14692 | 3.7625
34 | -0.0074805 | -0.0018742 | 0.0074823 | 0.0018747 | 1.8507e-06 | 4.2314e-07 | 0.011369 | 0.011369 | 0.011369 | 0.97908 | -0.14692 | 0.97933 | -0.14513 | 4.2106
35 | -0.00060309 | -0.00015115 | 0.0006031 | 0.00015102 | 5.5636e-09 | -1.2949e-07 | 0.00091979 | 0.00091974 | 0.00091979 | 0.97567 | -0.17106 | 0.97568 | -0.17099 | 0.34066
36 | 0.0044141 | 0.001105 | -0.0044134 | -0.0011051 | 7.7046e-07 | -4.3898e-08 | 0.0067316 | 0.0067317 | 0.0067317 | 0.97568 | -0.17099 | 0.9755 | -0.17225 | 2.4932
37 | -0.0075015 | -0.0018786 | 0.0075034 | 0.0018791 | 1.9082e-06 | 4.4203e-07 | 0.01144 | 0.01144 | 0.01144 | 0.97568 | -0.17099 | 0.97594 | -0.16915 | 4.2371
38 | 0.0026613 | 0.00066594 | -0.0026607 | -0.00066644 | 6.0998e-07 | -5.0588e-07 | 0.0040591 | 0.0040593 | 0.0040593 | 0.9755 | -0.17225 | 0.97527 | -0.17391 | 1.5035
39 | -0.0084564 | -0.0021179 | 0.0084588 | 0.0021186 | 2.3341e-06 | 6.1648e-07 | 0.012893 | 0.012893 | 0.012893 | 0.97594 | -0.16915 | 0.97621 | -0.16715 | 4.7752
40 | 0.0020511 | 0.00051367 | -0.0020509 | -0.000514 | 2.0052e-07 | -3.323e-07 | 0.0031293 | 0.0031294 | 0.0031294 | 0.97527 | -0.17391 | 0.97518 | -0.17462 | 1.1591
41 | -0.0094943 | -0.0023781 | 0.0094964 | 0.0023787 | 2.1044e-06 | 6.0799e-07 | 0.014471 | 0.014471 | 0.014471 | 0.97621 | -0.16715 | 0.97644 | -0.16555 | 5.3598
42 | -0.010704 | -0.0026813 | 0.010706 | 0.0026819 | 1.7627e-06 | 5.4515e-07 | 0.016311 | 0.016311 | 0.016311 | 0.97644 | -0.16555 | 0.9766 | -0.16436 | 6.0413
43 | 0.0076607 | 0.0019163 | -0.0076495 | -0.0019136 | 1.119e-05 | 2.6771e-06 | 0.011703 | 0.011704 | 0.011704 | 0.97391 | -0.18436 | 0.97244 | -0.19496 | 4.3347
44 | 0.0074168 | 0.0018553 | -0.0074161 | -0.0018551 | 6.8347e-07 | 1.5736e-07 | 0.011348 | 0.011348 | 0.011348 | 0.97244 | -0.19496 | 0.97235 | -0.19563 | 4.2029
45 | -0.0021894 | -0.0005487 | 0.0021895 | 0.00054849 | 1.5272e-07 | -2.0924e-07 | 0.0033582 | 0.0033581 | 0.0033582 | 0.9701 | -0.21189 | 0.97017 | -0.21139 | 1.2438
46 | -0.0036156 | -0.0009059 | 0.0036175 | 0.00090541 | 1.8954e-06 | -4.9148e-07 | 0.0055454 | 0.0055449 | 0.0055454 | 0.97017 | -0.21139 | 0.9707 | -0.2076 | 2.0538
47 | -0.005342 | -0.0013366 | 0.0053434 | 0.0013367 | 1.4341e-06 | 1.2771e-07 | 0.0081881 | 0.0081879 | 0.0081881 | 0.9707 | -0.2076 | 0.97097 | -0.20565 | 3.0326
48 | 0.0014135 | 0.00035321 | -0.0014133 | -0.00035388 | 1.7591e-07 | -6.747e-07 | 0.0021664 | 0.0021666 | 0.0021666 | 0.9707 | -0.2076 | 0.97057 | -0.2085 | 0.80246
49 | -0.0057624 | -0.0014417 | 0.005764 | 0.0014419 | 1.569e-06 | 2.0447e-07 | 0.00883 | 0.0088299 | 0.00883 | 0.97097 | -0.20565 | 0.97124 | -0.20368 | 3.2704
50 | 0.0011054 | 0.00027673 | -0.0011054 | -0.00027704 | 4.7966e-08 | -3.1229e-07 | 0.0016947 | 0.0016948 | 0.0016948 | 0.97057 | -0.2085 | 0.97053 | -0.20881 | 0.6277
51 | -0.005764 | -0.0014419 | 0.0057704 | 0.0014427 | 6.4001e-06 | 8.316e-07 | 0.0088299 | 0.0088293 | 0.0088299 | 0.97124 | -0.20368 | 0.97235 | -0.19563 | 3.2703
52 | 0.0016457 | 0.00041236 | -0.0016457 | -0.00041245 | 3.405e-08 | -9.3612e-08 | 0.0025185 | 0.0025185 | 0.0025185 | 0.97235 | -0.19563 | 0.97233 | -0.19578 | 0.93278
53 | -0.0024408 | -0.00061172 | 0.0024408 | 0.00061172 | 4.8627e-09 | -5.0511e-09 | 0.0037362 | 0.0037362 | 0.0037362 | 0.9721 | -0.19653 | 0.97211 | -0.19652 | 1.3838
54 | -0.0062359 | -0.0015628 | 0.0062371 | 0.0015631 | 1.2251e-06 | 2.0399e-07 | 0.0095453 | 0.0095452 | 0.0095453 | 0.97211 | -0.19652 | 0.9723 | -0.1951 | 3.5353
55 | -0.013288 | -0.0033301 | 0.013352 | 0.0033516 | 6.3861e-05 | 2.1477e-05 | 0.020336 | 0.020335 | 0.020336 | 0.9723 | -0.1951 | 0.97712 | -0.16052 | 7.5317
56 | -0.01927 | -0.0048349 | 0.019376 | 0.004873 | 0.00010575 | 3.8194e-05 | 0.029347 | 0.029346 | 0.029347 | 0.97712 | -0.16052 | 0.98265 | -0.12117 | 10.8693
57 | -0.041737 | -0.010486 | 0.041968 | 0.010574 | 0.00023079 | 8.7586e-05 | 0.063211 | 0.063211 | 0.063211 | 0.98265 | -0.12117 | 0.98826 | -0.081647 | 23.4115
58 | 0.019533 | 0.0049046 | -0.019525 | -0.0049015 | 8.4129e-06 | 3.0407e-06 | 0.029582 | 0.029582 | 0.029582 | 0.98265 | -0.12117 | 0.98222 | -0.12427 | 10.9564
59 | 0.01641 | 0.0041148 | -0.0164 | -0.0041112 | 1.0181e-05 | 3.5864e-06 | 0.024945 | 0.024945 | 0.024945 | 0.97894 | -0.14761 | 0.97832 | -0.15209 | 9.2389
60 | -0.017441 | -0.0043731 | 0.017472 | 0.0043841 | 3.1034e-05 | 1.1045e-05 | 0.026512 | 0.026511 | 0.026512 | 0.97894 | -0.14761 | 0.98074 | -0.13479 | 9.8191
61 | 0.01503 | 0.0037679 | -0.015017 | -0.0037633 | 1.3134e-05 | 4.5465e-06 | 0.022862 | 0.022862 | 0.022862 | 0.97832 | -0.15209 | 0.97743 | -0.15841 | 8.4673
62 | -0.01843 | -0.0046242 | 0.018457 | 0.0046339 | 2.6941e-05 | 9.6641e-06 | 0.027965 | 0.027964 | 0.027965 | 0.98074 | -0.13479 | 0.98222 | -0.12427 | 10.3573
63 | 0.0041685 | 0.0010446 | -0.0041682 | -0.0010447 | 3.1883e-07 | -4.3543e-08 | 0.0062765 | 0.0062766 | 0.0062766 | 0.98826 | -0.081647 | 0.98818 | -0.082199 | 2.3246
64 | -0.047496 | -0.011959 | 0.047499 | 0.011961 | 2.8943e-06 | 1.1016e-06 | 0.071535 | 0.071535 | 0.071535 | 0.98826 | -0.081647 | 0.98832 | -0.081211 | 26.4943
65 | 0.049061 | 0.012362 | -0.048988 | -0.012334 | 7.2964e-05 | 2.7787e-05 | 0.073777 | 0.073777 | 0.073777 | 0.98984 | -0.070566 | 0.98832 | -0.081211 | 27.3248
66 | -0.050085 | -0.012618 | 0.050089 | 0.01262 | 3.5952e-06 | 1.3697e-06 | 0.075316 | 0.075316 | 0.075316 | 0.98984 | -0.070566 | 0.98991 | -0.070053 | 27.8948
67 | -0.051231 | -0.012906 | 0.05131 | 0.012936 | 7.9065e-05 | 3.0135e-05 | 0.077032 | 0.077032 | 0.077032 | 0.98991 | -0.070053 | 0.99149 | -0.059036 | 28.5304
68 | -0.019738 | -0.0049459 | 0.019748 | 0.0049497 | 1.0636e-05 | 3.8485e-06 | 0.029874 | 0.029874 | 0.029874 | 0.98311 | -0.11826 | 0.98366 | -0.11437 | 11.0645
69 | -0.020346 | -0.0050996 | 0.020347 | 0.0050998 | 4.468e-07 | 1.6225e-07 | 0.030779 | 0.030779 | 0.030779 | 0.98366 | -0.11437 | 0.98368 | -0.11421 | 11.3996
70 | -0.02121 | -0.005316 | 0.021211 | 0.0053167 | 1.9076e-06 | 6.9598e-07 | 0.032084 | 0.032084 | 0.032084 | 0.98368 | -0.11421 | 0.98377 | -0.11356 | 11.8829
71 | -0.021803 | -0.005465 | 0.021814 | 0.0054689 | 1.0606e-05 | 3.8807e-06 | 0.032979 | 0.032979 | 0.032979 | 0.98377 | -0.11356 | 0.98427 | -0.11005 | 12.2144
72 | -0.022416 | -0.0056199 | 0.022421 | 0.0056216 | 4.696e-06 | 1.7228e-06 | 0.03389 | 0.03389 | 0.03389 | 0.98427 | -0.11005 | 0.98448 | -0.10854 | 12.5517
73 | -0.023021 | -0.0057719 | 0.023035 | 0.0057773 | 1.4577e-05 | 5.3609e-06 | 0.034796 | 0.034796 | 0.034796 | 0.98448 | -0.10854 | 0.98512 | -0.10397 | 12.8874
74 | -0.023579 | -0.0059136 | 0.023582 | 0.0059147 | 3.0855e-06 | 1.1371e-06 | 0.035618 | 0.035618 | 0.035618 | 0.98512 | -0.10397 | 0.98526 | -0.10303 | 13.1917
75 | -0.0079457 | -0.0019908 | 0.0079478 | 0.0019913 | 2.0994e-06 | 5.1692e-07 | 0.012073 | 0.012073 | 0.012073 | 0.97933 | -0.14513 | 0.9796 | -0.14322 | 4.4713
76 | -0.024194 | -0.0060679 | 0.02421 | 0.0060741 | 1.6674e-05 | 6.1582e-06 | 0.036541 | 0.036541 | 0.036541 | 0.98526 | -0.10303 | 0.98596 | -0.09806 | 13.5336
77 | -0.024767 | -0.0062137 | 0.024789 | 0.0062217 | 2.161e-05 | 7.995e-06 | 0.037382 | 0.037381 | 0.037382 | 0.98596 | -0.09806 | 0.98684 | -0.091776 | 13.845
78 | -0.025281 | -0.0063449 | 0.025295 | 0.0063502 | 1.4411e-05 | 5.3394e-06 | 0.038123 | 0.038122 | 0.038123 | 0.98684 | -0.091776 | 0.98742 | -0.087672 | 14.1194
79 | -0.068517 | -0.017217 | 0.068955 | 0.017385 | 0.00043796 | 0.0001676 | 0.10327 | 0.10327 | 0.10327 | 0.98742 | -0.087672 | 0.99393 | -0.042041 | 38.2477
80 | 0.043222 | 0.010867 | -0.04317 | -0.010847 | 5.2272e-05 | 1.9853e-05 | 0.065146 | 0.065146 | 0.065146 | 0.98742 | -0.087672 | 0.98619 | -0.096364 | 24.1283
81 | 0.0021729 | 0.00054424 | -0.0021727 | -0.00054453 | 1.7916e-07 | -2.8273e-07 | 0.0032529 | 0.003253 | 0.003253 | 0.99393 | -0.042041 | 0.99385 | -0.042637 | 1.2048
82 | -0.071128 | -0.017929 | 0.071163 | 0.017942 | 3.5198e-05 | 1.328e-05 | 0.10652 | 0.10652 | 0.10652 | 0.99393 | -0.042041 | 0.99444 | -0.038509 | 19.7262
83 | 0.042728 | 0.010736 | -0.042718 | -0.010733 | 9.9627e-06 | 3.7828e-06 | 0.06448 | 0.06448 | 0.06448 | 0.98619 | -0.096364 | 0.98596 | -0.09804 | 23.8816
84 | -0.0083931 | -0.0021029 | 0.0083954 | 0.0021035 | 2.319e-06 | 6.0397e-07 | 0.012749 | 0.012749 | 0.012749 | 0.9796 | -0.14322 | 0.97988 | -0.14123 | 4.7218
85 | -0.073107 | -0.01843 | 0.073192 | 0.018461 | 8.4547e-05 | 3.193e-05 | 0.10943 | 0.10943 | 0.10943 | 0.99444 | -0.038509 | 0.99563 | -0.030262 | 20.2649
86 | 0.04063 | 0.010209 | -0.040583 | -0.010192 | 4.6724e-05 | 1.7717e-05 | 0.061329 | 0.061329 | 0.061329 | 0.98596 | -0.09804 | 0.98479 | -0.10631 | 22.7143
87 | -0.010847 | -0.0027181 | 0.010852 | 0.0027194 | 4.4744e-06 | 1.3879e-06 | 0.016473 | 0.016472 | 0.016473 | 0.97988 | -0.14123 | 0.98029 | -0.13825 | 6.1009
88 | -0.012553 | -0.0031457 | 0.012558 | 0.0031474 | 4.8793e-06 | 1.605e-06 | 0.019054 | 0.019054 | 0.019054 | 0.98029 | -0.13825 | 0.98069 | -0.13544 | 7.0572
89 | -0.074518 | -0.018794 | 0.074538 | 0.018801 | 1.9819e-05 | 7.4895e-06 | 0.11141 | 0.11141 | 0.11141 | 0.99563 | -0.030262 | 0.9959 | -0.028365 | 20.6321
90 | 0.038869 | 0.0097619 | -0.038854 | -0.0097562 | 1.4968e-05 | 5.6686e-06 | 0.058738 | 0.058738 | 0.058738 | 0.98479 | -0.10631 | 0.98439 | -0.10908 | 21.7549
91 | -0.065322 | -0.01648 | 0.065351 | 0.016491 | 2.8794e-05 | 1.1012e-05 | 0.097616 | 0.097616 | 0.097616 | 0.99613 | -0.026775 | 0.99658 | -0.023634 | 36.1542
92 | 0.063541 | 0.016034 | -0.063507 | -0.016021 | 3.4755e-05 | 1.3287e-05 | 0.094956 | 0.094956 | 0.094956 | 0.99613 | -0.026775 | 0.99557 | -0.030674 | 35.1691
93 | -0.066391 | -0.016752 | 0.066423 | 0.016764 | 3.1815e-05 | 1.2169e-05 | 0.099169 | 0.099169 | 0.099169 | 0.99658 | -0.023634 | 0.99707 | -0.020221 | 36.7294
94 | 0.0078114 | 0.0019573 | -0.0078081 | -0.0019565 | 3.3643e-06 | 7.7989e-07 | 0.011675 | 0.011675 | 0.011675 | 0.99557 | -0.030674 | 0.99512 | -0.033787 | 4.3242
95 | 0.055695 | 0.014063 | -0.055602 | -0.014028 | 9.3573e-05 | 3.5709e-05 | 0.083281 | 0.083281 | 0.083281 | 0.99557 | -0.030674 | 0.99384 | -0.042649 | 30.845
96 | -0.067369 | -0.017001 | 0.06744 | 0.017028 | 7.0617e-05 | 2.7014e-05 | 0.10058 | 0.10058 | 0.10058 | 0.99707 | -0.020221 | 0.99815 | -0.012761 | 37.2526
97 | 0.0073303 | 0.0018367 | -0.0073289 | -0.0018365 | 1.3833e-06 | 2.9238e-07 | 0.010961 | 0.010961 | 0.010961 | 0.99512 | -0.033787 | 0.99493 | -0.035151 | 4.0596
98 | 0.05453 | 0.013759 | -0.054511 | -0.013752 | 1.9327e-05 | 7.3733e-06 | 0.081677 | 0.081677 | 0.081677 | 0.99384 | -0.042649 | 0.99348 | -0.045176 | 30.2507
99 | -0.069342 | -0.017505 | 0.069362 | 0.017513 | 2.0341e-05 | 7.7835e-06 | 0.10342 | 0.10342 | 0.10342 | 0.99815 | -0.012761 | 0.99845 | -0.010673 | 38.3028
100 | 0.006214 | 0.001557 | -0.0062138 | -0.001557 | 2.2909e-07 | 3.2912e-08 | 0.0092935 | 0.0092935 | 0.0092935 | 0.99493 | -0.035151 | 0.99489 | -0.035417 | 3.4421
101 | 0.053607 | 0.013525 | -0.053504 | -0.013486 | 0.00010218 | 3.897e-05 | 0.080323 | 0.080323 | 0.080323 | 0.99348 | -0.045176 | 0.99153 | -0.058787 | 29.7493
102 | -0.070545 | -0.017809 | 0.070605 | 0.017832 | 5.9566e-05 | 2.2797e-05 | 0.10518 | 0.10518 | 0.10518 | 0.99845 | -0.010673 | 0.99932 | -0.0046678 | 38.9558
103 | 0.0058544 | 0.0014669 | -0.0058537 | -0.0014668 | 7.6527e-07 | 8.6648e-08 | 0.0087561 | 0.0087562 | 0.0087562 | 0.99489 | -0.035417 | 0.99476 | -0.036362 | 3.243
104 | 0.052413 | 0.013213 | -0.052411 | -0.013212 | 1.8264e-06 | 6.9637e-07 | 0.078685 | 0.078685 | 0.078685 | 0.99153 | -0.058787 | 0.99149 | -0.059036 | 29.1427
105 | 0.03701 | 0.0092942 | -0.036978 | -0.009282 | 3.2329e-05 | 1.2224e-05 | 0.055952 | 0.055952 | 0.055952 | 0.98439 | -0.10908 | 0.98351 | -0.11537 | 20.7229
106 | 0.034865 | 0.0087525 | -0.034849 | -0.0087462 | 1.6712e-05 | 6.3058e-06 | 0.052755 | 0.052755 | 0.052755 | 0.98351 | -0.11537 | 0.98302 | -0.11883 | 19.539
107 | 0.033434 | 0.0083917 | -0.033404 | -0.0083803 | 3.0296e-05 | 1.1412e-05 | 0.050614 | 0.050614 | 0.050614 | 0.98302 | -0.11883 | 0.9821 | -0.12536 | 18.746
108 | -0.080917 | -0.020418 | 0.080988 | 0.020445 | 7.1605e-05 | 2.7129e-05 | 0.12073 | 0.12073 | 0.12073 | 0.99775 | -0.015579 | 0.99866 | -0.0092787 | 22.3567
109 | 0.078872 | 0.019905 | -0.078835 | -0.019891 | 3.7348e-05 | 1.4139e-05 | 0.11768 | 0.11768 | 0.11768 | 0.99775 | -0.015579 | 0.99726 | -0.018953 | 21.792
110 | -0.082259 | -0.020763 | 0.082273 | 0.020769 | 1.366e-05 | 5.1775e-06 | 0.12262 | 0.12262 | 0.12262 | 0.99866 | -0.0092787 | 0.99883 | -0.0080964 | 22.7073
111 | 0.077443 | 0.019542 | -0.077425 | -0.019535 | 1.8676e-05 | 7.0662e-06 | 0.1156 | 0.1156 | 0.1156 | 0.99726 | -0.018953 | 0.99701 | -0.020672 | 21.4075
112 | -0.083518 | -0.021081 | 0.083542 | 0.02109 | 2.3748e-05 | 9.0053e-06 | 0.12448 | 0.12448 | 0.12448 | 0.99883 | -0.0080964 | 0.99912 | -0.0060721 | 23.051
113 | 0.076192 | 0.019226 | -0.07611 | -0.019195 | 8.2181e-05 | 3.1078e-05 | 0.11376 | 0.11376 | 0.11376 | 0.99701 | -0.020672 | 0.9959 | -0.028365 | 21.0669
114 | -0.085162 | -0.021496 | 0.085222 | 0.021519 | 6.0123e-05 | 2.281e-05 | 0.12689 | 0.12689 | 0.12689 | 0.99912 | -0.0060721 | 0.99985 | -0.0010483 | 23.4977
115 | -0.0868 | -0.021914 | 0.086813 | 0.021919 | 1.2785e-05 | 4.853e-06 | 0.12924 | 0.12924 | 0.12924 | 0.99985 | -0.0010483 | 1 | 0 | 23.9326
116 | 0.072219 | 0.018243 | -0.072172 | -0.018225 | 4.7381e-05 | 1.8137e-05 | 0.10751 | 0.10751 | 0.10751 | 1 | 0 | 0.99932 | -0.0046678 | 39.82
117 | 0.031801 | 0.0079787 | -0.031768 | -0.0079661 | 3.3383e-05 | 1.2548e-05 | 0.048186 | 0.048186 | 0.048186 | 0.9821 | -0.12536 | 0.98104 | -0.13293 | 17.8468
118 | 0.028627 | 0.0071789 | -0.028617 | -0.0071752 | 9.9312e-06 | 3.7132e-06 | 0.043422 | 0.043422 | 0.043422 | 0.98104 | -0.13293 | 0.98069 | -0.13544 | 16.0823
119 | 0.016059 | 0.0040278 | -0.01605 | -0.0040247 | 8.9541e-06 | 3.1392e-06 | 0.024368 | 0.024368 | 0.024368 | 0.98069 | -0.13544 | 0.98012 | -0.13946 | 9.0252
120 | 0.015386 | 0.0038581 | -0.015377 | -0.0038553 | 8.2741e-06 | 2.8763e-06 | 0.023359 | 0.023359 | 0.023359 | 0.98012 | -0.13946 | 0.97958 | -0.14334 | 8.6516
121 | 0.015043 | 0.0037714 | -0.015035 | -0.0037687 | 7.995e-06 | 2.7663e-06 | 0.022851 | 0.022851 | 0.022851 | 0.97958 | -0.14334 | 0.97904 | -0.14718 | 8.4635
122 | 0.0047845 | 0.0011989 | -0.0047843 | -0.0011989 | 1.9555e-07 | -4.214e-09 | 0.0071568 | 0.0071568 | 0.0071568 | 0.99476 | -0.036362 | 0.99472 | -0.036657 | 2.6507
123 | 0.0034676 | 0.00086889 | -0.0034673 | -0.00086899 | 2.5712e-07 | -9.9882e-08 | 0.0051872 | 0.0051872 | 0.0051872 | 0.99472 | -0.036657 | 0.99464 | -0.037193 | 1.9212
124 | 0.0023714 | 0.00059432 | -0.0023714 | -0.00059432 | 1.9907e-09 | -2.5248e-09 | 0.0035476 | 0.0035476 | 0.0035476 | 0.99464 | -0.037193 | 0.99464 | -0.037199 | 1.3139
125 | 0.013654 | 0.0034217 | -0.013648 | -0.0034196 | 6.2667e-06 | 2.1191e-06 | 0.020786 | 0.020787 | 0.020787 | 0.97743 | -0.15841 | 0.97697 | -0.16172 | 7.6987
126 | 0.012256 | 0.0030707 | -0.012251 | -0.0030693 | 4.469e-06 | 1.4616e-06 | 0.018667 | 0.018667 | 0.018667 | 0.97697 | -0.16172 | 0.9766 | -0.16436 | 6.9136

## res_trafo
| p_hv_mw | q_hv_mvar | p_lv_mw | q_lv_mvar | pl_mw | ql_mvar | i_hv_ka | i_lv_ka | vm_hv_pu | va_hv_degree | vm_lv_pu | va_lv_degree | loading_percent
0 | 2.5187e-16 | 8.8016e-16 | 0.00079998 | 7.4552e-08 | 0.00079998 | 7.4552e-08 | 2.6429e-17 | 0.0011547 | 0.99998 | 149.9947 | 1 | 0 | 0.31999

## res_ext_grid
| p_mw | q_mvar
0 | 0.16106 | 0.040469

## res_load
| p_mw | q_mvar
0 | 0.00072952 | 0.00018283
1 | 0.0015061 | 0.00037747
2 | 0.002651 | 0.00066441
3 | 0.00082691 | 0.00020724
4 | 0.00089113 | 0.00022334
5 | 0.00084633 | 0.00021211
6 | 0.00059989 | 0.00015035
7 | 0.00042063 | 0.00010542
8 | 0.00025402 | 6.3664e-05
9 | 0.00057558 | 0.00014425
10 | 0.00026408 | 6.6185e-05
11 | 0.00065523 | 0.00016422
12 | 0.00060226 | 0.00015094
13 | 0.001139 | 0.00028547
14 | 0.00095322 | 0.0002389
15 | 0.00036753 | 9.2112e-05
16 | 0.00037179 | 9.318e-05
17 | 0.0012946 | 0.00032445
18 | 0.006091 | 0.0015265
19 | 0.0009933 | 0.00024894
20 | 0.0012696 | 0.00031819
21 | 0.0016141 | 0.00040453
22 | 0.00049257 | 0.00012345
23 | 0.0010977 | 0.00027512
24 | 0.0006716 | 0.00016832
25 | 0.002158 | 0.00054084
26 | 0.00099459 | 0.00024927
27 | 0.0013242 | 0.00033186
28 | 0.00043448 | 0.00010889
29 | 0.00079615 | 0.00019953
30 | 0.00060309 | 0.00015115
31 | 0.0024843 | 0.00062261
32 | 0.0017521 | 0.00043912
33 | 0.00095303 | 0.00023885
34 | 0.00060958 | 0.00015277
35 | 0.0010355 | 0.00025952
36 | 0.0020509 | 0.000514
37 | 0.0012075 | 0.00030264
38 | 0.00050425 | 0.00012638
39 | 0.0002327 | 5.8321e-05
40 | 0.0021894 | 0.0005487
41 | 0.0014261 | 0.00035741
42 | 0.00031104 | 7.7953e-05
43 | 0.00041898 | 0.00010501
44 | 0.00030784 | 7.7153e-05
45 | 0.0011054 | 0.00027704
46 | 0.0016457 | 0.00041245
47 | 0.0024408 | 0.00061172
48 | 0.0037951 | 0.00095113
49 | 0.0070507 | 0.0017671
50 | 0.0059183 | 0.0014833
51 | 0.002828 | 0.00070877
52 | 0.0010307 | 0.00025832
53 | 0.0013698 | 0.00034331
54 | 0.00095792 | 0.00024008
55 | 0.0013599 | 0.00034081
56 | 0.001068 | 0.00026766
57 | 0.0010238 | 0.0002566
58 | 0.0014893 | 0.00037327
59 | 0.0011417 | 0.00028613
60 | 0.0041682 | 0.0010447
61 | 0.00063151 | 0.00015827
62 | 0.00059811 | 0.0001499
63 | 0.00086265 | 0.0002162
64 | 0.00059178 | 0.00014831
65 | 0.00060256 | 0.00015102
66 | 0.00059969 | 0.0001503
67 | 0.00054389 | 0.00013631
68 | 0.00046336 | 0.00011613
69 | 0.00061131 | 0.00015321
70 | 0.00055716 | 0.00013964
71 | 0.00049146 | 0.00012317
72 | 0.00044147 | 0.00011064
73 | 0.00044529 | 0.0001116
74 | 0.0021727 | 0.00054453
75 | 0.0019443 | 0.00048729
76 | 0.0020883 | 0.00052338
77 | 0.0024521 | 0.00061455
78 | 0.001701 | 0.00042631
79 | 0.0013267 | 0.0003325
80 | 0.0017143 | 0.00042965
81 | 0.0017805 | 0.00044624
82 | 0.0010402 | 0.0002607
83 | 0.00094661 | 0.00023724
84 | 0.00047778 | 0.00011974
85 | 0.0010717 | 0.00026858
86 | 0.0019021 | 0.0004767
87 | 0.0011149 | 0.00027943
88 | 0.00090395 | 0.00022655
89 | 0.0011831 | 0.00029652
90 | 0.00035934 | 9.0058e-05
91 | 0.0010914 | 0.00027353
92 | 0.0018435 | 0.00046201
93 | 0.0021127 | 0.00052949
94 | 0.0014145 | 0.00035452
95 | 0.0020446 | 0.00051243
96 | 0.0012709 | 0.00031853
97 | 0.0013915 | 0.00034874
98 | 0.0012456 | 0.00031217
99 | 0.0012326 | 0.00030892
100 | 0.0016199 | 0.000406
101 | 0.0015716 | 0.00039387
102 | 0.001578 | 0.00039548
103 | 0.0012259 | 0.00030724
104 | 0.001567 | 0.00039273
105 | 0.0016024 | 0.00040161
106 | 0.0031411 | 0.00078722
107 | 0.00066457 | 0.00016656
108 | 0.0003344 | 8.3809e-05
109 | 0.00037567 | 9.4153e-05
110 | 0.0010692 | 0.00026797
111 | 0.0013167 | 0.00032999
112 | 0.001096 | 0.00027467
113 | 0.0023714 | 0.00059432
114 | 0.0011016 | 0.00027609
115 | 0.0013632 | 0.00034164
116 | 0.0013919 | 0.00034885
117 | 0.0015458 | 0.0003874

## dtypes
| element | column | dtype
0 | bus | name | object
1 | bus | vn_kv | float64
2 | bus | type | object
3 | bus | zone | object
4 | bus | in_service | bool
5 | load | name | object
6 | load | bus | uint32
7 | load | p_mw | float64
8 | load | q_mvar | float64
9 | load | const_z_percent | float64
10 | load | const_i_percent | float64
11 | load | sn_mva | float64
12 | load | scaling | float64
13 | load | in_service | bool
14 | load | type | object
15 | ext_grid | name | object
16 | ext_grid | bus | uint32
17 | ext_grid | vm_pu | float64
18 | ext_grid | va_degree | float64
19 | ext_grid | slack_weight | float64
20 | ext_grid | in_service | bool
21 | line | name | object
22 | line | std_type | object
23 | line | from_bus | uint32
24 | line | to_bus | uint32
25 | line | length_km | float64
26 | line | r_ohm_per_km | float64
27 | line | x_ohm_per_km | float64
28 | line | c_nf_per_km | float64
29 | line | g_us_per_km | float64
30 | line | max_i_ka | float64
31 | line | df | float64
32 | line | parallel | uint32
33 | line | type | object
34 | line | in_service | bool
35 | trafo | name | object
36 | trafo | std_type | object
37 | trafo | hv_bus | uint32
38 | trafo | lv_bus | uint32
39 | trafo | sn_mva | float64
40 | trafo | vn_hv_kv | float64
41 | trafo | vn_lv_kv | float64
42 | trafo | vk_percent | float64
43 | trafo | vkr_percent | float64
44 | trafo | pfe_kw | float64
45 | trafo | i0_percent | float64
46 | trafo | shift_degree | float64
47 | trafo | tap_side | object
48 | trafo | tap_neutral | int32
49 | trafo | tap_min | int32
50 | trafo | tap_max | int32
51 | trafo | tap_step_percent | float64
52 | trafo | tap_step_degree | float64
53 | trafo | tap_pos | int32
54 | trafo | tap_phase_shifter | bool
55 | trafo | parallel | uint32
56 | trafo | df | float64
57 | trafo | in_service | bool
58 | line_geodata | coords | object
59 | bus_geodata | x | float64
60 | bus_geodata | y | float64
61 | bus_geodata | coords | object
62 | res_bus | vm_pu | float64
63 | res_bus | va_degree | float64
64 | res_bus | p_mw | float64
65 | res_bus | q_mvar | float64
66 | res_line | p_from_mw | float64
67 | res_line | q_from_mvar | float64
68 | res_line | p_to_mw | float64
69 | res_line | q_to_mvar | float64
70 | res_line | pl_mw | float64
71 | res_line | ql_mvar | float64
72 | res_line | i_from_ka | float64
73 | res_line | i_to_ka | float64
74 | res_line | i_ka | float64
75 | res_line | vm_from_pu | float64
76 | res_line | va_from_degree | float64
77 | res_line | vm_to_pu | float64
78 | res_line | va_to_degree | float64
79 | res_line | loading_percent | float64
80 | res_trafo | p_hv_mw | float64
81 | res_trafo | q_hv_mvar | float64
82 | res_trafo | p_lv_mw | float64
83 | res_trafo | q_lv_mvar | float64
84 | res_trafo | pl_mw | float64
85 | res_trafo | ql_mvar | float64
86 | res_trafo | i_hv_ka | float64
87 | res_trafo | i_lv_ka | float64
88 | res_trafo | vm_hv_pu | float64
89 | res_trafo | va_hv_degree | float64
90 | res_trafo | vm_lv_pu | float64
91 | res_trafo | va_lv_degree | float64
92 | res_trafo | loading_percent | float64
93 | res_ext_grid | p_mw | float64
94 | res_ext_grid | q_mvar | float64
95 | res_load | p_mw | float64
96 | res_load | q_mvar | float64

## parameters
| version | format_version | converged | OPF_converged | name | f_hz | sn_mva
0 | 2.14.6 | 2.14.0 | TRUE | FALSE |  | 50 | 1