## bus
| name | vn_kv | type | zone | in_service
0 | bus_LV_1136-7_1_3_node_32 | 0.4 | n |  | TRUE
1 | bus_LV_1136-7_1_3_node_33 | 0.4 | n |  | TRUE
2 | bus_LV_1136-7_1_3_node_34 | 0.4 | n |  | TRUE
3 | bus_LV_1136-7_1_3_node_35 | 0.4 | n |  | TRUE
4 | bus_LV_1136-7_1_3_node_36 | 0.4 | n |  | TRUE
5 | bus_LV_1136-7_1_3_node_38 | 0.4 | n |  | TRUE
6 | bus_LV_1136-7_1_3_node_37 | 0.4 | n |  | TRUE
7 | bus_LV_1136-7_1_3_node_39 | 0.4 | n |  | TRUE
8 | bus_LV_1136-7_1_3_node_142 | 0.4 | n |  | TRUE
9 | bus_LV_1136-7_1_3_node_199 | 0.4 | n |  | TRUE
10 | bus_LV_1136-7_1_3_node_40 | 0.4 | n |  | TRUE
11 | bus_LV_1136-7_1_3_node_143 | 0.4 | n |  | TRUE
12 | bus_LV_1136-7_1_3_node_200 | 0.4 | n |  | TRUE
13 | bus_LV_1136-7_1_3_node_120 | 0.4 | n |  | TRUE
14 | bus_LV_1136-7_1_3_node_131 | 0.4 | n |  | TRUE
15 | bus_LV_1136-7_1_3_node_118 | 0.4 | n |  | TRUE
16 | bus_LV_1136-7_1_3_node_133 | 0.4 | n |  | TRUE
17 | bus_LV_1136-7_1_3_node_197 | 0.4 | n |  | TRUE
18 | bus_LV_1136-7_1_3_node_41 | 0.4 | n |  | TRUE
19 | bus_LV_1136-7_1_3_node_42 | 0.4 | n |  | TRUE
20 | bus_LV_1136-7_1_3_node_155 | 0.4 | n |  | TRUE
21 | bus_LV_1136-7_1_3_node_165 | 0.4 | n |  | TRUE
22 | bus_LV_1136-7_1_3_node_154 | 0.4 | n |  | TRUE
23 | bus_LV_1136-7_1_3_node_53 | 0.4 | n |  | TRUE
24 | bus_LV_1136-7_1_3_node_54 | 0.4 | n |  | TRUE
25 | bus_LV_1136-7_1_3_node_55 | 0.4 | n |  | TRUE
26 | bus_LV_1136-7_1_3_node_56 | 0.4 | n |  | TRUE
27 | bus_LV_1136-7_1_3_node_57 | 0.4 | n |  | TRUE
28 | bus_LV_1136-7_1_3_node_95 | 0.4 | n |  | TRUE
29 | bus_LV_1136-7_1_3_node_58 | 0.4 | n |  | TRUE
30 | bus_LV_1136-7_1_3_node_59 | 0.4 | n |  | TRUE
31 | bus_LV_1136-7_1_3_node_145 | 0.4 | n |  | TRUE
32 | bus_LV_1136-7_1_3_node_138 | 0.4 | n |  | TRUE
33 | bus_LV_1136-7_1_3_node_140 | 0.4 | n |  | TRUE
34 | bus_LV_1136-7_1_3_node_205 | 0.4 | n |  | TRUE
35 | bus_LV_1136-7_1_3_node_127 | 0.4 | n |  | TRUE
36 | bus_LV_1136-7_1_3_node_144 | 0.4 | n |  | TRUE
37 | bus_LV_1136-7_1_3_node_136 | 0.4 | n |  | TRUE
38 | bus_LV_1136-7_1_3_node_139 | 0.4 | n |  | TRUE
39 | bus_LV_1136-7_1_3_node_126 | 0.4 | n |  | TRUE
40 | bus_LV_1136-7_1_3_node_128 | 0.4 | n |  | TRUE
41 | bus_LV_1136-7_1_3_node_129 | 0.4 | n |  | TRUE
42 | bus_LV_1136-7_1_3_node_103 | 0.4 | n |  | TRUE
43 | bus_LV_1136-7_1_3_node_113 | 0.4 | n |  | TRUE
44 | bus_LV_1136-7_1_3_node_111 | 0.4 | n |  | TRUE
45 | bus_LV_1136-7_1_3_node_112 | 0.4 | n |  | TRUE
46 | bus_LV_1136-7_1_3_node_176 | 0.4 | n |  | TRUE
47 | bus_LV_1136-7_1_3_node_174 | 0.4 | n |  | TRUE
48 | bus_LV_1136-7_1_3_node_198 | 0.4 | n |  | TRUE
49 | bus_LV_1136-7_1_3_node_181 | 0.4 | n |  | TRUE
50 | bus_LV_1136-7_1_3_node_117 | 0.4 | n |  | TRUE
51 | bus_LV_1136-7_1_3_node_130 | 0.4 | n |  | TRUE
52 | bus_LV_1136-7_1_3_node_152 | 0.4 | n |  | TRUE
53 | bus_LV_1136-7_1_3_node_150 | 0.4 | n |  | TRUE
54 | bus_LV_1136-7_1_3_node_122 | 0.4 | n |  | TRUE
55 | bus_LV_1136-7_1_3_node_123 | 0.4 | n |  | TRUE
56 | bus_LV_1136-7_1_3_node_124 | 0.4 | n |  | TRUE
57 | bus_LV_1136-7_1_3_node_125 | 0.4 | n |  | TRUE
58 | bus_LV_1136-7_1_3_node_156 | 0.4 | n |  | TRUE
59 | bus_LV_1136-7_1_3_node_153 | 0.4 | n |  | TRUE
60 | bus_LV_1136-7_1_3_node_151 | 0.4 | n |  | TRUE
61 | bus_LV_1136-7_1_3_node_162 | 0.4 | n |  | TRUE
62 | bus_LV_1136-7_1_3_node_161 | 0.4 | n |  | TRUE
63 | bus_LV_1136-7_1_3_node_132 | 0.4 | n |  | TRUE
64 | bus_LV_1136-7_1_3_node_134 | 0.4 | n |  | TRUE
65 | bus_LV_1136-7_1_3_node_164 | 0.4 | n |  | TRUE
66 | bus_LV_1136-7_1_3_node_135 | 0.4 | n |  | TRUE
67 | bus_LV_1136-7_1_3_node_159 | 0.4 | n |  | TRUE
68 | bus_LV_1136-7_1_3_node_141 | 0.4 | n |  | TRUE
69 | bus_LV_1136-7_1_3_node_158 | 0.4 | n |  | TRUE
70 | bus_LV_1136-7_1_3_node_163 | 0.4 | n |  | TRUE
71 | bus_LV_1136-7_1_3_node_137 | 0.4 | n |  | TRUE
72 | bus_LV_1136-7_1_3_node_147 | 0.4 | n |  | TRUE
73 | bus_LV_1136-7_1_3_node_146 | 0.4 | n |  | TRUE
74 | bus_LV_1136-7_1_3_node_148 | 0.4 | n |  | TRUE
75 | bus_LV_1136-7_1_3_node_149 | 0.4 | n |  | TRUE
76 | bus_LV_1136-7_1_3_node_157 | 0.4 | n |  | TRUE
77 | bus_LV_1136-7_1_3_node_160 | 0.4 | n |  | TRUE
78 | bus_LV_1136-7_1_3_node_175 | 0.4 | n |  | TRUE
79 | bus_LV_1136-7_1_3_node_194 | 0.4 | n |  | TRUE
80 | bus_LV_1136-7_1_3_node_195 | 0.4 | n |  | TRUE
81 | bus_LV_1136-7_1_3_node_203 | 0.4 | n |  | TRUE
82 | bus_LV_1136-7_1_3_node_167 | 0.4 | n |  | TRUE
83 | bus_LV_1136-7_1_3_node_168 | 0.4 | n |  | TRUE
84 | bus_LV_1136-7_1_3_node_169 | 0.4 | n |  | TRUE
85 | bus_LV_1136-7_1_3_node_170 | 0.4 | n |  | TRUE
86 | bus_LV_1136-7_1_3_node_171 | 0.4 | n |  | TRUE
87 | bus_LV_1136-7_1_3_node_193 | 0.4 | n |  | TRUE
88 | bus_LV_1136-7_1_3_node_183 | 0.4 | n |  | TRUE
89 | bus_LV_1136-7_1_3_node_186 | 0.4 | n |  | TRUE
90 | bus_LV_1136-7_1_3_node_191 | 0.4 | n |  | TRUE
91 | bus_LV_1136-7_1_3_node_189 | 0.4 | n |  | TRUE
92 | bus_LV_1136-7_1_3_node_184 | 0.4 | n |  | TRUE
93 | bus_LV_1136-7_1_3_node_172 | 0.4 | n |  | TRUE
94 | bus_LV_1136-7_1_3_node_173 | 0.4 | n |  | TRUE
95 | bus_LV_1136-7_1_3_node_185 | 0.4 | n |  | TRUE
96 | bus_LV_1136-7_1_3_node_177 | 0.4 | n |  | TRUE
97 | bus_LV_1136-7_1_3_node_178 | 0.4 | n |  | TRUE
98 | bus_LV_1136-7_1_3_node_179 | 0.4 | n |  | TRUE
99 | bus_LV_1136-7_1_3_node_180 | 0.4 | n |  | TRUE
100 | bus_LV_1136-7_1_3_node_192 | 0.4 | n |  | TRUE
101 | bus_LV_1136-7_1_3_node_187 | 0.4 | n |  | TRUE
102 | bus_LV_1136-7_1_3_node_188 | 0.4 | n |  | TRUE
103 | bus_LV_1136-7_1_3_node_204 | 0.4 | n |  | TRUE
104 | bus_LV_1136-7_1_3_node_190 | 0.4 | n |  | TRUE
105 | bus_LV_1136-7_1_3_node_196 | 0.4 | n |  | TRUE
106 | bus_MV_0_node_37 | 20 | n |  | TRUE

## load
| name | bus | p_mw | q_mvar | const_z_percent | const_i_percent | sn_mva | scaling | in_service | type
0 | LV_1136-7_1_3_load_32 | 0 | 0.00042558 | 0.00010666 | 0 | 0 |  | 1 | TRUE | wye
1 | LV_1136-7_1_3_load_33 | 1 | 0.00055193 | 0.00013833 | 0 | 0 |  | 1 | TRUE | wye
2 | LV_1136-7_1_3_load_36 | 4 | 0.0016525 | 0.00041415 | 0 | 0 |  | 1 | TRUE | wye
3 | LV_1136-7_1_3_load_38 | 5 | 0.00028988 | 7.2652e-05 | 0 | 0 |  | 1 | TRUE | wye
4 | LV_1136-7_1_3_load_39 | 7 | 0.00020353 | 5.101e-05 | 0 | 0 |  | 1 | TRUE | wye
5 | LV_1136-7_1_3_load_142 | 8 | 0.00021745 | 5.4498e-05 | 0 | 0 |  | 1 | TRUE | wye
6 | LV_1136-7_1_3_load_40 | 10 | 0.00058856 | 0.00014751 | 0 | 0 |  | 1 | TRUE | wye
7 | LV_1136-7_1_3_load_200 | 12 | 0.0032725 | 0.00082017 | 0 | 0 |  | 1 | TRUE | wye
8 | LV_1136-7_1_3_load_131 | 14 | 5.3487e-05 | 1.3405e-05 | 0 | 0 |  | 1 | TRUE | wye
9 | LV_1136-7_1_3_load_118 | 15 | 0.00010311 | 2.5841e-05 | 0 | 0 |  | 1 | TRUE | wye
10 | LV_1136-7_1_3_load_133 | 16 | 0.00069051 | 0.00017306 | 0 | 0 |  | 1 | TRUE | wye
11 | LV_1136-7_1_3_load_197 | 17 | 0.00015829 | 3.9671e-05 | 0 | 0 |  | 1 | TRUE | wye
12 | LV_1136-7_1_3_load_42 | 19 | 0.00020954 | 5.2516e-05 | 0 | 0 |  | 1 | TRUE | wye
13 | LV_1136-7_1_3_load_165 | 21 | 0.00061974 | 0.00015532 | 0 | 0 |  | 1 | TRUE | wye
14 | LV_1136-7_1_3_load_154 | 22 | 0.00081347 | 0.00020388 | 0 | 0 |  | 1 | TRUE | wye
15 | LV_1136-7_1_3_load_53 | 23 | 4.7726e-05 | 1.1961e-05 | 0 | 0 |  | 1 | TRUE | wye
16 | LV_1136-7_1_3_load_55 | 25 | 0.00017113 | 4.2888e-05 | 0 | 0 |  | 1 | TRUE | wye
17 | LV_1136-7_1_3_load_95 | 28 | 0.00019344 | 4.848e-05 | 0 | 0 |  | 1 | TRUE | wye
18 | LV_1136-7_1_3_load_145 | 31 | 0.00030873 | 7.7375e-05 | 0 | 0 |  | 1 | TRUE | wye
19 | LV_1136-7_1_3_load_140 | 33 | 0.00017417 | 4.365e-05 | 0 | 0 |  | 1 | TRUE | wye
20 | LV_1136-7_1_3_load_205 | 34 | 0.00018835 | 4.7204e-05 | 0 | 0 |  | 1 | TRUE | wye
21 | LV_1136-7_1_3_load_144 | 36 | 7.3825e-05 | 1.8502e-05 | 0 | 0 |  | 1 | TRUE | wye
22 | LV_1136-7_1_3_load_136 | 37 | 0.00015243 | 3.8202e-05 | 0 | 0 |  | 1 | TRUE | wye
23 | LV_1136-7_1_3_load_139 | 38 | 0.00010747 | 2.6935e-05 | 0 | 0 |  | 1 | TRUE | wye
24 | LV_1136-7_1_3_load_126 | 39 | 0.0042347 | 0.0010613 | 0 | 0 |  | 1 | TRUE | wye
25 | LV_1136-7_1_3_load_129 | 41 | 0.0017272 | 0.00043287 | 0 | 0 |  | 1 | TRUE | wye
26 | LV_1136-7_1_3_load_111 | 44 | 0.00044641 | 0.00011188 | 0 | 0 |  | 1 | TRUE | wye
27 | LV_1136-7_1_3_load_176 | 46 | 0.00018146 | 4.5479e-05 | 0 | 0 |  | 1 | TRUE | wye
28 | LV_1136-7_1_3_load_198 | 48 | 0.00013979 | 3.5034e-05 | 0 | 0 |  | 1 | TRUE | wye
29 | LV_1136-7_1_3_load_117 | 50 | 0.00043581 | 0.00010923 | 0 | 0 |  | 1 | TRUE | wye
30 | LV_1136-7_1_3_load_130 | 51 | 0.00013906 | 3.4852e-05 | 0 | 0 |  | 1 | TRUE | wye
31 | LV_1136-7_1_3_load_152 | 52 | 0.00020489 | 5.135e-05 | 0 | 0 |  | 1 | TRUE | wye
32 | LV_1136-7_1_3_load_122 | 54 | 0.00013271 | 3.326e-05 | 0 | 0 |  | 1 | TRUE | wye
33 | LV_1136-7_1_3_load_124 | 56 | 0.00045502 | 0.00011404 | 0 | 0 |  | 1 | TRUE | wye
34 | LV_1136-7_1_3_load_153 | 59 | 0.00031969 | 8.0122e-05 | 0 | 0 |  | 1 | TRUE | wye
35 | LV_1136-7_1_3_load_151 | 60 | 0.00035579 | 8.9169e-05 | 0 | 0 |  | 1 | TRUE | wye
36 | LV_1136-7_1_3_load_162 | 61 | 0.0022482 | 0.00056344 | 0 | 0 |  | 1 | TRUE | wye
37 | LV_1136-7_1_3_load_161 | 62 | 0.0011482 | 0.00028777 | 0 | 0 |  | 1 | TRUE | wye
38 | LV_1136-7_1_3_load_164 | 65 | 0.00030708 | 7.6962e-05 | 0 | 0 |  | 1 | TRUE | wye
39 | LV_1136-7_1_3_load_159 | 67 | 0.00014776 | 3.7033e-05 | 0 | 0 |  | 1 | TRUE | wye
40 | LV_1136-7_1_3_load_141 | 68 | 5.9127e-05 | 1.4819e-05 | 0 | 0 |  | 1 | TRUE | wye
41 | LV_1136-7_1_3_load_163 | 70 | 0.00025904 | 6.492e-05 | 0 | 0 |  | 1 | TRUE | wye
42 | LV_1136-7_1_3_load_137 | 71 | 0.00022255 | 5.5775e-05 | 0 | 0 |  | 1 | TRUE | wye
43 | LV_1136-7_1_3_load_147 | 72 | 0.00012055 | 3.0213e-05 | 0 | 0 |  | 1 | TRUE | wye
44 | LV_1136-7_1_3_load_148 | 74 | 0.00082222 | 0.00020607 | 0 | 0 |  | 1 | TRUE | wye
45 | LV_1136-7_1_3_load_149 | 75 | 0.00064254 | 0.00016104 | 0 | 0 |  | 1 | TRUE | wye
46 | LV_1136-7_1_3_load_157 | 76 | 0.0012286 | 0.00030791 | 0 | 0 |  | 1 | TRUE | wye
47 | LV_1136-7_1_3_load_160 | 77 | 0.00023737 | 5.9491e-05 | 0 | 0 |  | 1 | TRUE | wye
48 | LV_1136-7_1_3_load_175 | 78 | 0.0006038 | 0.00015133 | 0 | 0 |  | 1 | TRUE | wye
49 | LV_1136-7_1_3_load_194 | 79 | 0.00051704 | 0.00012958 | 0 | 0 |  | 1 | TRUE | wye
50 | LV_1136-7_1_3_load_203 | 81 | 0.0008632 | 0.00021634 | 0 | 0 |  | 1 | TRUE | wye
51 | LV_1136-7_1_3_load_167 | 82 | 0.00014523 | 3.6398e-05 | 0 | 0 |  | 1 | TRUE | wye
52 | LV_1136-7_1_3_load_168 | 83 | 0.00080504 | 0.00020176 | 0 | 0 |  | 1 | TRUE | wye
53 | LV_1136-7_1_3_load_169 | 84 | 0.0003565 | 8.9346e-05 | 0 | 0 |  | 1 | TRUE | wye
54 | LV_1136-7_1_3_load_170 | 85 | 0.0002363 | 5.9221e-05 | 0 | 0 |  | 1 | TRUE | wye
55 | LV_1136-7_1_3_load_193 | 87 | 0.00094419 | 0.00023664 | 0 | 0 |  | 1 | TRUE | wye
56 | LV_1136-7_1_3_load_183 | 88 | 0.00024767 | 6.2073e-05 | 0 | 0 |  | 1 | TRUE | wye
57 | LV_1136-7_1_3_load_184 | 92 | 0.0001904 | 4.7719e-05 | 0 | 0 |  | 1 | TRUE | wye
58 | LV_1136-7_1_3_load_172 | 93 | 0.00038696 | 9.6981e-05 | 0 | 0 |  | 1 | TRUE | wye
59 | LV_1136-7_1_3_load_173 | 94 | 0.00015599 | 3.9095e-05 | 0 | 0 |  | 1 | TRUE | wye
60 | LV_1136-7_1_3_load_185 | 95 | 0.00024558 | 6.1549e-05 | 0 | 0 |  | 1 | TRUE | wye
61 | LV_1136-7_1_3_load_177 | 96 | 0.00014463 | 3.6248e-05 | 0 | 0 |  | 1 | TRUE | wye
62 | LV_1136-7_1_3_load_178 | 97 | 0.0001146 | 2.8721e-05 | 0 | 0 |  | 1 | TRUE | wye
63 | LV_1136-7_1_3_load_180 | 99 | 0.00044969 | 0.0001127 | 0 | 0 |  | 1 | TRUE | wye
64 | LV_1136-7_1_3_load_192 | 100 | 0.00042854 | 0.0001074 | 0 | 0 |  | 1 | TRUE | wye
65 | LV_1136-7_1_3_load_187 | 101 | 0.001121 | 0.00028095 | 0 | 0 |  | 1 | TRUE | wye
66 | LV_1136-7_1_3_load_188 | 102 | 0.00023469 | 5.8818e-05 | 0 | 0 |  | 1 | TRUE | wye
67 | LV_1136-7_1_3_load_204 | 103 | 0.00032879 | 8.2404e-05 | 0 | 0 |  | 1 | TRUE | wye
68 | LV_1136-7_1_3_load_190 | 104 | 0.00082894 | 0.00020775 | 0 | 0 |  | 1 | TRUE | wye
69 | LV_1136-7_1_3_load_196 | 105 | 0.00032778 | 8.215e-05 | 0 | 0 |  | 1 | TRUE | wye

## ext_grid
| name | bus | vm_pu | va_degree | slack_weight | in_service
0 |  | 6 | 1 | 0 | 1 | TRUE

## line
| name | std_type | from_bus | to_bus | length_km | r_ohm_per_km | x_ohm_per_km | c_nf_per_km | g_us_per_km | max_i_ka | df | parallel | type | in_service
0 | LV_1136-7_1_3_line_0 | NAYY 4x150 SE | 0 | 1 | 0.022615 | 0.208 | 0.08 | 261 | 0 | 0.27 | 1 | 1 | cs | TRUE
1 | LV_1136-7_1_3_line_1 | NAYY 4x150 SE | 0 | 2 | 0.026321 | 0.208 | 0.08 | 261 | 0 | 0.27 | 1 | 1 | cs | TRUE
2 | LV_1136-7_1_3_line_2 | NAYY 4x150 SE | 1 | 3 | 0.2093 | 0.208 | 0.08 | 261 | 0 | 0.27 | 1 | 1 | cs | TRUE
3 | LV_1136-7_1_3_line_3 | NAYY 4x150 SE | 2 | 4 | 0.028287 | 0.208 | 0.08 | 261 | 0 | 0.27 | 1 | 1 | cs | TRUE
4 | LV_1136-7_1_3_line_4 | NAYY 4x150 SE | 3 | 5 | 0.28095 | 0.208 | 0.08 | 261 | 0 | 0.27 | 1 | 1 | cs | TRUE
5 | LV_1136-7_1_3_line_5 | NAYY 4x150 SE | 3 | 6 | 0.26367 | 0.208 | 0.08 | 261 | 0 | 0.27 | 1 | 1 | cs | TRUE
6 | LV_1136-7_1_3_line_6 | NAYY 4x150 SE | 4 | 7 | 0.02212 | 0.208 | 0.08 | 261 | 0 | 0.27 | 1 | 1 | cs | TRUE
7 | LV_1136-7_1_3_line_7 | NAYY 4x150 SE | 5 | 9 | 0.013825 | 0.208 | 0.08 | 261 | 0 | 0.27 | 1 | 1 | cs | TRUE
8 | LV_1136-7_1_3_line_8 | NAYY 4x150 SE | 6 | 8 | 0.091909 | 0.208 | 0.08 | 261 | 0 | 0.27 | 1 | 2 | cs | TRUE
9 | LV_1136-7_1_3_line_9 | NAYY 4x150 SE | 7 | 10 | 0.01539 | 0.208 | 0.08 | 261 | 0 | 0.27 | 1 | 1 | cs | TRUE
10 | LV_1136-7_1_3_line_10 | NAYY 4x150 SE | 8 | 16 | 0.039385 | 0.208 | 0.08 | 261 | 0 | 0.27 | 1 | 2 | cs | TRUE
11 | LV_1136-7_1_3_line_11 | NAYY 4x150 SE | 9 | 17 | 0.0065858 | 0.208 | 0.08 | 261 | 0 | 0.27 | 1 | 1 | cs | TRUE
12 | LV_1136-7_1_3_line_12 | NAYY 4x150 SE | 10 | 18 | 0.42851 | 0.208 | 0.08 | 261 | 0 | 0.27 | 1 | 1 | cs | TRUE
13 | LV_1136-7_1_3_line_13 | NAYY 4x150 SE | 11 | 12 | 0.060656 | 0.208 | 0.08 | 261 | 0 | 0.27 | 1 | 1 | cs | TRUE
14 | LV_1136-7_1_3_line_14 | NAYY 4x150 SE | 11 | 13 | 0.15489 | 0.208 | 0.08 | 261 | 0 | 0.27 | 1 | 1 | cs | TRUE
15 | LV_1136-7_1_3_line_15 | NAYY 4x150 SE | 13 | 14 | 0.22677 | 0.208 | 0.08 | 261 | 0 | 0.27 | 1 | 1 | cs | TRUE
16 | LV_1136-7_1_3_line_16 | NAYY 4x150 SE | 13 | 15 | 0.28179 | 0.208 | 0.08 | 261 | 0 | 0.27 | 1 | 1 | cs | TRUE
17 | LV_1136-7_1_3_line_17 | NAYY 4x150 SE | 14 | 51 | 0.016874 | 0.208 | 0.08 | 261 | 0 | 0.27 | 1 | 1 | cs | TRUE
18 | LV_1136-7_1_3_line_18 | NAYY 4x150 SE | 15 | 50 | 0.061827 | 0.208 | 0.08 | 261 | 0 | 0.27 | 1 | 1 | cs | TRUE
19 | LV_1136-7_1_3_line_19 | NAYY 4x150 SE | 16 | 63 | 0.024158 | 0.208 | 0.08 | 261 | 0 | 0.27 | 1 | 2 | cs | TRUE
20 | LV_1136-7_1_3_line_20 | NAYY 4x150 SE | 17 | 80 | 0.019323 | 0.208 | 0.08 | 261 | 0 | 0.27 | 1 | 1 | cs | TRUE
21 | LV_1136-7_1_3_line_21 | NAYY 4x150 SE | 18 | 19 | 0.36175 | 0.208 | 0.08 | 261 | 0 | 0.27 | 1 | 1 | cs | TRUE
22 | LV_1136-7_1_3_line_22 | NAYY 4x150 SE | 19 | 20 | 0.020917 | 0.208 | 0.08 | 261 | 0 | 0.27 | 1 | 1 | cs | TRUE
23 | LV_1136-7_1_3_line_23 | NAYY 4x150 SE | 20 | 21 | 0.011663 | 0.208 | 0.08 | 261 | 0 | 0.27 | 1 | 1 | cs | TRUE
24 | LV_1136-7_1_3_line_24 | NAYY 4x150 SE | 20 | 22 | 0.017309 | 0.208 | 0.08 | 261 | 0 | 0.27 | 1 | 1 | cs | TRUE
25 | LV_1136-7_1_3_line_25 | NAYY 4x150 SE | 22 | 59 | 0.019636 | 0.208 | 0.08 | 261 | 0 | 0.27 | 1 | 1 | cs | TRUE
26 | LV_1136-7_1_3_line_26 | NAYY 4x150 SE | 23 | 24 | 0.045139 | 0.208 | 0.08 | 261 | 0 | 0.27 | 1 | 1 | cs | TRUE
27 | LV_1136-7_1_3_line_27 | NAYY 4x150 SE | 23 | 25 | 0.05911 | 0.208 | 0.08 | 261 | 0 | 0.27 | 1 | 1 | cs | TRUE
28 | LV_1136-7_1_3_line_28 | NAYY 4x150 SE | 24 | 26 | 0.291 | 0.208 | 0.08 | 261 | 0 | 0.27 | 1 | 1 | cs | TRUE
29 | LV_1136-7_1_3_line_29 | NAYY 4x150 SE | 24 | 27 | 0.47794 | 0.208 | 0.08 | 261 | 0 | 0.27 | 1 | 1 | cs | TRUE
30 | LV_1136-7_1_3_line_30 | NAYY 4x150 SE | 26 | 28 | 0.22675 | 0.208 | 0.08 | 261 | 0 | 0.27 | 1 | 1 | cs | TRUE
31 | LV_1136-7_1_3_line_31 | NAYY 4x150 SE | 27 | 29 | 0.298 | 0.208 | 0.08 | 261 | 0 | 0.27 | 1 | 1 | cs | TRUE
32 | LV_1136-7_1_3_line_32 | NAYY 4x150 SE | 27 | 30 | 0.30028 | 0.208 | 0.08 | 261 | 0 | 0.27 | 1 | 1 | cs | TRUE
33 | LV_1136-7_1_3_line_33 | NAYY 4x150 SE | 27 | 31 | 0.22405 | 0.208 | 0.08 | 261 | 0 | 0.27 | 1 | 1 | cs | TRUE
34 | LV_1136-7_1_3_line_34 | NAYY 4x150 SE | 29 | 32 | 0.19518 | 0.208 | 0.08 | 261 | 0 | 0.27 | 1 | 1 | cs | TRUE
35 | LV_1136-7_1_3_line_35 | NAYY 4x150 SE | 29 | 33 | 0.13694 | 0.208 | 0.08 | 261 | 0 | 0.27 | 1 | 1 | cs | TRUE
36 | LV_1136-7_1_3_line_36 | NAYY 4x150 SE | 30 | 34 | 0.42835 | 0.208 | 0.08 | 261 | 0 | 0.27 | 1 | 1 | cs | TRUE
37 | LV_1136-7_1_3_line_37 | NAYY 4x150 SE | 30 | 35 | 0.50824 | 0.208 | 0.08 | 261 | 0 | 0.27 | 1 | 1 | cs | TRUE
38 | LV_1136-7_1_3_line_38 | NAYY 4x150 SE | 31 | 36 | 0.018252 | 0.208 | 0.08 | 261 | 0 | 0.27 | 1 | 2 | cs | TRUE
39 | LV_1136-7_1_3_line_39 | NAYY 4x150 SE | 32 | 37 | 0.22073 | 0.208 | 0.08 | 261 | 0 | 0.27 | 1 | 1 | cs | TRUE
40 | LV_1136-7_1_3_line_40 | NAYY 4x150 SE | 33 | 38 | 0.023695 | 0.208 | 0.08 | 261 | 0 | 0.27 | 1 | 1 | cs | TRUE
41 | LV_1136-7_1_3_line_41 | NAYY 4x150 SE | 35 | 39 | 0.07197 | 0.208 | 0.08 | 261 | 0 | 0.27 | 1 | 1 | cs | TRUE
42 | LV_1136-7_1_3_line_42 | NAYY 4x150 SE | 36 | 73 | 0.23915 | 0.208 | 0.08 | 261 | 0 | 0.27 | 1 | 2 | cs | TRUE
43 | LV_1136-7_1_3_line_43 | NAYY 4x150 SE | 37 | 71 | 0.070886 | 0.208 | 0.08 | 261 | 0 | 0.27 | 1 | 1 | cs | TRUE
44 | LV_1136-7_1_3_line_44 | NAYY 4x150 SE | 39 | 40 | 0.033324 | 0.208 | 0.08 | 261 | 0 | 0.27 | 1 | 1 | cs | TRUE
45 | LV_1136-7_1_3_line_45 | NAYY 4x150 SE | 40 | 41 | 0.018398 | 0.208 | 0.08 | 261 | 0 | 0.27 | 1 | 1 | cs | TRUE
46 | LV_1136-7_1_3_line_46 | NAYY 4x150 SE | 41 | 61 | 0.032737 | 0.208 | 0.08 | 261 | 0 | 0.27 | 1 | 1 | cs | TRUE
47 | LV_1136-7_1_3_line_47 | NAYY 4x150 SE | 41 | 62 | 0.3868 | 0.208 | 0.08 | 261 | 0 | 0.27 | 1 | 1 | cs | TRUE
48 | LV_1136-7_1_3_line_48 | NAYY 4x150 SE | 42 | 43 | 0.17579 | 0.208 | 0.08 | 261 | 0 | 0.27 | 1 | 1 | cs | TRUE
49 | LV_1136-7_1_3_line_49 | NAYY 4x150 SE | 42 | 44 | 0.013746 | 0.208 | 0.08 | 261 | 0 | 0.27 | 1 | 1 | cs | TRUE
50 | LV_1136-7_1_3_line_50 | NAYY 4x150 SE | 43 | 45 | 0.22581 | 0.208 | 0.08 | 261 | 0 | 0.27 | 1 | 1 | cs | TRUE
51 | LV_1136-7_1_3_line_51 | NAYY 4x150 SE | 45 | 46 | 0.067293 | 0.208 | 0.08 | 261 | 0 | 0.27 | 1 | 1 | cs | TRUE
52 | LV_1136-7_1_3_line_52 | NAYY 4x150 SE | 46 | 47 | 0.053771 | 0.208 | 0.08 | 261 | 0 | 0.27 | 1 | 1 | cs | TRUE
53 | LV_1136-7_1_3_line_53 | NAYY 4x150 SE | 47 | 78 | 0.028929 | 0.208 | 0.08 | 261 | 0 | 0.27 | 1 | 1 | cs | TRUE
54 | LV_1136-7_1_3_line_54 | NAYY 4x150 SE | 47 | 93 | 0.032087 | 0.208 | 0.08 | 261 | 0 | 0.27 | 1 | 1 | cs | TRUE
55 | LV_1136-7_1_3_line_55 | NAYY 4x150 SE | 48 | 49 | 0.044681 | 0.208 | 0.08 | 261 | 0 | 0.27 | 1 | 1 | cs | TRUE
56 | LV_1136-7_1_3_line_56 | NAYY 4x150 SE | 49 | 87 | 0.013818 | 0.208 | 0.08 | 261 | 0 | 0.27 | 1 | 1 | cs | TRUE
57 | LV_1136-7_1_3_line_57 | NAYY 4x150 SE | 49 | 98 | 0.026405 | 0.208 | 0.08 | 261 | 0 | 0.27 | 1 | 1 | cs | TRUE
58 | LV_1136-7_1_3_line_58 | NAYY 4x150 SE | 51 | 63 | 0.035221 | 0.208 | 0.08 | 261 | 0 | 0.27 | 1 | 1 | cs | TRUE
59 | LV_1136-7_1_3_line_59 | NAYY 4x150 SE | 52 | 53 | 0.053364 | 0.208 | 0.08 | 261 | 0 | 0.27 | 1 | 1 | cs | TRUE
60 | LV_1136-7_1_3_line_60 | NAYY 4x150 SE | 53 | 60 | 0.011054 | 0.208 | 0.08 | 261 | 0 | 0.27 | 1 | 1 | cs | TRUE
61 | LV_1136-7_1_3_line_61 | NAYY 4x150 SE | 53 | 74 | 0.030336 | 0.208 | 0.08 | 261 | 0 | 0.27 | 1 | 1 | cs | TRUE
62 | LV_1136-7_1_3_line_62 | NAYY 4x150 SE | 54 | 55 | 0.054085 | 0.208 | 0.08 | 261 | 0 | 0.27 | 1 | 1 | cs | TRUE
63 | LV_1136-7_1_3_line_63 | NAYY 4x150 SE | 55 | 56 | 0.0059486 | 0.208 | 0.08 | 261 | 0 | 0.27 | 1 | 1 | cs | TRUE
64 | LV_1136-7_1_3_line_64 | NAYY 4x150 SE | 55 | 57 | 0.052528 | 0.208 | 0.08 | 261 | 0 | 0.27 | 1 | 1 | cs | TRUE
65 | LV_1136-7_1_3_line_65 | NAYY 4x150 SE | 57 | 58 | 0.17759 | 0.208 | 0.08 | 261 | 0 | 0.27 | 1 | 1 | cs | TRUE
66 | LV_1136-7_1_3_line_66 | NAYY 4x150 SE | 57 | 59 | 0.041944 | 0.208 | 0.08 | 261 | 0 | 0.27 | 1 | 1 | cs | TRUE
67 | LV_1136-7_1_3_line_67 | NAYY 4x150 SE | 58 | 60 | 0.1272 | 0.208 | 0.08 | 261 | 0 | 0.27 | 1 | 1 | cs | TRUE
68 | LV_1136-7_1_3_line_68 | NAYY 4x150 SE | 63 | 64 | 0.20295 | 0.208 | 0.08 | 261 | 0 | 0.27 | 1 | 2 | cs | TRUE
69 | LV_1136-7_1_3_line_69 | NAYY 4x150 SE | 64 | 65 | 0.34706 | 0.208 | 0.08 | 261 | 0 | 0.27 | 1 | 1 | cs | TRUE
70 | LV_1136-7_1_3_line_70 | NAYY 4x150 SE | 64 | 66 | 0.32719 | 0.208 | 0.08 | 261 | 0 | 0.27 | 1 | 2 | cs | TRUE
71 | LV_1136-7_1_3_line_71 | NAYY 4x150 SE | 64 | 67 | 0.36988 | 0.208 | 0.08 | 261 | 0 | 0.27 | 1 | 1 | cs | TRUE
72 | LV_1136-7_1_3_line_72 | NAYY 4x150 SE | 66 | 68 | 0.14975 | 0.208 | 0.08 | 261 | 0 | 0.27 | 1 | 2 | cs | TRUE
73 | LV_1136-7_1_3_line_73 | NAYY 4x150 SE | 67 | 69 | 0.037125 | 0.208 | 0.08 | 261 | 0 | 0.27 | 1 | 1 | cs | TRUE
74 | LV_1136-7_1_3_line_74 | NAYY 4x150 SE | 68 | 70 | 0.018232 | 0.208 | 0.08 | 261 | 0 | 0.27 | 1 | 2 | cs | TRUE
75 | LV_1136-7_1_3_line_75 | NAYY 4x150 SE | 69 | 77 | 0.13836 | 0.208 | 0.08 | 261 | 0 | 0.27 | 1 | 1 | cs | TRUE
76 | LV_1136-7_1_3_line_76 | NAYY 4x150 SE | 69 | 76 | 0.019969 | 0.208 | 0.08 | 261 | 0 | 0.27 | 1 | 1 | cs | TRUE
77 | LV_1136-7_1_3_line_77 | NAYY 4x150 SE | 70 | 72 | 0.019522 | 0.208 | 0.08 | 261 | 0 | 0.27 | 1 | 2 | cs | TRUE
78 | LV_1136-7_1_3_line_78 | NAYY 4x150 SE | 72 | 73 | 0.16199 | 0.208 | 0.08 | 261 | 0 | 0.27 | 1 | 2 | cs | TRUE
79 | LV_1136-7_1_3_line_79 | NAYY 4x150 SE | 74 | 75 | 0.038353 | 0.208 | 0.08 | 261 | 0 | 0.27 | 1 | 1 | cs | TRUE
80 | LV_1136-7_1_3_line_80 | NAYY 4x150 SE | 77 | 78 | 0.031826 | 0.208 | 0.08 | 261 | 0 | 0.27 | 1 | 1 | cs | TRUE
81 | LV_1136-7_1_3_line_81 | NAYY 4x150 SE | 79 | 80 | 0.19811 | 0.208 | 0.08 | 261 | 0 | 0.27 | 1 | 1 | cs | TRUE
82 | LV_1136-7_1_3_line_82 | NAYY 4x150 SE | 79 | 81 | 0.41906 | 0.208 | 0.08 | 261 | 0 | 0.27 | 1 | 1 | cs | TRUE
83 | LV_1136-7_1_3_line_83 | NAYY 4x150 SE | 80 | 105 | 0.014611 | 0.208 | 0.08 | 261 | 0 | 0.27 | 1 | 1 | cs | TRUE
84 | LV_1136-7_1_3_line_84 | NAYY 4x150 SE | 81 | 89 | 0.11549 | 0.208 | 0.08 | 261 | 0 | 0.27 | 1 | 1 | cs | TRUE
85 | LV_1136-7_1_3_line_85 | NAYY 4x150 SE | 82 | 83 | 0.0046585 | 0.208 | 0.08 | 261 | 0 | 0.27 | 1 | 1 | cs | TRUE
86 | LV_1136-7_1_3_line_86 | NAYY 4x150 SE | 82 | 84 | 0.018357 | 0.208 | 0.08 | 261 | 0 | 0.27 | 1 | 1 | cs | TRUE
87 | LV_1136-7_1_3_line_87 | NAYY 4x150 SE | 83 | 85 | 0.037969 | 0.208 | 0.08 | 261 | 0 | 0.27 | 1 | 1 | cs | TRUE
88 | LV_1136-7_1_3_line_88 | NAYY 4x150 SE | 84 | 86 | 0.006285 | 0.208 | 0.08 | 261 | 0 | 0.27 | 1 | 1 | cs | TRUE
89 | LV_1136-7_1_3_line_89 | NAYY 4x150 SE | 85 | 87 | 0.03936 | 0.208 | 0.08 | 261 | 0 | 0.27 | 1 | 1 | cs | TRUE
90 | LV_1136-7_1_3_line_90 | NAYY 4x150 SE | 86 | 88 | 0.31253 | 0.208 | 0.08 | 261 | 0 | 0.27 | 1 | 1 | cs | TRUE
91 | LV_1136-7_1_3_line_91 | NAYY 4x150 SE | 88 | 92 | 0.023058 | 0.208 | 0.08 | 261 | 0 | 0.27 | 1 | 1 | cs | TRUE
92 | LV_1136-7_1_3_line_92 | NAYY 4x150 SE | 89 | 90 | 0.23853 | 0.208 | 0.08 | 261 | 0 | 0.27 | 1 | 1 | cs | TRUE
93 | LV_1136-7_1_3_line_93 | NAYY 4x150 SE | 89 | 91 | 0.27987 | 0.208 | 0.08 | 261 | 0 | 0.27 | 1 | 1 | cs | TRUE
94 | LV_1136-7_1_3_line_94 | NAYY 4x150 SE | 90 | 103 | 0.13563 | 0.208 | 0.08 | 261 | 0 | 0.27 | 1 | 1 | cs | TRUE
95 | LV_1136-7_1_3_line_95 | NAYY 4x150 SE | 91 | 104 | 0.060894 | 0.208 | 0.08 | 261 | 0 | 0.27 | 1 | 1 | cs | TRUE
96 | LV_1136-7_1_3_line_96 | NAYY 4x150 SE | 91 | 102 | 0.012331 | 0.208 | 0.08 | 261 | 0 | 0.27 | 1 | 1 | cs | TRUE
97 | LV_1136-7_1_3_line_97 | NAYY 4x150 SE | 92 | 95 | 0.030446 | 0.208 | 0.08 | 261 | 0 | 0.27 | 1 | 1 | cs | TRUE
98 | LV_1136-7_1_3_line_98 | NAYY 4x150 SE | 93 | 94 | 0.036142 | 0.208 | 0.08 | 261 | 0 | 0.27 | 1 | 1 | cs | TRUE
99 | LV_1136-7_1_3_line_99 | NAYY 4x150 SE | 94 | 95 | 0.33496 | 0.208 | 0.08 | 261 | 0 | 0.27 | 1 | 1 | cs | TRUE
100 | LV_1136-7_1_3_line_100 | NAYY 4x150 SE | 96 | 97 | 0.01008 | 0.208 | 0.08 | 261 | 0 | 0.27 | 1 | 1 | cs | TRUE
101 | LV_1136-7_1_3_line_101 | NAYY 4x150 SE | 96 | 98 | 0.29354 | 0.208 | 0.08 | 261 | 0 | 0.27 | 1 | 1 | cs | TRUE
102 | LV_1136-7_1_3_line_102 | NAYY 4x150 SE | 97 | 99 | 0.013825 | 0.208 | 0.08 | 261 | 0 | 0.27 | 1 | 1 | cs | TRUE
103 | LV_1136-7_1_3_line_103 | NAYY 4x150 SE | 99 | 100 | 0.036514 | 0.208 | 0.08 | 261 | 0 | 0.27 | 1 | 1 | cs | TRUE
104 | LV_1136-7_1_3_line_104 | NAYY 4x150 SE | 101 | 102 | 0.026728 | 0.208 | 0.08 | 261 | 0 | 0.27 | 1 | 1 | cs | TRUE

## trafo
| name | std_type | hv_bus | lv_bus | sn_mva | vn_hv_kv | vn_lv_kv | vk_percent | vkr_percent | pfe_kw | i0_percent | shift_degree | tap_side | tap_neutral | tap_min | tap_max | tap_step_percent | tap_step_degree | tap_pos | tap_phase_shifter | parallel | df | in_service
0 | LV_1136-7_1_3_trafo_37 | 0.25 MVA 20/0.4 kV | 106 | 6 | 0.25 | 20 | 0.4 | 6 | 1.44 | 0.8 | 0.32 | 150 | hv | 0 | -2 | 2 | 2.5 | 0 | 0 | FALSE | 1 | 1 | TRUE

## line_geodata
| x0 | y0 | x1 | y1 | x2 | y2 | x3 | y3 | x4 | y4 | x5 | y5 | x6 | y6 | x7 | y7 | x8 | y8 | x9 | y9 | x10 | y10 | x11 | y11 | x12 | y12 | x13 | y13 | x14 | y14 | x15 | y15 | x16 | y16 | x17 | y17 | x18 | y18 | x19 | y19 | x20 | y20 | x21 | y21 | x22 | y22 | x23 | y23 | x24 | y24 | x25 | y25 | x26 | y26 | x27 | y27 | x28 | y28 | x29 | y29 | x30 | y30 | x31 | y31 | x32 | y32 | x33 | y33 | x34 | y34 | x35 | y35 | x36 | y36 | x37 | y37 | x38 | y38 | x39 | y39 | x40 | y40
0 | 2645306.1669 | 1213226.2536 | 2645301.0679 | 1213228.4535 | 2645290.4785 | 1213230.5077 | 2645284.2221 | 1213230.9908
1 | 2645324.3332 | 1213207.6957 | 2645309.8551 | 1213224.6624 | 2645306.1669 | 1213226.2536
2 | 2645133.6844 | 1213095.2071 | 2645138.2651 | 1213095.1973 | 2645142.3447 | 1213097.1515 | 2645182.1731 | 1213136.1536 | 2645237.3667 | 1213195.3731 | 2645261.5741 | 1213226.6306 | 2645267.0328 | 1213230.0184 | 2645272.5182 | 1213231.8945 | 2645284.2221 | 1213230.9908
3 | 2645324.3332 | 1213207.6957 | 2645334.3259 | 1213216.1988 | 2645345.9111 | 1213226.0593
4 | 2645133.6844 | 1213095.2071 | 2645129.7815 | 1213098.0126 | 2645118.2417 | 1213101.1494 | 2645103.8192 | 1213102.7747 | 2645088.7167 | 1213102.9051 | 2645069.9492 | 1213099.4947 | 2645054.8205 | 1213092.0316 | 2645038.7856 | 1213078.8251 | 2645020.8847 | 1213076.3219 | 2645005.9595 | 1213082.1461 | 2644995.2917 | 1213090.5372 | 2644965.754 | 1213124.2122 | 2644959.4596 | 1213129.8681 | 2644948.1727 | 1213134.7526 | 2644931.5107 | 1213137.2175 | 2644912.5856 | 1213134.5624 | 2644891.3322 | 1213125.3526 | 2644886.9433 | 1213122.0214
5 | 2645054.8455 | 1212864.4426 | 2645102.8909 | 1212924.1516 | 2645122.1734 | 1212941.8967 | 2645121.4898 | 1212951.9307 | 2645123.4341 | 1212967.0432 | 2645127.015 | 1212975.6865 | 2645139.4804 | 1212996.8265 | 2645144.4082 | 1213012.1839 | 2645146.4555 | 1213027.7418 | 2645145.1628 | 1213042.9632 | 2645134.6507 | 1213073.913 | 2645133.2709 | 1213082.5966 | 2645135.155 | 1213090.5933 | 2645133.6844 | 1213095.2071
6 | 2645345.9111 | 1213226.0593 | 2645362.6631 | 1213240.5044
7 | 2644875.9313 | 1213113.6633 | 2644886.9433 | 1213122.0214
8 | 2645054.8455 | 1212864.4426 | 2645022.8866 | 1212823.155 | 2645009.615 | 1212810.1028 | 2644992.9321 | 1212797.2109
9 | 2645362.6631 | 1213240.5044 | 2645374.3183 | 1213250.5546
10 | 2644992.9321 | 1212797.2109 | 2644961.7682 | 1212773.1286
11 | 2644875.9313 | 1213113.6633 | 2644873.1887 | 1213119.6509
12 | 2645613.0206 | 1213429.9703 | 2645613.7253 | 1213423.2495 | 2645614.6762 | 1213418.0982 | 2645617.395 | 1213411.2149 | 2645620.7174 | 1213403.8804 | 2645625.1018 | 1213396.7208 | 2645652.8177 | 1213357.254 | 2645656.0323 | 1213351.0972 | 2645657.3695 | 1213347.0939 | 2645658.419 | 1213341.9656 | 2645658.2287 | 1213337.0613 | 2645657.5633 | 1213332.6981 | 2645656.0639 | 1213328.1172 | 2645654.2561 | 1213325.135 | 2645651.8093 | 1213322.2701 | 2645647.2052 | 1213318.4215 | 2645642.7576 | 1213315.9527 | 2645636.8092 | 1213314.0506 | 2645629.3379 | 1213312.6371 | 2645616.4969 | 1213311.1269 | 2645585.877 | 1213309.1696 | 2645569.9742 | 1213310.7157 | 2645535.2631 | 1213320.2897 | 2645518.9677 | 1213323.5118 | 2645481.8938 | 1213323.2067 | 2645465.3743 | 1213320.9573 | 2645452.1682 | 1213315.5202 | 2645439.9718 | 1213307.1668 | 2645374.3183 | 1213250.5546
13 | 2645247.9518 | 1212714.193 | 2645211.9296 | 1212763.0598
14 | 2645153.0081 | 1212620.6858 | 2645150.2071 | 1212627.413 | 2645156.0705 | 1212626.5902 | 2645161.693 | 1212627.4999 | 2645167.7194 | 1212632.2483 | 2645185.0923 | 1212655.4823 | 2645194.1347 | 1212663.222 | 2645241.3263 | 1212683.2802 | 2645249.4037 | 1212690.0454 | 2645252.5901 | 1212697.6184 | 2645251.486 | 1212705.9705 | 2645247.9518 | 1212714.193
15 | 2645153.0081 | 1212620.6858 | 2645150.2345 | 1212619.7754 | 2645145.7403 | 1212621.3646 | 2645120.7138 | 1212640.7311 | 2645103.0098 | 1212651.2035 | 2645054.9586 | 1212674.4542 | 2645020.3737 | 1212686.0445 | 2644984.8331 | 1212694.4481 | 2644956.927 | 1212705.9224 | 2644952.0909 | 1212709.5437 | 2644951.0637 | 1212713.6951
16 | 2645153.0081 | 1212620.6858 | 2645157.4266 | 1212612.0364 | 2645162.7855 | 1212603.6053 | 2645199.1606 | 1212567.3927 | 2645217.483 | 1212543.5397 | 2645243.6584 | 1212505.0044 | 2645254.0383 | 1212491.6864 | 2645265.406 | 1212480.3548 | 2645292.0917 | 1212459.734 | 2645301.9858 | 1212455.3843 | 2645313.2106 | 1212452.8792 | 2645325.8166 | 1212452.5747 | 2645357.063 | 1212458.6601 | 2645357.7212 | 1212458.8523
17 | 2644957.0984 | 1212729.2307 | 2644950.8059 | 1212714.737 | 2644951.0637 | 1212713.6951
18 | 2645412.2341 | 1212455.1726 | 2645409.6474 | 1212460.0607 | 2645405.352 | 1212465.4423 | 2645398.9137 | 1212467.9058 | 2645389.3854 | 1212468.1002 | 2645357.7212 | 1212458.8523
19 | 2644942.6526 | 1212758.3568 | 2644961.7682 | 1212773.1286
20 | 2644865.1421 | 1213137.2182 | 2644873.1887 | 1213119.6509
21 | 2645613.0206 | 1213429.9703 | 2645619.6621 | 1213425.6518 | 2645643.3823 | 1213400.0848 | 2645656.9087 | 1213389.4264 | 2645679.9411 | 1213376.3505 | 2645695.9274 | 1213363.8878 | 2645723.7334 | 1213344.4449 | 2645732.9244 | 1213336.544 | 2645735.5669 | 1213334.6854 | 2645739.4481 | 1213333.7479 | 2645743.3999 | 1213333.5003 | 2645751.4002 | 1213335.2626 | 2645762.6564 | 1213339.3736 | 2645767.2147 | 1213340.2757 | 2645769.9362 | 1213339.0069 | 2645771.8555 | 1213336.3646 | 2645772.3862 | 1213332.5442 | 2645772.2873 | 1213328.5966 | 2645770.9143 | 1213325.3842 | 2645766.7217 | 1213319.393 | 2645743.4541 | 1213296.7235 | 2645727.1373 | 1213278.9435 | 2645720.4489 | 1213273.4891 | 2645714.3654 | 1213269.4067 | 2645701.3981 | 1213261.5695 | 2645694.463 | 1213257.5696 | 2645689.9394 | 1213254.1218 | 2645685.9259 | 1213249.5217 | 2645679.4011 | 1213240.5554 | 2645675.1343 | 1213232.3179 | 2645674.2275 | 1213229.7205 | 2645674.8616 | 1213226.2678 | 2645678.2562 | 1213223.4143 | 2645682.13 | 1213223.444 | 2645686.4558 | 1213226.967
22 | 2645703.7254 | 1213225.4994 | 2645694.9939 | 1213231.903 | 2645691.4456 | 1213231.0309 | 2645686.4558 | 1213226.967
23 | 2645703.7254 | 1213225.4994 | 2645712.9539 | 1213232.6314
24 | 2645703.7254 | 1213225.4994 | 2645693.5508 | 1213211.4968
25 | 2645685.6456 | 1213193.8407 | 2645688.8268 | 1213204.9955 | 2645693.5508 | 1213211.4968
26 | 2644863.4292 | 1211995.1915 | 2644862.3922 | 1211999.7197 | 2644862.9167 | 1212002.7143 | 2644869.8829 | 1212017.9978 | 2644873.2785 | 1212027.162 | 2644875.1516 | 1212037.8839
27 | 2644895.4018 | 1212092.9447 | 2644886.9589 | 1212078.0613 | 2644880.5582 | 1212061.3479 | 2644876.7967 | 1212047.3003 | 2644875.1516 | 1212037.8839
28 | 2644785.5572 | 1212040.1109 | 2644792.7275 | 1212034.2835 | 2644794.3638 | 1212028.8593 | 2644791.5667 | 1212020.9114 | 2644788.843 | 1212009.2619 | 2644788.2863 | 1211975.1267 | 2644788.1833 | 1211961.5179 | 2644785.8713 | 1211928.4257 | 2644782.6912 | 1211894.5709 | 2644783.1251 | 1211890.4162 | 2644784.8855 | 1211888.6951 | 2644787.7041 | 1211888.7162 | 2644790.7873 | 1211889.9401 | 2644795.192 | 1211894.2645 | 2644806.3605 | 1211911.5029 | 2644834.9232 | 1211957.6888 | 2644863.4292 | 1211995.1915
29 | 2644863.4292 | 1211995.1915 | 2644891.7222 | 1212024.5881 | 2644896.2074 | 1212031.3258 | 2644903.1979 | 1212046.376 | 2644917.5675 | 1212072.2993 | 2644936.2793 | 1212097.6661 | 2644938.1277 | 1212102.4161 | 2644938.4909 | 1212108.667 | 2644936.4159 | 1212130.9755 | 2644937.5715 | 1212135.9204 | 2644941.2952 | 1212141.852 | 2644944.0179 | 1212144.5073 | 2644950.9681 | 1212146.7276 | 2644956.749 | 1212145.8262 | 2644975.136 | 1212139.6611 | 2645014.2462 | 1212128.8384 | 2645020.9846 | 1212127.9109 | 2645026.4554 | 1212128.8527 | 2645042.727 | 1212136.202 | 2645063.2253 | 1212141.2263 | 2645091.2579 | 1212144.5511 | 2645066.316 | 1212148.465 | 2645054.7741 | 1212150.6347 | 2645009.9522 | 1212152.1864 | 2644998.8366 | 1212154.2594 | 2644974.8309 | 1212164.0064 | 2644964.7649 | 1212169.9563 | 2644951.4438 | 1212182.4077
30 | 2644785.5572 | 1212040.1109 | 2644780.2062 | 1212019.1474 | 2644777.6142 | 1212012.2239 | 2644775.4782 | 1211998.1885 | 2644770.6355 | 1211986.4231 | 2644758.5426 | 1211967.8438 | 2644754.5713 | 1211959.4313 | 2644752.2132 | 1211947.6401 | 2644742.2095 | 1211922.984 | 2644737.8931 | 1211900.8053 | 2644735.6569 | 1211872.75 | 2644731.734 | 1211852.8089 | 2644729.417 | 1211835.5259 | 2644725.6291 | 1211823.9129
31 | 2644951.4438 | 1212182.4077 | 2644931.1782 | 1212199.9765 | 2644919.3115 | 1212206.9579 | 2644853.2142 | 1212229.1183 | 2644842.1639 | 1212229.6023 | 2644813.4075 | 1212223.5495 | 2644803.5832 | 1212222.6418 | 2644777.8893 | 1212224.5835 | 2644755.3402 | 1212223.5583 | 2644716.6402 | 1212217.309 | 2644708.2305 | 1212218.2244 | 2644689.611 | 1212228.1241 | 2644677.4549 | 1212234.2478 | 2644670.3201 | 1212236.3845
32 | 2644951.4438 | 1212182.4077 | 2644964.7649 | 1212169.9563 | 2644974.8309 | 1212164.0064 | 2644998.8366 | 1212154.2594 | 2645009.9522 | 1212152.1864 | 2645054.7741 | 1212150.6347 | 2645066.316 | 1212148.465 | 2645091.2579 | 1212144.5511 | 2645100.244 | 1212145.7975 | 2645125.1762 | 1212155.2136 | 2645134.7338 | 1212155.2303 | 2645143.9854 | 1212151.5092 | 2645165.5687 | 1212132.6059 | 2645218.2944 | 1212090.6916
33 | 2644951.4438 | 1212182.4077 | 2644943.512 | 1212199.558 | 2644938.569 | 1212206.2247 | 2644931.7967 | 1212212.6775 | 2644923.8089 | 1212218.0983 | 2644899.2808 | 1212227.6638 | 2644887.2165 | 1212232.6538 | 2644875.3512 | 1212239.4686 | 2644858.3395 | 1212252.7485 | 2644850.9626 | 1212257.7738 | 2644841.3539 | 1212261.5593 | 2644830.5174 | 1212266.9589 | 2644819.8555 | 1212275.4171 | 2644807.3201 | 1212289.5424 | 2644790.6504 | 1212310.9521 | 2644789.5032 | 1212314.9903 | 2644783.6847 | 1212316.881 | 2644781.9231 | 1212317.5858
34 | 2644670.3201 | 1212236.3845 | 2644651.8361 | 1212240.3708 | 2644639.9838 | 1212246.5191 | 2644612.2273 | 1212271.3261 | 2644602.0654 | 1212275.9529 | 2644591.658 | 1212276.8312 | 2644559.492 | 1212273.6224 | 2644546.7923 | 1212274.2169 | 2644488.5647 | 1212286.6344
35 | 2644670.3201 | 1212236.3845 | 2644677.2917 | 1212237.7819 | 2644691.1376 | 1212234.2835 | 2644698.7923 | 1212231.706 | 2644704.655 | 1212230.0045 | 2644707.5975 | 1212229.7041 | 2644710.1027 | 1212229.9675 | 2644713.5516 | 1212231.0161 | 2644727.368 | 1212238.5574 | 2644734.7662 | 1212241.8259 | 2644743.0389 | 1212244.9786 | 2644745.7754 | 1212246.8113 | 2644746.9867 | 1212248.3991 | 2644748.0767 | 1212250.9532 | 2644747.9991 | 1212253.1984 | 2644747.1507 | 1212255.9047 | 2644745.5973 | 1212259.4173 | 2644728.1072 | 1212281.8327 | 2644720.1701 | 1212293.5861
36 | 2645218.2944 | 1212090.6916 | 2645220.5634 | 1212095.0447 | 2645223.7986 | 1212096.2365 | 2645227.5356 | 1212095.3643 | 2645238.796 | 1212090.2578 | 2645246.5513 | 1212089.505 | 2645251.0228 | 1212090.962 | 2645255.6856 | 1212094.2437 | 2645258.0949 | 1212099.1426 | 2645257.6446 | 1212104.42 | 2645253.9366 | 1212109.4727 | 2645244.5156 | 1212115.4937 | 2645238.3597 | 1212121.7507 | 2645230.3222 | 1212133.6745 | 2645224.1495 | 1212141.1433 | 2645198.123 | 1212161.8472 | 2645188.4095 | 1212173.3915 | 2645182.793 | 1212181.6761 | 2645172.6636 | 1212199.999 | 2645166.0421 | 1212210.5773 | 2645164.1348 | 1212214.6319 | 2645164.2438 | 1212217.301 | 2645166.1922 | 1212219.8506 | 2645169.0081 | 1212220.2165 | 2645171.966 | 1212218.8826 | 2645211.1723 | 1212186.3381 | 2645218.7378 | 1212182.5376 | 2645225.0555 | 1212182.9969 | 2645232.5702 | 1212185.8999 | 2645239.2597 | 1212190.42 | 2645245.1286 | 1212195.9455 | 2645263.4696 | 1212222.9003 | 2645265.8681 | 1212229.2111 | 2645271.3961 | 1212252.6223 | 2645273.3843 | 1212258.9299 | 2645278.616 | 1212268.3196 | 2645287.5049 | 1212278.3373 | 2645291.3594 | 1212279.9897 | 2645296.2519 | 1212280.0269 | 2645300.3469 | 1212277.0117 | 2645306.8002 | 1212259.595
37 | 2645218.2944 | 1212090.6916 | 2645232.6678 | 1212081.8397 | 2645241.6412 | 1212079.751 | 2645252.5914 | 1212080.4899 | 2645268.6303 | 1212086.4595 | 2645277.0789 | 1212087.4464 | 2645285.7374 | 1212085.8111 | 2645293.9171 | 1212080.1921 | 2645308.4332 | 1212061.5802 | 2645318.0465 | 1212053.2817 | 2645356.4529 | 1212033.2616 | 2645370.0959 | 1212028.5848 | 2645384.4748 | 1212027.0599 | 2645422.5735 | 1212028.5505 | 2645437.9798 | 1212026.7889 | 2645461.3947 | 1212022.965 | 2645476.5148 | 1212022.869 | 2645552.4286 | 1212029.1626 | 2645630.764 | 1212033.7191 | 2645648.6483 | 1212036.791 | 2645665.6054 | 1212042.8687 | 2645697.9969 | 1212059.3929
38 | 2644764.6883 | 1212323.4185 | 2644764.7873 | 1212323.3431 | 2644771.2181 | 1212321.8682 | 2644781.9231 | 1212317.5858
39 | 2644488.5647 | 1212286.6344 | 2644460.6545 | 1212294.4643 | 2644418.8594 | 1212297.8107 | 2644408.2405 | 1212300.5778 | 2644392.2858 | 1212308.7861 | 2644383.902 | 1212312.3814 | 2644366.9597 | 1212316.5135 | 2644350.423 | 1212321.2711 | 2644334.9689 | 1212328.5828 | 2644331.5737 | 1212330.5143 | 2644329.2801 | 1212332.454 | 2644328.4287 | 1212334.5711 | 2644328.4742 | 1212336.6282 | 2644329.6094 | 1212338.2487 | 2644331.2722 | 1212339.4062 | 2644333.5537 | 1212340.1124 | 2644336.8947 | 1212340.3596 | 2644341.7513 | 1212340.0955 | 2644355.8161 | 1212337.7431 | 2644363.767 | 1212337.1907 | 2644368.5954 | 1212337.6602 | 2644370.8528 | 1212338.5442 | 2644372.7488 | 1212340.0147 | 2644374.2092 | 1212341.7504
40 | 2644708.8678 | 1212314.2928 | 2644712.2383 | 1212305.8946 | 2644716.7753 | 1212298.6132 | 2644720.1701 | 1212293.5861
41 | 2645697.9969 | 1212059.3929 | 2645719.4287 | 1212072.4424 | 2645746.9506 | 1212091.8424 | 2645758.7549 | 1212097.7627
42 | 2644840.058 | 1212532.008 | 2644836.0539 | 1212520.9604 | 2644829.0027 | 1212510.9905 | 2644823.8134 | 1212503.9807 | 2644819.0891 | 1212488.6696 | 2644813.6666 | 1212476.2994 | 2644805.6569 | 1212451.3135 | 2644803.5443 | 1212446.3392 | 2644807.038 | 1212428.266 | 2644806.4006 | 1212424.1143 | 2644805.341 | 1212421.5604 | 2644801.4741 | 1212417.5068 | 2644791.058 | 1212408.4455 | 2644787.7298 | 1212403.4621 | 2644783.6704 | 1212389.6346 | 2644777.6974 | 1212381.7408 | 2644765.5512 | 1212370.3764 | 2644759.9001 | 1212363.1186 | 2644755.485 | 1212354.1469 | 2644753.9263 | 1212345.1967 | 2644756.3415 | 1212335.1645 | 2644759.2552 | 1212327.5596 | 2644764.6883 | 1212323.4185
43 | 2644374.2092 | 1212341.7504 | 2644375.1963 | 1212342.9235 | 2644378.6227 | 1212349.0414 | 2644381.3537 | 1212352.6416 | 2644384.5111 | 1212355.0998 | 2644389.128 | 1212357.4467 | 2644396.73 | 1212359.8713 | 2644407.212 | 1212362.2062 | 2644436.6561 | 1212367.5391
44 | 2645789.7581 | 1212109.3253 | 2645775.0675 | 1212105.944 | 2645758.7549 | 1212097.7627
45 | 2645789.7581 | 1212109.3253 | 2645807.8586 | 1212112.8996
46 | 2645807.8586 | 1212112.8996 | 2645814.557 | 1212114.2296 | 2645832.8719 | 1212119.5511 | 2645839.1639 | 1212122.223
47 | 2645807.8586 | 1212112.8996 | 2645793.8043 | 1212115.7046 | 2645780.3573 | 1212115.6014 | 2645763.2628 | 1212112.6241 | 2645748.8386 | 1212106.2098 | 2645722.8541 | 1212093.4143 | 2645714.3136 | 1212091.5255 | 2645710.4391 | 1212091.4959 | 2645709.1957 | 1212094.1212 | 2645710.9955 | 1212098.2041 | 2645743.5709 | 1212129.3274 | 2645759.7185 | 1212149.7743 | 2645779.4671 | 1212178.1534 | 2645784.7355 | 1212182.6632 | 2645795.4997 | 1212186.8148 | 2645819.6762 | 1212196.5505 | 2645828.7834 | 1212204.7475 | 2645853.0196 | 1212233.3726 | 2645857.6883 | 1212235.8432 | 2645902.8597 | 1212244.1175 | 2645920.0143 | 1212250.0974 | 2645927.0644 | 1212252.8833
48 | 2643812.2363 | 1213073.5371 | 2643843.8175 | 1213083.4303 | 2643892.7296 | 1213095.8971 | 2643941.0927 | 1213105.5364 | 2643948.7311 | 1213110.1287 | 2643953.2488 | 1213115.5651 | 2643966.4419 | 1213139.4985
49 | 2643812.2363 | 1213073.5371 | 2643799.4521 | 1213068.4854
50 | 2644062.4791 | 1212935.1314 | 2643966.4419 | 1213139.4985
51 | 2644062.4791 | 1212935.1314 | 2644098.3508 | 1212912.3941 | 2644119.45 | 1212899.3192
52 | 2644165.8023 | 1212872.147 | 2644152.2295 | 1212879.0062 | 2644119.45 | 1212899.3192
53 | 2644165.8023 | 1212872.147 | 2644185.0218 | 1212862.8949 | 2644192.2526 | 1212860.5604
54 | 2644165.8023 | 1212872.147 | 2644179.7541 | 1212895.1304 | 2644184.1957 | 1212897.8348
55 | 2644213.4312 | 1213447.3258 | 2644200.568 | 1213438.5587 | 2644177.8969 | 1213421.8033 | 2644177.1563 | 1213421.251
56 | 2644213.4312 | 1213447.3258 | 2644218.3961 | 1213444.6277 | 2644221.04 | 1213443.5355 | 2644225.9498 | 1213442.1155 | 2644226.1394 | 1213442.068
57 | 2644224.3062 | 1213469.1525 | 2644225.011 | 1213466.2894 | 2644225.1191 | 1213462.9772 | 2644224.7127 | 1213460.4282 | 2644223.7431 | 1213458.0085 | 2644221.7905 | 1213455.0034 | 2644218.7699 | 1213451.5901 | 2644213.4312 | 1213447.3258
58 | 2644942.6526 | 1212758.3568 | 2644958.7499 | 1212738.2217 | 2644959.1692 | 1212734.0002 | 2644957.0984 | 1212729.2307
59 | 2645937.4299 | 1213006.4647 | 2645945.5311 | 1213000.1011 | 2645962.1189 | 1212985.687 | 2645973.7125 | 1212980.5844 | 2645977.9166 | 1212977.2037 | 2645978.5961 | 1212974.2556
60 | 2645937.4299 | 1213006.4647 | 2645926.6608 | 1213008.957
61 | 2645937.4299 | 1213006.4647 | 2645942.9145 | 1213012.3771 | 2645948.1884 | 1213016.0754 | 2645963.0283 | 1213021.5849
62 | 2645645.1274 | 1213120.4225 | 2645635.2643 | 1213116.8561 | 2645623.8584 | 1213116.3575 | 2645608.5645 | 1213118.6753 | 2645592.6356 | 1213123.7302
63 | 2645645.1274 | 1213120.4225 | 2645645.3942 | 1213114.4798
64 | 2645683.6115 | 1213152.0022 | 2645677.311 | 1213146.4618 | 2645648.9021 | 1213131.4245 | 2645646.1868 | 1213127.9017 | 2645644.9981 | 1213123.4233 | 2645645.1274 | 1213120.4225
65 | 2645806.0865 | 1213026.3336 | 2645778.5123 | 1213059.8751 | 2645760.2451 | 1213077.4231 | 2645727.9778 | 1213102.9131 | 2645700.0642 | 1213123.3557 | 2645695.0827 | 1213129.0876 | 2645686.5721 | 1213143.3308 | 2645683.6115 | 1213152.0022
66 | 2645683.6115 | 1213152.0022 | 2645685.0837 | 1213191.8702 | 2645685.6456 | 1213193.8407
67 | 2645806.0865 | 1213026.3336 | 2645813.3511 | 1213020.0746 | 2645819.5406 | 1213017.3205 | 2645831.2464 | 1213015.387 | 2645842.2733 | 1213016.7836 | 2645857.0518 | 1213020.2881 | 2645870.797 | 1213023.818 | 2645878.5716 | 1213024.3559 | 2645885.9644 | 1213023.1787 | 2645900.2956 | 1213017.6856 | 2645916.1827 | 1213011.3819 | 2645926.6608 | 1213008.957
68 | 2644748.3503 | 1212722.9206 | 2644768.4828 | 1212720.7703 | 2644802.9544 | 1212717.0824 | 2644824.0525 | 1212716.8406 | 2644846.6672 | 1212720.0012 | 2644869.2448 | 1212725.0739 | 2644896.052 | 1212733.3914 | 2644914.9371 | 1212742.55 | 2644942.6526 | 1212758.3568
69 | 2644748.3503 | 1212722.9206 | 2644738.7488 | 1212730.9089 | 2644726.4944 | 1212768.5058 | 2644718.7714 | 1212781.2998 | 2644706.2704 | 1212795.0587 | 2644692.1904 | 1212806.6601 | 2644681.0966 | 1212812.0802 | 2644668.4115 | 1212813.9308 | 2644657.4885 | 1212811.7589 | 2644618.0677 | 1212798.7676 | 2644574.2768 | 1212786.0329 | 2644561.4177 | 1212785.7367 | 2644523.8749 | 1212790.8151 | 2644508.7757 | 1212794.4713 | 2644487.4209 | 1212803.7064 | 2644480.9115 | 1212792.3735 | 2644475.5036 | 1212790.1986 | 2644465.2492 | 1212795.1531
70 | 2644633.9368 | 1212448.5143 | 2644628.7771 | 1212457.8256 | 2644624.9164 | 1212465.1233 | 2644626.2079 | 1212474.2605 | 2644631.7467 | 1212505.6759 | 2644638.0839 | 1212531.9053 | 2644654.8709 | 1212559.636 | 2644664.4236 | 1212579.4857 | 2644668.051 | 1212577.9898 | 2644671.1714 | 1212578.2577 | 2644674.8207 | 1212579.9082 | 2644679.5016 | 1212583.8234 | 2644687.2683 | 1212592.5977 | 2644692.9221 | 1212598.4657 | 2644695.3576 | 1212603.9539 | 2644698.5776 | 1212619.2981 | 2644704.0657 | 1212635.104 | 2644706.2443 | 1212643.4474 | 2644712.063 | 1212655.6759 | 2644715.648 | 1212660.8392 | 2644723.6049 | 1212665.5126 | 2644728.86 | 1212670.8329 | 2644738.3675 | 1212680.4542 | 2644748.5071 | 1212686.8229 | 2644753.113 | 1212691.5935 | 2644755.717 | 1212697.9056 | 2644754.873 | 1212704.0807 | 2644748.3503 | 1212722.9206
71 | 2644748.3503 | 1212722.9206 | 2644608.3768 | 1212740.5277 | 2644589.5188 | 1212742.9437 | 2644504.084 | 1212752.3116 | 2644473.5012 | 1212757.1754 | 2644445.9548 | 1212764.3967 | 2644424.8786 | 1212771.9109 | 2644386.0928 | 1212788.0916
72 | 2644633.9368 | 1212448.5143 | 2644642.5364 | 1212443.4979 | 2644648.0409 | 1212442.9388 | 2644653.5166 | 1212446.2261 | 2644656.8751 | 1212455.2899 | 2644662.511 | 1212469.6515 | 2644667.2858 | 1212480.3046 | 2644677.8059 | 1212495.7702 | 2644693.5589 | 1212515.4886 | 2644699.5286 | 1212526.851 | 2644706.2853 | 1212536.5962 | 2644712.0017 | 1212542.2312 | 2644717.1259 | 1212544.76 | 2644719.167 | 1212545.0866 | 2644725.8114 | 1212544.5899
73 | 2644351.8298 | 1212802.3855 | 2644386.0928 | 1212788.0916
74 | 2644742.4137 | 1212550.186 | 2644739.5959 | 1212548.0636 | 2644731.6027 | 1212544.157 | 2644725.8114 | 1212544.5899
75 | 2644351.8298 | 1212802.3855 | 2644254.2522 | 1212843.0962 | 2644229.9415 | 1212850.4759 | 2644222.912 | 1212852.1216
76 | 2644351.8298 | 1212802.3855 | 2644345.5265 | 1212787.819 | 2644341.7018 | 1212789.2886
77 | 2644754.2877 | 1212565.5831 | 2644751.1852 | 1212560.7135 | 2644749.158 | 1212557.5186 | 2644744.8241 | 1212552.939 | 2644742.4137 | 1212550.186 | 2644742.4137 | 1212550.186
78 | 2644840.058 | 1212532.008 | 2644844.092 | 1212543.1338 | 2644847.2374 | 1212553.2077 | 2644845.3177 | 1212558.9633 | 2644842.4676 | 1212562.1549 | 2644839.6327 | 1212563.3343 | 2644834.5288 | 1212563.1625 | 2644823.1236 | 1212560.3975 | 2644816.1619 | 1212556.732 | 2644808.7669 | 1212556.1428 | 2644804.0556 | 1212557.3081 | 2644801.1984 | 1212561.4446 | 2644796.1481 | 1212589.5454 | 2644788.5817 | 1212594.5805 | 2644785.6257 | 1212594.6917 | 2644782.555 | 1212591.8559 | 2644781.899 | 1212589.1716 | 2644769.1955 | 1212580.2377 | 2644757.3272 | 1212570.3541 | 2644754.2877 | 1212565.5831
79 | 2645963.0283 | 1213021.5849 | 2645979.4722 | 1213027.6898 | 2645984.7444 | 1213031.5883 | 2645993.938 | 1213042.4834
80 | 2644222.912 | 1212852.1216 | 2644206.4652 | 1212855.9719 | 2644192.2526 | 1212860.5604
81 | 2644865.1421 | 1213137.2182 | 2644857.6864 | 1213129.6355 | 2644847.5405 | 1213113.1051 | 2644842.2729 | 1213108.5073 | 2644835.3378 | 1213107.4434 | 2644826.4057 | 1213110.3225 | 2644811.2163 | 1213124.0498 | 2644799.5634 | 1213137.2368 | 2644796.0854 | 1213140.1235 | 2644794.0512 | 1213140.9198 | 2644790.3338 | 1213141.2921 | 2644785.8546 | 1213140.9472 | 2644771.8678 | 1213138.1962 | 2644762.3978 | 1213136.8355 | 2644752.259 | 1213136.537 | 2644744.6771 | 1213136.6469 | 2644736.3975 | 1213137.6188 | 2644721.574 | 1213141.0875 | 2644717.6035 | 1213142.7921 | 2644714.9172 | 1213145.4735 | 2644714.02 | 1213147.6125 | 2644713.7816 | 1213150.0232 | 2644714.1072 | 1213152.1936 | 2644715.3341 | 1213154.7043 | 2644717.1873 | 1213156.7749 | 2644719.3887 | 1213157.981 | 2644721.8094 | 1213158.3216 | 2644722.7923 | 1213158.1623
82 | 2644722.7923 | 1213158.1623 | 2644753.6479 | 1213576.0834
83 | 2644865.1421 | 1213137.2182 | 2644876.6738 | 1213146.2324
84 | 2644753.6479 | 1213576.0834 | 2644757.8204 | 1213589.934 | 2644762.0637 | 1213597.3813 | 2644788.2564 | 1213633.4212 | 2644794.074 | 1213645.6499 | 2644797.0547 | 1213658.3686 | 2644797.1712 | 1213670.1542 | 2644795.2703 | 1213679.5232
85 | 2644299.1909 | 1213441.8015 | 2644303.3199 | 1213443.9587
86 | 2644319.3362 | 1213452.8896 | 2644317.8676 | 1213452.3255 | 2644304.9572 | 1213444.8142 | 2644303.3199 | 1213443.9587
87 | 2644263.9038 | 1213431.0546 | 2644264.7349 | 1213430.7853 | 2644268.0818 | 1213430.1431 | 2644271.5844 | 1213430.0245 | 2644274.7261 | 1213430.437 | 2644278.1665 | 1213431.5298 | 2644291.4661 | 1213437.7655 | 2644299.1909 | 1213441.8015
88 | 2644325.3081 | 1213454.8267 | 2644321.8819 | 1213453.8674 | 2644319.3362 | 1213452.8896
89 | 2644263.9038 | 1213431.0546 | 2644242.7984 | 1213437.8935 | 2644226.1394 | 1213442.068
90 | 2644325.3081 | 1213454.8267 | 2644328.043 | 1213454.7803 | 2644330.9343 | 1213454.1236 | 2644333.3572 | 1213453.1188 | 2644335.686 | 1213451.5018 | 2644338.485 | 1213448.9545 | 2644341.7578 | 1213444.9987 | 2644346.1124 | 1213437.56 | 2644362.5912 | 1213407.4982 | 2644368.0249 | 1213398.978 | 2644373.8277 | 1213393.9293 | 2644380.5649 | 1213391.9449 | 2644386.0671 | 1213391.5745 | 2644391.3506 | 1213393.0368 | 2644402.3323 | 1213395.3532 | 2644411.5031 | 1213395.0101 | 2644419.0485 | 1213393.6433 | 2644424.7814 | 1213389.8281 | 2644427.0554 | 1213385.3758 | 2644425.8536 | 1213382.5318 | 2644422.4218 | 1213378.2371 | 2644415.1224 | 1213374.1248 | 2644380.2368 | 1213352.3303 | 2644370.1282 | 1213341.8935 | 2644360.2185 | 1213332.2808 | 2644322.2805 | 1213310.2638 | 2644306.0642 | 1213301.9163 | 2644300.1825 | 1213296.0914 | 2644288.9177 | 1213283.4027
91 | 2644288.9177 | 1213283.4027 | 2644273.6094 | 1213266.1592
92 | 2645000.7357 | 1213779.5389 | 2644995.6902 | 1213779.8233 | 2644991.6005 | 1213778.2471 | 2644981.3495 | 1213772.8333 | 2644965.8324 | 1213763.711 | 2644934.6737 | 1213742.8084 | 2644905.4041 | 1213720.1637 | 2644897.1468 | 1213715.2431 | 2644895.0726 | 1213709.2684 | 2644890.4912 | 1213702.3743 | 2644886.2264 | 1213697.8174 | 2644881.9272 | 1213694.8055 | 2644866.3394 | 1213687.962 | 2644860.7455 | 1213687.4308 | 2644849.3303 | 1213688.3122 | 2644834.2739 | 1213687.5653 | 2644808.9796 | 1213684.6847 | 2644795.2703 | 1213679.5232
93 | 2644809.8718 | 1213904.6097 | 2644812.3524 | 1213899.9589 | 2644812.7848 | 1213893.9698 | 2644811.4104 | 1213886.8441 | 2644804.1621 | 1213876.0278 | 2644792.6584 | 1213864.4791 | 2644762.8839 | 1213841.3087 | 2644754.3756 | 1213831.3835 | 2644747.1485 | 1213817.7213 | 2644731.9624 | 1213777.5949 | 2644729.6027 | 1213769.1612 | 2644730.0647 | 1213762.2606 | 2644732.1254 | 1213755.8723 | 2644740.4035 | 1213741.8261 | 2644752.1056 | 1213726.9717 | 2644759.7101 | 1213718.7017 | 2644770.5606 | 1213711.0674 | 2644779.9955 | 1213702.8112 | 2644789.2451 | 1213691.9186 | 2644794.6075 | 1213682.8202 | 2644795.2703 | 1213679.5232
94 | 2645000.7357 | 1213779.5389 | 2645002.4182 | 1213778.0174 | 2645003.814 | 1213775.2374 | 2645005.3951 | 1213760.9742 | 2645009.3854 | 1213745.5175 | 2645009.3766 | 1213739.6361 | 2645007.7361 | 1213734.5875 | 2645000.7903 | 1213723.9844 | 2644994.9242 | 1213718.2479 | 2644989.1316 | 1213715.8695 | 2644978.567 | 1213712.7436 | 2644972.1744 | 1213709.349 | 2644965.2998 | 1213702.382 | 2644960.5714 | 1213694.8419 | 2644958.7051 | 1213685.4779 | 2644959.3648 | 1213678.5788 | 2644962.6805 | 1213670.9882
95 | 2644809.8718 | 1213904.6097 | 2644812.2618 | 1213908.9858 | 2644813.6514 | 1213914.077 | 2644813.0027 | 1213919.5531 | 2644807.0069 | 1213931.0815 | 2644806.9734 | 1213935.5506 | 2644809.3883 | 1213939.6378 | 2644820.1287 | 1213946.6226 | 2644825.006 | 1213948.4825 | 2644829.8787 | 1213948.4527
96 | 2644809.8718 | 1213904.6097 | 2644805.551 | 1213907.5123 | 2644798.7716 | 1213909.7062
97 | 2644273.6094 | 1213266.1592 | 2644269.8694 | 1213261.9465 | 2644268.0971 | 1213257.1528 | 2644268.1409 | 1213251.2607 | 2644267.1576 | 1213245.5723 | 2644264.5053 | 1213237.9862
98 | 2644184.1957 | 1212897.8348 | 2644188.3678 | 1212900.375 | 2644205.7748 | 1212897.8802 | 2644216.3899 | 1212906.4969
99 | 2644216.3899 | 1212906.4969 | 2644264.5053 | 1213237.9862
100 | 2644127.2613 | 1213576.9621 | 2644132.2782 | 1213581.6596 | 2644135.0009 | 1213583.3543
101 | 2644224.3062 | 1213469.1525 | 2644223.3489 | 1213471.2244 | 2644221.7757 | 1213473.3918 | 2644218.387 | 1213476.5908 | 2644147.4642 | 1213525.9392 | 2644137.3002 | 1213532.2122 | 2644130.0838 | 1213536.3723 | 2644125.4271 | 1213538.5058 | 2644120.9058 | 1213539.7732 | 2644116.6472 | 1213540.4532 | 2644112.3237 | 1213540.6547 | 2644107.185 | 1213540.1609 | 2644101.8538 | 1213538.9986 | 2644094.7091 | 1213536.5554 | 2644086.7376 | 1213532.9278 | 2644071.1901 | 1213523.5408 | 2644067.7373 | 1213522.0699 | 2644064.3613 | 1213521.5114 | 2644061.5499 | 1213521.6351 | 2644058.6724 | 1213522.4922 | 2644056.5438 | 1213523.7661 | 2644054.4675 | 1213526.1855 | 2644053.4656 | 1213528.1348 | 2644053.1631 | 1213531.0454 | 2644053.552 | 1213533.9166 | 2644054.7388 | 1213536.7604 | 2644056.8452 | 1213539.5109 | 2644059.6997 | 1213541.7777 | 2644063.8306 | 1213543.9984 | 2644102.4254 | 1213559.2814 | 2644119.4845 | 1213569.6802 | 2644127.2613 | 1213576.9621
102 | 2644135.0009 | 1213583.3543 | 2644140.1414 | 1213586.554 | 2644147.3862 | 1213589.3626
103 | 2644147.3862 | 1213589.3626 | 2644157.4782 | 1213593.275 | 2644182.5366 | 1213598.9352
104 | 2644772.954 | 1213916.2998 | 2644774.5197 | 1213916.2179 | 2644784.3314 | 1213914.3793 | 2644798.7716 | 1213909.7062

## bus_geodata
| x | y | coords
0 | 2645306.1669 | 1213226.2536
1 | 2645284.2221 | 1213230.9908
2 | 2645324.3332 | 1213207.6957
3 | 2645133.6844 | 1213095.2071
4 | 2645345.9111 | 1213226.0593
5 | 2644886.9433 | 1213122.0214
6 | 2645054.8455 | 1212864.4426
7 | 2645362.6631 | 1213240.5044
8 | 2644992.9321 | 1212797.2109
9 | 2644875.9313 | 1213113.6633
10 | 2645374.3183 | 1213250.5546
11 | 2645247.9518 | 1212714.193
12 | 2645211.9296 | 1212763.0598
13 | 2645153.0081 | 1212620.6858
14 | 2644951.0637 | 1212713.6951
15 | 2645357.7212 | 1212458.8523
16 | 2644961.7682 | 1212773.1286
17 | 2644873.1887 | 1213119.6509
18 | 2645613.0206 | 1213429.9703
19 | 2645686.4558 | 1213226.967
20 | 2645703.7254 | 1213225.4994
21 | 2645712.9539 | 1213232.6314
22 | 2645693.5508 | 1213211.4968
23 | 2644875.1516 | 1212037.8839
24 | 2644863.4292 | 1211995.1915
25 | 2644895.4018 | 1212092.9447
26 | 2644785.5572 | 1212040.1109
27 | 2644951.4438 | 1212182.4077
28 | 2644725.6291 | 1211823.9129
29 | 2644670.3201 | 1212236.3845
30 | 2645218.2943 | 1212090.6916
31 | 2644781.9231 | 1212317.5858
32 | 2644488.5647 | 1212286.6344
33 | 2644720.1701 | 1212293.5861
34 | 2645306.8002 | 1212259.595
35 | 2645697.9969 | 1212059.3929
36 | 2644764.6883 | 1212323.4185
37 | 2644374.2092 | 1212341.7504
38 | 2644708.8678 | 1212314.2928
39 | 2645758.7549 | 1212097.7627
40 | 2645789.7581 | 1212109.3253
41 | 2645807.8586 | 1212112.8996
42 | 2643812.2363 | 1213073.5371
43 | 2643966.4419 | 1213139.4985
44 | 2643799.4521 | 1213068.4854
45 | 2644062.4791 | 1212935.1314
46 | 2644119.45 | 1212899.3192
47 | 2644165.8023 | 1212872.147
48 | 2644177.1563 | 1213421.251
49 | 2644213.4312 | 1213447.3258
50 | 2645412.2341 | 1212455.1726
51 | 2644957.0984 | 1212729.2307
52 | 2645978.5961 | 1212974.2556
53 | 2645937.4299 | 1213006.4647
54 | 2645592.6356 | 1213123.7302
55 | 2645645.1274 | 1213120.4225
56 | 2645645.3942 | 1213114.4798
57 | 2645683.6115 | 1213152.0022
58 | 2645806.0865 | 1213026.3336
59 | 2645685.6456 | 1213193.8407
60 | 2645926.6608 | 1213008.957
61 | 2645839.1639 | 1212122.223
62 | 2645927.0644 | 1212252.8833
63 | 2644942.6526 | 1212758.3568
64 | 2644748.3503 | 1212722.9206
65 | 2644465.2492 | 1212795.1531
66 | 2644633.9368 | 1212448.5143
67 | 2644386.0928 | 1212788.0916
68 | 2644725.8114 | 1212544.5899
69 | 2644351.8298 | 1212802.3855
70 | 2644742.4137 | 1212550.186
71 | 2644436.6561 | 1212367.5391
72 | 2644754.2877 | 1212565.5831
73 | 2644840.058 | 1212532.008
74 | 2645963.0283 | 1213021.5849
75 | 2645993.938 | 1213042.4834
76 | 2644341.7018 | 1212789.2886
77 | 2644222.912 | 1212852.1216
78 | 2644192.2526 | 1212860.5604
79 | 2644722.7923 | 1213158.1623
80 | 2644865.1421 | 1213137.2182
81 | 2644753.6479 | 1213576.0834
82 | 2644303.3199 | 1213443.9587
83 | 2644299.1909 | 1213441.8015
84 | 2644319.3362 | 1213452.8896
85 | 2644263.9038 | 1213431.0546
86 | 2644325.3081 | 1213454.8267
87 | 2644226.1394 | 1213442.068
88 | 2644288.9177 | 1213283.4027
89 | 2644795.2703 | 1213679.5232
90 | 2645000.7357 | 1213779.5389
91 | 2644809.8718 | 1213904.6097
92 | 2644273.6094 | 1213266.1592
93 | 2644184.1957 | 1212897.8348
94 | 2644216.3899 | 1212906.4969
95 | 2644264.5053 | 1213237.9862
96 | 2644127.2613 | 1213576.9621
97 | 2644135.0009 | 1213583.3543
98 | 2644224.3062 | 1213469.1525
99 | 2644147.3862 | 1213589.3626
100 | 2644182.5366 | 1213598.9352
101 | 2644772.954 | 1213916.2998
102 | 2644798.7716 | 1213909.7062
103 | 2644962.6805 | 1213670.9882
104 | 2644829.8787 | 1213948.4527
105 | 2644876.6738 | 1213146.2324
106 | 2645054.8455 | 1212864.4426

## line_std_types
| c_nf_per_km | r_ohm_per_km | x_ohm_per_km | max_i_ka | type | q_mm2 | alpha | voltage_rating
NAYY 4x50 SE | 210 | 0.642 | 0.083 | 0.142 | cs | 50 | 0.00403 | LV
NAYY 4x120 SE | 264 | 0.225 | 0.08 | 0.242 | cs | 120 | 0.00403 | LV
NAYY 4x150 SE | 261 | 0.208 | 0.08 | 0.27 | cs | 150 | 0.00403 | LV
NA2XS2Y 1x95 RM/25 12/20 kV | 216 | 0.313 | 0.132 | 0.252 | cs | 95 | 0.00403 | MV
NA2XS2Y 1x185 RM/25 12/20 kV | 273 | 0.161 | 0.117 | 0.362 | cs | 185 | 0.00403 | MV
NA2XS2Y 1x240 RM/25 12/20 kV | 304 | 0.122 | 0.112 | 0.421 | cs | 240 | 0.00403 | MV
NA2XS2Y 1x95 RM/25 6/10 kV | 315 | 0.313 | 0.123 | 0.249 | cs | 95 | 0.00403 | MV
NA2XS2Y 1x185 RM/25 6/10 kV | 406 | 0.161 | 0.11 | 0.358 | cs | 185 | 0.00403 | MV
NA2XS2Y 1x240 RM/25 6/10 kV | 456 | 0.122 | 0.105 | 0.416 | cs | 240 | 0.00403 | MV
NA2XS2Y 1x150 RM/25 12/20 kV | 250 | 0.206 | 0.116 | 0.319 | cs | 150 | 0.00403 | MV
NA2XS2Y 1x120 RM/25 12/20 kV | 230 | 0.253 | 0.119 | 0.283 | cs | 120 | 0.00403 | MV
NA2XS2Y 1x70 RM/25 12/20 kV | 190 | 0.443 | 0.132 | 0.22 | cs | 70 | 0.00403 | MV
NA2XS2Y 1x150 RM/25 6/10 kV | 360 | 0.206 | 0.11 | 0.315 | cs | 150 | 0.00403 | MV
NA2XS2Y 1x120 RM/25 6/10 kV | 340 | 0.253 | 0.113 | 0.28 | cs | 120 | 0.00403 | MV
NA2XS2Y 1x70 RM/25 6/10 kV | 280 | 0.443 | 0.123 | 0.217 | cs | 70 | 0.00403 | MV
N2XS(FL)2Y 1x120 RM/35 64/110 kV | 112 | 0.153 | 0.166 | 0.366 | cs | 120 | 0.00393 | HV
N2XS(FL)2Y 1x185 RM/35 64/110 kV | 125 | 0.099 | 0.156 | 0.457 | cs | 185 | 0.00393 | HV
N2XS(FL)2Y 1x240 RM/35 64/110 kV | 135 | 0.075 | 0.149 | 0.526 | cs | 240 | 0.00393 | HV
N2XS(FL)2Y 1x300 RM/35 64/110 kV | 144 | 0.06 | 0.144 | 0.588 | cs | 300 | 0.00393 | HV
15-AL1/3-ST1A 0.4 | 11 | 1.8769 | 0.35 | 0.105 | ol | 16 | 0.00403 | LV
24-AL1/4-ST1A 0.4 | 11.25 | 1.2012 | 0.335 | 0.14 | ol | 24 | 0.00403 | LV
48-AL1/8-ST1A 0.4 | 12.2 | 0.5939 | 0.3 | 0.21 | ol | 48 | 0.00403 | LV
94-AL1/15-ST1A 0.4 | 13.2 | 0.306 | 0.29 | 0.35 | ol | 94 | 0.00403 | LV
34-AL1/6-ST1A 10.0 | 9.7 | 0.8342 | 0.36 | 0.17 | ol | 34 | 0.00403 | MV
48-AL1/8-ST1A 10.0 | 10.1 | 0.5939 | 0.35 | 0.21 | ol | 48 | 0.00403 | MV
70-AL1/11-ST1A 10.0 | 10.4 | 0.4132 | 0.339 | 0.29 | ol | 70 | 0.00403 | MV
94-AL1/15-ST1A 10.0 | 10.75 | 0.306 | 0.33 | 0.35 | ol | 94 | 0.00403 | MV
122-AL1/20-ST1A 10.0 | 11.1 | 0.2376 | 0.323 | 0.41 | ol | 122 | 0.00403 | MV
149-AL1/24-ST1A 10.0 | 11.25 | 0.194 | 0.315 | 0.47 | ol | 149 | 0.00403 | MV
34-AL1/6-ST1A 20.0 | 9.15 | 0.8342 | 0.382 | 0.17 | ol | 34 | 0.00403 | MV
48-AL1/8-ST1A 20.0 | 9.5 | 0.5939 | 0.372 | 0.21 | ol | 48 | 0.00403 | MV
70-AL1/11-ST1A 20.0 | 9.7 | 0.4132 | 0.36 | 0.29 | ol | 70 | 0.00403 | MV
94-AL1/15-ST1A 20.0 | 10 | 0.306 | 0.35 | 0.35 | ol | 94 | 0.00403 | MV
122-AL1/20-ST1A 20.0 | 10.3 | 0.2376 | 0.344 | 0.41 | ol | 122 | 0.00403 | MV
149-AL1/24-ST1A 20.0 | 10.5 | 0.194 | 0.337 | 0.47 | ol | 149 | 0.00403 | MV
184-AL1/30-ST1A 20.0 | 10.75 | 0.1571 | 0.33 | 0.535 | ol | 184 | 0.00403 | MV
243-AL1/39-ST1A 20.0 | 11 | 0.1188 | 0.32 | 0.645 | ol | 243 | 0.00403 | MV
48-AL1/8-ST1A 110.0 | 8 | 0.5939 | 0.46 | 0.21 | ol | 48 | 0.00403 | HV
70-AL1/11-ST1A 110.0 | 8.4 | 0.4132 | 0.45 | 0.29 | ol | 70 | 0.00403 | HV
94-AL1/15-ST1A 110.0 | 8.65 | 0.306 | 0.44 | 0.35 | ol | 94 | 0.00403 | HV
122-AL1/20-ST1A 110.0 | 8.5 | 0.2376 | 0.43 | 0.41 | ol | 122 | 0.00403 | HV
149-AL1/24-ST1A 110.0 | 8.75 | 0.194 | 0.41 | 0.47 | ol | 149 | 0.00403 | HV
184-AL1/30-ST1A 110.0 | 8.8 | 0.1571 | 0.4 | 0.535 | ol | 184 | 0.00403 | HV
243-AL1/39-ST1A 110.0 | 9 | 0.1188 | 0.39 | 0.645 | ol | 243 | 0.00403 | HV
305-AL1/39-ST1A 110.0 | 9.2 | 0.0949 | 0.38 | 0.74 | ol | 305 | 0.00403 | HV
490-AL1/64-ST1A 110.0 | 9.75 | 0.059 | 0.37 | 0.96 | ol | 490 | 0.00403 | HV
679-AL1/86-ST1A 110.0 | 9.95 | 0.042 | 0.36 | 1.15 | ol | 679 | 0.00403 | HV
490-AL1/64-ST1A 220.0 | 10 | 0.059 | 0.285 | 0.96 | ol | 490 | 0.00403 | HV
679-AL1/86-ST1A 220.0 | 11.7 | 0.042 | 0.275 | 1.15 | ol | 679 | 0.00403 | HV
490-AL1/64-ST1A 380.0 | 11 | 0.059 | 0.253 | 0.96 | ol | 490 | 0.00403 | HV
679-AL1/86-ST1A 380.0 | 14.6 | 0.042 | 0.25 | 1.15 | ol | 679 | 0.00403 | HV

## trafo_std_types
| i0_percent | pfe_kw | vkr_percent | sn_mva | vn_lv_kv | vn_hv_kv | vk_percent | shift_degree | vector_group | tap_side | tap_neutral | tap_min | tap_max | tap_step_degree | tap_step_percent | tap_phase_shifter
160 MVA 380/110 kV | 0.06 | 60 | 0.25 | 160 | 110 | 380 | 12.2 | 0 | Yy0 | hv | 0 | -9 | 9 | 0 | 1.5 | FALSE
100 MVA 220/110 kV | 0.06 | 55 | 0.26 | 100 | 110 | 220 | 12 | 0 | Yy0 | hv | 0 | -9 | 9 | 0 | 1.5 | FALSE
63 MVA 110/20 kV | 0.04 | 22 | 0.32 | 63 | 20 | 110 | 18 | 150 | YNd5 | hv | 0 | -9 | 9 | 0 | 1.5 | FALSE
40 MVA 110/20 kV | 0.05 | 18 | 0.34 | 40 | 20 | 110 | 16.2 | 150 | YNd5 | hv | 0 | -9 | 9 | 0 | 1.5 | FALSE
25 MVA 110/20 kV | 0.07 | 14 | 0.41 | 25 | 20 | 110 | 12 | 150 | YNd5 | hv | 0 | -9 | 9 | 0 | 1.5 | FALSE
63 MVA 110/10 kV | 0.04 | 22 | 0.32 | 63 | 10 | 110 | 18 | 150 | YNd5 | hv | 0 | -9 | 9 | 0 | 1.5 | FALSE
40 MVA 110/10 kV | 0.05 | 18 | 0.34 | 40 | 10 | 110 | 16.2 | 150 | YNd5 | hv | 0 | -9 | 9 | 0 | 1.5 | FALSE
25 MVA 110/10 kV | 0.07 | 14 | 0.41 | 25 | 10 | 110 | 12 | 150 | YNd5 | hv | 0 | -9 | 9 | 0 | 1.5 | FALSE
0.25 MVA 20/0.4 kV | 0.32 | 0.8 | 1.44 | 0.25 | 0.4 | 20 | 6 | 150 | Yzn5 | hv | 0 | -2 | 2 | 0 | 2.5 | FALSE
0.4 MVA 20/0.4 kV | 0.3375 | 1.35 | 1.425 | 0.4 | 0.4 | 20 | 6 | 150 | Dyn5 | hv | 0 | -2 | 2 | 0 | 2.5 | FALSE
0.63 MVA 20/0.4 kV | 0.2619 | 1.65 | 1.206 | 0.63 | 0.4 | 20 | 6 | 150 | Dyn5 | hv | 0 | -2 | 2 | 0 | 2.5 | FALSE
0.25 MVA 10/0.4 kV | 0.24 | 0.6 | 1.2 | 0.25 | 0.4 | 10 | 4 | 150 | Dyn5 | hv | 0 | -2 | 2 | 0 | 2.5 | FALSE
0.4 MVA 10/0.4 kV | 0.2375 | 0.95 | 1.325 | 0.4 | 0.4 | 10 | 4 | 150 | Dyn5 | hv | 0 | -2 | 2 | 0 | 2.5 | FALSE
0.63 MVA 10/0.4 kV | 0.1873 | 1.18 | 1.0794 | 0.63 | 0.4 | 10 | 4 | 150 | Dyn5 | hv | 0 | -2 | 2 | 0 | 2.5 | FALSE

## trafo3w_std_types
| sn_hv_mva | sn_mv_mva | sn_lv_mva | vn_hv_kv | vn_mv_kv | vn_lv_kv | vk_hv_percent | vk_mv_percent | vk_lv_percent | vkr_hv_percent | vkr_mv_percent | vkr_lv_percent | pfe_kw | i0_percent | shift_mv_degree | shift_lv_degree | vector_group | tap_side | tap_neutral | tap_min | tap_max | tap_step_percent
63/25/38 MVA 110/20/10 kV | 63 | 25 | 38 | 110 | 20 | 10 | 10.4 | 10.4 | 10.4 | 0.28 | 0.32 | 0.35 | 35 | 0.89 | 0 | 0 | YN0yn0yn0 | hv | 0 | -10 | 10 | 1.2
63/25/38 MVA 110/10/10 kV | 63 | 25 | 38 | 110 | 10 | 10 | 10.4 | 10.4 | 10.4 | 0.28 | 0.32 | 0.35 | 35 | 0.89 | 0 | 0 | YN0yn0yn0 | hv | 0 | -10 | 10 | 1.2

## fuse_std_types
| fuse_type | i_rated_a | t_avg | t_min | t_total | x_avg | x_min | x_total
HV 100A | HV 100A | 100 | 0 | [10.0, 3.64, 0.854, 0.281, 0.1, 0.0531, 0.022, 0.01] | [10.0, 4.267, 1.21, 0.403, 0.1, 0.058, 0.022, 0.01] | 0 | [300.0, 350.0, 450.0, 550.0, 700.0, 850.0, 1200.0, 1752.0] | [600.0, 700.0, 900.0, 1150.0, 1665.0, 2000.0, 3000.0, 4313.0]
HV 10A | HV 10A | 10 | 0 | [10.0, 1675.0, 0.344, 0.156, 0.1, 0.0417, 0.0171, 0.01] | [10.0, 1.3, 0.3, 0.155, 0.1, 0.0555, 0.023, 0.01] | 0 | [30.0, 32.0, 35.0, 37.0, 39.0, 50.0, 70.0, 88.0] | [60.0, 70.0, 80.0, 87.0, 94.0, 110.0, 150.0, 216.0]
HV 125A | HV 125A | 125 | 0 | [10.0, 1.82, 0.344, 0.1, 0.0467, 0.0269, 0.01] | [10.0, 2.478, 0.426, 0.1, 0.0427, 0.0211, 0.01] | 0 | [375.0, 500.0, 700.0, 925.0, 1200.0, 1500.0, 2341.0] | [750.0, 1000.0, 1500.0, 2200.0, 3000.0, 4000.0, 5765.0]
HV 160A | HV 160A | 160 | 0 | [10.0, 4.15, 1.03, 0.198, 0.1, 0.051, 0.0172, 0.01] | [10.0, 2.3, 0.734, 0.274, 0.1, 0.046, 0.0177, 0.01] | 0 | [480.0, 550.0, 700.0, 1000.0, 1260.0, 1600.0, 2500.0, 3227.0] | [960.0, 1300.0, 1700.0, 2200.0, 2996.0, 4000.0, 6000.0, 7946.0]
HV 16A | HV 16A | 16 | 0 | [10.0, 0.352, 0.164, 0.1, 0.0649, 0.0342, 0.01] | [10.0, 2.34, 0.722, 0.181, 0.1, 0.055, 0.0296, 0.01] | 0 | [48.0, 60.0, 65.0, 71.0, 80.0, 100.0, 162.0] | [96.0, 110.0, 125.0, 150.0, 168.0, 200.0, 250.0, 398.0]
HV 200A | HV 200A | 200 | 0 | [10.0, 4.267, 1.21, 0.403, 0.1, 0.058, 0.022, 0.01] | [10.0, 3.73, 1.654, 0.328, 0.1, 0.0531, 0.019, 0.01] | 0 | [600.0, 700.0, 900.0, 1150.0, 1665.0, 2000.0, 3000.0, 4313.0] | [1200.0, 1500.0, 1800.0, 2700.0, 3960.0, 5000.0, 7500.0, 10620.0]
HV 20A | HV 20A | 20 | 0 | [10.0, 1.3, 0.3, 0.155, 0.1, 0.0555, 0.023, 0.01] | [10.0, 1.3, 0.161, 0.1, 0.0611, 0.0399, 0.0141, 0.01] | 0 | [60.0, 70.0, 80.0, 87.0, 94.0, 110.0, 150.0, 216.0] | [120.0, 150.0, 200.0, 223.0, 260.0, 300.0, 450.0, 532.0]
HV 25A | HV 25A | 25 | 0 | [10.0, 2.512, 0.833, 0.299, 0.1, 0.0372, 0.0223, 0.01] | [10.0, 3.125, 0.597, 0.198, 0.1, 0.0378, 0.022, 0.01] | 0 | [75.0, 82.0, 90.0, 100.0, 124.0, 170.0, 200.0, 289.0] | [150.0, 170.0, 210.0, 250.0, 294.0, 400.0, 500.0, 711.0]
HV 31.5A | HV 31.5A | 31.5 | 0 | [10.0, 2.34, 0.722, 0.181, 0.1, 0.055, 0.0296, 0.01] | [10.0, 2.84, 0.368, 0.164, 0.1, 0.0621, 0.0378, 0.0195, 0.01] | 0 | [95.0, 110.0, 125.0, 150.0, 165.0, 200.0, 250.0, 390.0] | [189.0, 220.0, 300.0, 350.0, 393.0, 450.0, 530.0, 700.0, 960.0]
HV 40A | HV 40A | 40 | 0 | [10.0, 1.3, 0.161, 0.1, 0.0611, 0.0399, 0.0141, 0.01] | [10.0, 2.05, 0.369, 0.198, 0.1, 0.051, 0.0298, 0.01] | 0 | [120.0, 150.0, 200.0, 223.0, 260.0, 300.0, 450.0, 532.0] | [240.0, 300.0, 400.0, 450.0, 530.0, 650.0, 800.0, 1311.0]
HV 50A | HV 50A | 50 | 0 | [10.0, 3.215, 0.597, 0.198, 0.1, 0.0378, 0.022, 0.01] | [10.0, 3.64, 0.854, 0.281, 0.1, 0.0531, 0.022, 0.01] | 0 | [150.0, 170.0, 210.0, 250.0, 294.0, 400.0, 500.0, 711.0] | [300.0, 350.0, 450.0, 550.0, 700.0, 850.0, 1200.0, 1752.0]
HV 6.3A | HV 6.3A | 6.3 | 0 | [10.0, 1.39, 0.344, 0.168, 0.1, 0.056, 0.0263, 0.01] | [10.0, 1.711, 0.516, 0.198, 0.1, 0.0634, 0.0303, 0.01] | 0 | [19.0, 19.5, 20.4, 20.8, 22.0, 25.0, 32.0, 48.0] | [38.0, 40.0, 43.0, 48.0, 53.0, 60.0, 75.0, 118.0]
HV 63A | HV 63A | 63 | 0 | [10.0, 2.84, 0.368, 0.164, 0.1, 0.0621, 0.0378, 0.0195, 0.01] | [10.0, 1.82, 0.344, 0.1, 0.0467, 0.0269, 0.01] | 0 | [189.0, 220.0, 300.0, 350.0, 393.0, 450.0, 530.0, 700.0, 961.0] | [378.0, 500.0, 700.0, 934.0, 1200.0, 1500.0, 2366.0]
HV 80A | HV 80A | 80 | 0 | [10.0, 2.05, 0.369, 0.198, 0.1, 0.051, 0.0298, 0.01] | [10.0, 4.15, 1.03, 0.198, 0.1, 0.051, 0.0172, 0.01] | 0 | [240.0, 300.0, 400.0, 450.0, 530.0, 650.0, 800.0, 1311.0] | [480.0, 550.0, 700.0, 1000.0, 1260.0, 1600.0, 2500.0, 3227.0]
Siemens NH-1-100 | Siemens NH-1-100 | 100 | [5400.0, 2000.0, 400.0, 20.0, 1.0, 0.2, 0.012, 0.004] | 0 | 0 | [150.0, 190.0, 250.0, 430.0, 900.0, 1250.0, 2700.0, 3600.0] | 0 | 0
Siemens NH-1-125 | Siemens NH-1-125 | 125 | [4800.0, 120.0, 7.0, 0.1, 0.004] | 0 | 0 | [180.0, 400.0, 740.0, 2000.0, 4250.0] | 0 | 0
Siemens NH-1-16 | Siemens NH-1-16 | 16 | [4000.0, 400.0, 2.0, 0.1, 0.04, 0.01] | 0 | 0 | [26.0, 35.0, 75.0, 150.0, 200.0, 300.0] | 0 | 0
Siemens NH-1-160 | Siemens NH-1-160 | 160 | [4800.0, 120.0, 7.0, 0.1, 0.004] | 0 | 0 | [210.0, 500.0, 900.0, 2300.0, 5000.0] | 0 | 0
Siemens NH-1-25 | Siemens NH-1-25 | 25 | [4000.0, 1000.0, 10.0, 0.2, 0.02, 0.01] | 0 | 0 | [40.0, 50.0, 100.0, 210.0, 400.0, 500.0] | 0 | 0
Siemens NH-1-50 | Siemens NH-1-50 | 50 | [4000.0, 40.0, 4.0, 1.0, 0.02, 0.01] | 0 | 0 | [86.0, 200.0, 300.0, 400.0, 1000.0, 1280.0] | 0 | 0
Siemens NH-1-63 | Siemens NH-1-63 | 63 | [4000.0, 100.0, 10.0, 2.0, 0.04, 0.01] | 0 | 0 | [100.0, 200.0, 300.0, 400.0, 1000.0, 1500.0] | 0 | 0
Siemens NH-1-80 | Siemens NH-1-80 | 80 | [4800.0, 120.0, 7.0, 0.1, 0.01] | 0 | 0 | [150.58, 250.0, 450.0, 1150.0, 2470.0] | 0 | 0
Siemens NH-2-1000 | Siemens NH-2-1000 | 1000 | [4800.0, 120.0, 7.0, 0.1, 0.004] | 0 | 0 | [1900.0, 3500.0, 8400.0, 24000.0, 52000.0] | 0 | 0
Siemens NH-2-200 | Siemens NH-2-200 | 200 | [4800.0, 120.0, 7.0, 0.1, 0.004] | 0 | 0 | [280.0, 650.0, 1200.0, 3000.0, 7000.0] | 0 | 0
Siemens NH-2-224 | Siemens NH-2-224 | 224 | [4800.0, 120.0, 7.0, 0.2, 0.04, 0.004] | 0 | 0 | [400.0, 750.0, 1453.0, 3025.0, 4315.0, 7600.0] | 0 | 0
Siemens NH-2-250 | Siemens NH-2-250 | 250 | [4800.0, 120.0, 7.0, 0.1, 0.004] | 0 | 0 | [450.0, 800.0, 1650.0, 4000.0, 8500.0] | 0 | 0
Siemens NH-2-315 | Siemens NH-2-315 | 315 | [4800.0, 120.0, 7.0, 0.1, 0.004] | 0 | 0 | [550.0, 920.0, 1900.0, 5000.0, 11000.0] | 0 | 0
Siemens NH-2-355 | Siemens NH-2-355 | 355 | [4800.0, 120.0, 6.0, 0.1, 0.004] | 0 | 0 | [650.0, 1116.27, 2350.0, 5840.0, 12790.0] | 0 | 0
Siemens NH-2-400 | Siemens NH-2-400 | 400 | [4800.0, 120.0, 7.0, 0.1, 0.004] | 0 | 0 | [720.0, 1350.0, 2800.0, 6500.0, 15000.0] | 0 | 0
Siemens NH-2-425 | Siemens NH-2-425 | 425 | [4800.0, 120.0, 7.0, 0.1, 0.004] | 0 | 0 | [850.0, 1500.0, 3050.0, 7500.0, 16500.0] | 0 | 0
Siemens NH-2-630 | Siemens NH-2-630 | 630 | [4800.0, 120.0, 7.0, 0.1, 0.004] | 0 | 0 | [1200.0, 2000.0, 4800.0, 12000.0, 26000.0] | 0 | 0

## res_bus
| vm_pu | va_degree | p_mw | q_mvar
0 | 0.99254 | -0.053428 | 0.00042558 | 0.00010666
1 | 0.99278 | -0.051688 | 0.00055193 | 0.00013833
2 | 0.99227 | -0.055339 | 0 | 0
3 | 0.99519 | -0.034441 | 0 | 0
4 | 0.99199 | -0.057394 | 0.0016525 | 0.00041415
5 | 0.99331 | -0.048145 | 0.00028988 | 7.2652e-05
6 | 1 | 0 | -0.038535 | -0.0093534
7 | 0.99181 | -0.05863 | 0.00020353 | 5.101e-05
8 | 0.99837 | -0.011698 | 0.00021745 | 5.4498e-05
9 | 0.99322 | -0.048778 | 0 | 0
10 | 0.9917 | -0.059458 | 0.00058856 | 0.00014751
11 | 0.995 | -0.035727 | 0 | 0
12 | 0.99472 | -0.037731 | 0.0032725 | 0.00082017
13 | 0.99573 | -0.0306 | 0 | 0
14 | 0.99697 | -0.021762 | 5.3487e-05 | 1.3405e-05
15 | 0.99551 | -0.032185 | 0.00010311 | 2.5841e-05
16 | 0.99768 | -0.016677 | 0.00069051 | 0.00017306
17 | 0.99318 | -0.04908 | 0.00015829 | 3.9671e-05
18 | 0.98887 | -0.079927 | 0 | 0
19 | 0.98648 | -0.097159 | 0.00020954 | 5.2516e-05
20 | 0.98634 | -0.098109 | 0 | 0
21 | 0.98633 | -0.098183 | 0.00061974 | 0.00015532
22 | 0.98625 | -0.098785 | 0.00081347 | 0.00020388
23 | 0.98292 | -0.12397 | 4.7726e-05 | 1.1961e-05
24 | 0.98294 | -0.12386 | 0 | 0
25 | 0.98291 | -0.12407 | 0.00017113 | 4.2888e-05
26 | 0.98286 | -0.12455 | 0 | 0
27 | 0.98322 | -0.12142 | 0 | 0
28 | 0.98279 | -0.12503 | 0.00019344 | 4.848e-05
29 | 0.98294 | -0.12368 | 0 | 0
30 | 0.97901 | -0.15162 | 0 | 0
31 | 0.9867 | -0.096102 | 0.00030873 | 7.7375e-05
32 | 0.98283 | -0.12451 | 0 | 0
33 | 0.98288 | -0.12409 | 0.00017417 | 4.365e-05
34 | 0.9789 | -0.15255 | 0.00018835 | 4.7204e-05
35 | 0.97203 | -0.20189 | 0 | 0
36 | 0.98685 | -0.095044 | 7.3825e-05 | 1.8502e-05
37 | 0.98271 | -0.1254 | 0.00015243 | 3.8202e-05
38 | 0.98288 | -0.12411 | 0.00010747 | 2.6935e-05
39 | 0.97104 | -0.20905 | 0.0042347 | 0.0010613
40 | 0.97079 | -0.21087 | 0 | 0
41 | 0.97065 | -0.21188 | 0.0017272 | 0.00043287
42 | 0.98761 | -0.089503 | 0 | 0
43 | 0.98772 | -0.088682 | 0 | 0
44 | 0.9876 | -0.089566 | 0.00044641 | 0.00011188
45 | 0.98787 | -0.087585 | 0 | 0
46 | 0.98791 | -0.087248 | 0.00018146 | 4.5479e-05
47 | 0.98796 | -0.086876 | 0 | 0
48 | 0.98286 | -0.1238 | 0.00013979 | 3.5034e-05
49 | 0.98287 | -0.12374 | 0 | 0
50 | 0.99547 | -0.032458 | 0.00043581 | 0.00010923
51 | 0.99706 | -0.021094 | 0.00013906 | 3.4852e-05
52 | 0.98507 | -0.10727 | 0.00020489 | 5.135e-05
53 | 0.98509 | -0.10715 | 0 | 0
54 | 0.98595 | -0.10093 | 0.00013271 | 3.326e-05
55 | 0.98596 | -0.10086 | 0 | 0
56 | 0.98596 | -0.10088 | 0.00045502 | 0.00011404
57 | 0.98601 | -0.10054 | 0 | 0
58 | 0.98549 | -0.10429 | 0 | 0
59 | 0.98617 | -0.099387 | 0.00031969 | 8.0122e-05
60 | 0.98512 | -0.10696 | 0.00035579 | 8.9169e-05
61 | 0.97055 | -0.21266 | 0.0022482 | 0.00056344
62 | 0.97 | -0.21666 | 0.0011482 | 0.00028777
63 | 0.99726 | -0.01965 | 0 | 0
64 | 0.99437 | -0.040515 | 0 | 0
65 | 0.99422 | -0.04165 | 0.00030708 | 7.6962e-05
66 | 0.99164 | -0.060327 | 0 | 0
67 | 0.99019 | -0.070714 | 0.00014776 | 3.7033e-05
68 | 0.99039 | -0.069397 | 5.9127e-05 | 1.4819e-05
69 | 0.98977 | -0.073696 | 0 | 0
70 | 0.99023 | -0.070496 | 0.00025904 | 6.492e-05
71 | 0.98269 | -0.12557 | 0.00022255 | 5.5775e-05
72 | 0.99008 | -0.071646 | 0.00012055 | 3.0213e-05
73 | 0.98877 | -0.081095 | 0 | 0
74 | 0.98502 | -0.10761 | 0.00082222 | 0.00020607
75 | 0.98499 | -0.10787 | 0.00064254 | 0.00016104
76 | 0.98974 | -0.073946 | 0.0012286 | 0.00030791
77 | 0.98848 | -0.08308 | 0.00023737 | 5.9491e-05
78 | 0.9882 | -0.085162 | 0.0006038 | 0.00015133
79 | 0.99195 | -0.058016 | 0.00051704 | 0.00012958
80 | 0.99306 | -0.049933 | 0 | 0
81 | 0.98991 | -0.072838 | 0.0008632 | 0.00021634
82 | 0.98318 | -0.12149 | 0.00014523 | 3.6398e-05
83 | 0.98316 | -0.12165 | 0.00080504 | 0.00020176
84 | 0.98327 | -0.12083 | 0.0003565 | 8.9346e-05
85 | 0.98302 | -0.12263 | 0.0002363 | 5.9221e-05
86 | 0.98331 | -0.12059 | 0 | 0
87 | 0.9829 | -0.12355 | 0.00094419 | 0.00023664
88 | 0.98501 | -0.10825 | 0.00024767 | 6.2073e-05
89 | 0.9895 | -0.075888 | 0 | 0
90 | 0.98938 | -0.076746 | 0 | 0
91 | 0.98862 | -0.082191 | 0 | 0
92 | 0.98514 | -0.10728 | 0.0001904 | 4.7719e-05
93 | 0.98773 | -0.088554 | 0.00038696 | 9.6981e-05
94 | 0.98749 | -0.090301 | 0.00015599 | 3.9095e-05
95 | 0.98533 | -0.10594 | 0.00024558 | 6.1549e-05
96 | 0.98234 | -0.12757 | 0.00014463 | 3.6248e-05
97 | 0.98233 | -0.12767 | 0.0001146 | 2.8721e-05
98 | 0.98283 | -0.12406 | 0 | 0
99 | 0.98231 | -0.1278 | 0.00044969 | 0.0001127
100 | 0.98229 | -0.12796 | 0.00042854 | 0.0001074
101 | 0.98855 | -0.082668 | 0.001121 | 0.00028095
102 | 0.98859 | -0.082362 | 0.00023469 | 5.8818e-05
103 | 0.98932 | -0.07721 | 0.00032879 | 8.2404e-05
104 | 0.98854 | -0.082708 | 0.00082894 | 0.00020775
105 | 0.99305 | -0.049982 | 0.00032778 | 8.215e-05
106 | 0.99998 | 149.9947 | 0 | 0

## res_line
| p_from_mw | q_from_mvar | p_to_mw | q_to_mvar | pl_mw | ql_mvar | i_from_ka | i_to_ka | i_ka | vm_from_pu | va_from_degree | vm_to_pu | va_to_degree | loading_percent
0 | -0.0074781 | -0.0018587 | 0.0074799 | 0.0018591 | 1.772e-06 | 3.8918e-07 | 0.011206 | 0.011206 | 0.011206 | 0.99254 | -0.053428 | 0.99278 | -0.051688 | 4.1503
1 | 0.0070525 | 0.0017521 | -0.0070507 | -0.0017517 | 1.8342e-06 | 3.6539e-07 | 0.010568 | 0.010568 | 0.010568 | 0.99254 | -0.053428 | 0.99227 | -0.055339 | 3.914
2 | -0.0080318 | -0.0019975 | 0.0080507 | 0.002002 | 1.8908e-05 | 4.5595e-06 | 0.012033 | 0.012032 | 0.012033 | 0.99278 | -0.051688 | 0.99519 | -0.034441 | 4.4566
3 | 0.0070507 | 0.0017517 | -0.0070487 | -0.0017513 | 1.9713e-06 | 3.929e-07 | 0.010568 | 0.010568 | 0.010568 | 0.99227 | -0.055339 | 0.99199 | -0.057394 | 3.9141
4 | 0.0046934 | 0.001156 | -0.0046847 | -0.0011563 | 8.6175e-06 | -3.2916e-07 | 0.0070104 | 0.0070117 | 0.0070117 | 0.99519 | -0.034441 | 0.99331 | -0.048145 | 2.5969
5 | -0.012744 | -0.003158 | 0.012804 | 0.0031775 | 5.9657e-05 | 1.9502e-05 | 0.019042 | 0.019041 | 0.019042 | 0.99519 | -0.034441 | 1 | 0 | 7.0527
6 | 0.0053962 | 0.0013372 | -0.0053953 | -0.0013371 | 9.032e-07 | 6.1869e-08 | 0.0080892 | 0.0080893 | 0.0080893 | 0.99199 | -0.057394 | 0.99181 | -0.05863 | 2.996
7 | 0.0043949 | 0.0010837 | -0.0043945 | -0.0010837 | 3.7322e-07 | -3.539e-08 | 0.0065775 | 0.0065775 | 0.0065775 | 0.99331 | -0.048145 | 0.99322 | -0.048778 | 2.4361
8 | 0.024932 | 0.0061759 | -0.024892 | -0.0061631 | 3.9414e-05 | 1.2751e-05 | 0.037073 | 0.037074 | 0.037074 | 1 | 0 | 0.99837 | -0.011698 | 6.8656
9 | 0.0051918 | 0.0012861 | -0.0051912 | -0.0012861 | 5.8187e-07 | 2.5204e-08 | 0.0077839 | 0.007784 | 0.007784 | 0.99181 | -0.05863 | 0.9917 | -0.059458 | 2.883
10 | 0.024675 | 0.0061086 | -0.024658 | -0.0061033 | 1.6596e-05 | 5.3537e-06 | 0.03675 | 0.03675 | 0.03675 | 0.99837 | -0.011698 | 0.99768 | -0.016677 | 6.8056
11 | 0.0043945 | 0.0010837 | -0.0043943 | -0.0010837 | 1.7779e-07 | -1.6847e-08 | 0.0065775 | 0.0065775 | 0.0065775 | 0.99322 | -0.048778 | 0.99318 | -0.04908 | 2.4361
12 | 0.0046026 | 0.0011386 | -0.0045899 | -0.0011392 | 1.2737e-05 | -6.141e-07 | 0.0069009 | 0.0069028 | 0.0069028 | 0.9917 | -0.059458 | 0.98887 | -0.079927 | 2.5566
13 | 0.0032734 | 0.00081973 | -0.0032725 | -0.00082017 | 9.0702e-07 | -4.3875e-07 | 0.0048951 | 0.0048954 | 0.0048954 | 0.995 | -0.035727 | 0.99472 | -0.037731 | 1.8131
14 | -0.0032734 | -0.00081973 | 0.0032758 | 0.00081861 | 2.3157e-06 | -1.1226e-06 | 0.0048951 | 0.0048944 | 0.0048951 | 0.995 | -0.035727 | 0.99573 | -0.0306 | 1.813
15 | -0.0038148 | -0.00094926 | 0.0038194 | 0.00094807 | 4.5941e-06 | -1.1864e-06 | 0.0056984 | 0.0056974 | 0.0056984 | 0.99573 | -0.0306 | 0.99697 | -0.021762 | 2.1105
16 | 0.00053905 | 0.00013065 | -0.00053894 | -0.00013427 | 1.1385e-07 | -3.6208e-06 | 0.00080401 | 0.00080528 | 0.00080528 | 0.99573 | -0.0306 | 0.99551 | -0.032185 | 0.29825
17 | -0.0038729 | -0.00096148 | 0.0038732 | 0.00096139 | 3.5143e-07 | -8.4891e-08 | 0.0057772 | 0.0057772 | 0.0057772 | 0.99697 | -0.021762 | 0.99706 | -0.021094 | 2.1397
18 | 0.00043583 | 0.00010843 | -0.00043581 | -0.00010923 | 1.6366e-08 | -7.9753e-07 | 0.00065116 | 0.00065145 | 0.00065145 | 0.99551 | -0.032185 | 0.99547 | -0.032458 | 0.24128
19 | 0.023968 | 0.0059302 | -0.023958 | -0.0059271 | 9.6174e-06 | 3.0683e-06 | 0.035721 | 0.035721 | 0.035721 | 0.99768 | -0.016677 | 0.99726 | -0.01965 | 6.615
20 | 0.004236 | 0.001044 | -0.0042355 | -0.0010441 | 4.8472e-07 | -6.3592e-08 | 0.0063404 | 0.0063405 | 0.0063405 | 0.99318 | -0.04908 | 0.99306 | -0.049933 | 2.3483
21 | 0.0045899 | 0.0011392 | -0.0045792 | -0.0011397 | 1.0758e-05 | -4.9176e-07 | 0.0069028 | 0.0069044 | 0.0069044 | 0.98887 | -0.079927 | 0.98648 | -0.097159 | 2.5572
22 | 0.0043696 | 0.0010872 | -0.004369 | -0.0010872 | 5.6656e-07 | -4.91e-08 | 0.0065884 | 0.0065885 | 0.0065885 | 0.98648 | -0.097159 | 0.98634 | -0.098109 | 2.4402
23 | 0.00061975 | 0.00015518 | -0.00061974 | -0.00015532 | 6.3616e-09 | -1.4641e-07 | 0.00093491 | 0.00093497 | 0.00093497 | 0.98634 | -0.098109 | 0.98633 | -0.098183 | 0.34628
24 | 0.0037493 | 0.00093204 | -0.003749 | -0.00093213 | 3.4522e-07 | -8.812e-08 | 0.0056536 | 0.0056536 | 0.0056536 | 0.98634 | -0.098109 | 0.98625 | -0.098785 | 2.0939
25 | 0.0029355 | 0.00072825 | -0.0029352 | -0.00072841 | 2.4006e-07 | -1.5822e-07 | 0.0044263 | 0.0044264 | 0.0044264 | 0.98625 | -0.098785 | 0.98617 | -0.099387 | 1.6394
26 | -0.00021885 | -5.4101e-05 | 0.00021886 | 5.353e-05 | 3.0851e-09 | -5.7096e-07 | 0.00033105 | 0.00033085 | 0.00033105 | 0.98292 | -0.12397 | 0.98294 | -0.12386 | 0.12261
27 | 0.00017113 | 4.214e-05 | -0.00017113 | -4.2888e-05 | 2.473e-09 | -7.4826e-07 | 0.0002588 | 0.00025907 | 0.00025907 | 0.98292 | -0.12397 | 0.98291 | -0.12407 | 0.095951
28 | 0.00019346 | 4.1929e-05 | -0.00019345 | -4.5611e-05 | 1.5405e-08 | -3.6823e-06 | 0.00029069 | 0.00029188 | 0.00029188 | 0.98294 | -0.12386 | 0.98286 | -0.12455 | 0.1081
29 | -0.00041232 | -9.5459e-05 | 0.00041244 | 8.9444e-05 | 1.1483e-07 | -6.0157e-06 | 0.00062148 | 0.00061954 | 0.00062148 | 0.98294 | -0.12386 | 0.98322 | -0.12142 | 0.23018
30 | 0.00019345 | 4.5611e-05 | -0.00019344 | -4.848e-05 | 1.2095e-08 | -2.8688e-06 | 0.00029188 | 0.00029288 | 0.00029288 | 0.98286 | -0.12455 | 0.98279 | -0.12503 | 0.10847
31 | 0.0006569 | 0.00015269 | -0.00065671 | -0.0001564 | 1.825e-07 | -3.7081e-06 | 0.00099004 | 0.00099131 | 0.00099131 | 0.98322 | -0.12142 | 0.98294 | -0.12368 | 0.36715
32 | 0.0096642 | 0.0024156 | -0.0096241 | -0.002404 | 4.0074e-05 | 1.1621e-05 | 0.014624 | 0.014625 | 0.014625 | 0.98322 | -0.12142 | 0.97901 | -0.15162 | 5.4166
33 | -0.010733 | -0.0026577 | 0.01077 | 0.002669 | 3.6838e-05 | 1.1317e-05 | 0.016233 | 0.016232 | 0.016233 | 0.98322 | -0.12142 | 0.9867 | -0.096102 | 6.0121
34 | 0.00037506 | 8.7842e-05 | -0.00037502 | -9.0301e-05 | 3.9027e-08 | -2.4587e-06 | 0.00056565 | 0.00056649 | 0.00056649 | 0.98294 | -0.12368 | 0.98283 | -0.12451 | 0.20981
35 | 0.00028165 | 6.8555e-05 | -0.00028164 | -7.0285e-05 | 1.5505e-08 | -1.7297e-06 | 0.00042566 | 0.00042627 | 0.00042627 | 0.98294 | -0.12368 | 0.98288 | -0.12409 | 0.15788
36 | 0.00018837 | 4.1827e-05 | -0.00018835 | -4.7204e-05 | 2.1766e-08 | -5.3772e-06 | 0.00028448 | 0.0002863 | 0.0002863 | 0.97901 | -0.15162 | 0.9789 | -0.15255 | 0.10604
37 | 0.0094357 | 0.0023621 | -0.0093705 | -0.0023434 | 6.5231e-05 | 1.8744e-05 | 0.014341 | 0.014343 | 0.014343 | 0.97901 | -0.15162 | 0.97203 | -0.20189 | 5.3121
38 | -0.011079 | -0.0027464 | 0.011081 | 0.0027466 | 1.5877e-06 | 1.4431e-07 | 0.016697 | 0.016697 | 0.016697 | 0.9867 | -0.096102 | 0.98685 | -0.095044 | 3.0921
39 | 0.00037502 | 9.0301e-05 | -0.00037498 | -9.3081e-05 | 4.4276e-08 | -2.7798e-06 | 0.00056649 | 0.00056747 | 0.00056747 | 0.98283 | -0.12451 | 0.98271 | -0.1254 | 0.21017
40 | 0.00010747 | 2.6635e-05 | -0.00010747 | -2.6935e-05 | 3.9116e-10 | -3.0015e-07 | 0.0001626 | 0.00016271 | 0.00016271 | 0.98288 | -0.12409 | 0.98288 | -0.12411 | 0.060262
41 | 0.0093705 | 0.0023434 | -0.0093612 | -0.0023407 | 9.2387e-06 | 2.6622e-06 | 0.014343 | 0.014343 | 0.014343 | 0.97203 | -0.20189 | 0.97104 | -0.20905 | 5.3123
42 | -0.011154 | -0.0027651 | 0.011176 | 0.002767 | 2.1078e-05 | 1.9839e-06 | 0.016808 | 0.016806 | 0.016808 | 0.98685 | -0.095044 | 0.98877 | -0.081095 | 3.1127
43 | 0.00022255 | 5.4879e-05 | -0.00022255 | -5.5775e-05 | 5.0183e-09 | -8.9615e-07 | 0.00033667 | 0.00033698 | 0.00033698 | 0.98271 | -0.1254 | 0.98269 | -0.12557 | 0.12481
44 | 0.0051265 | 0.0012794 | -0.0051252 | -0.0012793 | 1.2827e-06 | 8.1209e-08 | 0.0078539 | 0.007854 | 0.007854 | 0.97104 | -0.20905 | 0.97079 | -0.21087 | 2.9089
45 | 0.0051252 | 0.0012793 | -0.0051245 | -0.0012793 | 7.0818e-07 | 4.4934e-08 | 0.007854 | 0.0078541 | 0.0078541 | 0.97079 | -0.21087 | 0.97065 | -0.21188 | 2.9089
46 | 0.0022484 | 0.00056313 | -0.0022482 | -0.00056344 | 2.4269e-07 | -3.1127e-07 | 0.0034467 | 0.0034468 | 0.0034468 | 0.97065 | -0.21188 | 0.97055 | -0.21266 | 1.2766
47 | 0.0011489 | 0.00028327 | -0.0011482 | -0.00028777 | 7.4808e-07 | -4.4901e-06 | 0.0017597 | 0.0017614 | 0.0017614 | 0.97065 | -0.21188 | 0.97 | -0.21666 | 0.65236
48 | -0.00044641 | -0.00011171 | 0.00044646 | 0.00010948 | 4.9556e-08 | -2.2306e-06 | 0.00067254 | 0.00067175 | 0.00067254 | 0.98761 | -0.089503 | 0.98772 | -0.088682 | 0.24909
49 | 0.00044641 | 0.00011171 | -0.00044641 | -0.00011188 | 3.8801e-09 | -1.744e-07 | 0.00067254 | 0.0006726 | 0.0006726 | 0.98761 | -0.089503 | 0.9876 | -0.089566 | 0.24911
50 | -0.00044646 | -0.00010948 | 0.00044652 | 0.00010661 | 6.3488e-08 | -2.8662e-06 | 0.00067175 | 0.00067075 | 0.00067175 | 0.98772 | -0.088682 | 0.98787 | -0.087585 | 0.2488
51 | -0.00044652 | -0.00010661 | 0.00044654 | 0.00010575 | 1.8884e-08 | -8.5432e-07 | 0.00067075 | 0.00067046 | 0.00067075 | 0.98787 | -0.087585 | 0.98791 | -0.087248 | 0.24843
52 | -0.00062801 | -0.00015123 | 0.00062804 | 0.00015056 | 2.9878e-08 | -6.7702e-07 | 0.00094377 | 0.00094354 | 0.00094377 | 0.98791 | -0.087248 | 0.98796 | -0.086876 | 0.34954
53 | -0.0056402 | -0.0013928 | 0.0056415 | 0.001393 | 1.3004e-06 | 1.2964e-07 | 0.0084877 | 0.0084876 | 0.0084877 | 0.98796 | -0.086876 | 0.9882 | -0.085162 | 3.1436
54 | 0.0050122 | 0.0012423 | -0.0050111 | -0.0012423 | 1.1396e-06 | 2.7517e-08 | 0.0075442 | 0.0075444 | 0.0075444 | 0.98796 | -0.086876 | 0.98773 | -0.088554 | 2.7942
55 | -0.00013979 | -3.5034e-05 | 0.00013979 | 3.4469e-05 | 1.2476e-09 | -5.6579e-07 | 0.00021164 | 0.00021143 | 0.00021164 | 0.98286 | -0.1238 | 0.98287 | -0.12374 | 0.078383
56 | -0.0012779 | -0.00031497 | 0.0012779 | 0.00031481 | 3.2208e-08 | -1.6274e-07 | 0.0019328 | 0.0019327 | 0.0019328 | 0.98287 | -0.12374 | 0.9829 | -0.12355 | 0.71584
57 | 0.0011381 | 0.0002805 | -0.001138 | -0.00028082 | 4.8824e-08 | -3.1586e-07 | 0.0017213 | 0.0017215 | 0.0017215 | 0.98287 | -0.12374 | 0.98283 | -0.12406 | 0.63757
58 | -0.0040123 | -0.00099624 | 0.0040131 | 0.00099609 | 7.8714e-07 | -1.567e-07 | 0.0059847 | 0.0059845 | 0.0059847 | 0.99706 | -0.021094 | 0.99726 | -0.01965 | 2.2166
59 | -0.00020489 | -5.135e-05 | 0.00020489 | 5.0671e-05 | 3.1872e-09 | -6.7814e-07 | 0.0003095 | 0.00030925 | 0.0003095 | 0.98507 | -0.10727 | 0.98509 | -0.10715 | 0.11463
60 | -0.0016698 | -0.00041695 | 0.0016698 | 0.00041682 | 4.3861e-08 | -1.2386e-07 | 0.0025217 | 0.0025217 | 0.0025217 | 0.98509 | -0.10715 | 0.98512 | -0.10696 | 0.93397
61 | 0.0014649 | 0.00036627 | -0.0014648 | -0.00036662 | 9.2664e-08 | -3.5054e-07 | 0.0022125 | 0.0022126 | 0.0022126 | 0.98509 | -0.10715 | 0.98502 | -0.10761 | 0.81948
62 | -0.00013271 | -3.326e-05 | 0.00013271 | 3.2571e-05 | 1.3522e-09 | -6.8925e-07 | 0.00020029 | 0.00020004 | 0.00020029 | 0.98595 | -0.10093 | 0.98596 | -0.10086 | 0.07418
63 | 0.00045502 | 0.00011396 | -0.00045502 | -0.00011404 | 1.7504e-09 | -7.5193e-08 | 0.0006867 | 0.00068672 | 0.00068672 | 0.98596 | -0.10086 | 0.98596 | -0.10088 | 0.25434
64 | -0.00058774 | -0.00014654 | 0.00058776 | 0.00014588 | 2.5766e-08 | -6.6004e-07 | 0.00088674 | 0.0008865 | 0.00088674 | 0.98596 | -0.10086 | 0.98601 | -0.10054 | 0.32842
65 | 0.0020274 | 0.00050279 | -0.0020263 | -0.00050466 | 1.0363e-06 | -1.8653e-06 | 0.0030577 | 0.0030585 | 0.0030585 | 0.98601 | -0.10054 | 0.98549 | -0.10429 | 1.1328
66 | -0.0026151 | -0.00064867 | 0.0026155 | 0.00064829 | 4.0715e-07 | -3.7848e-07 | 0.0039442 | 0.003944 | 0.0039442 | 0.98601 | -0.10054 | 0.98617 | -0.099387 | 1.4608
67 | 0.0020263 | 0.00050466 | -0.0020256 | -0.00050599 | 7.426e-07 | -1.3344e-06 | 0.0030585 | 0.0030591 | 0.0030591 | 0.98549 | -0.10429 | 0.98512 | -0.10696 | 1.133
68 | 0.019945 | 0.004931 | -0.019889 | -0.0049148 | 5.5995e-05 | 1.6256e-05 | 0.029736 | 0.029738 | 0.029738 | 0.99726 | -0.01965 | 0.99437 | -0.040515 | 5.507
69 | 0.00030713 | 7.2478e-05 | -0.00030708 | -7.6962e-05 | 4.559e-08 | -4.4839e-06 | 0.00045805 | 0.0004596 | 0.0004596 | 0.99437 | -0.040515 | 0.99422 | -0.04165 | 0.17022
70 | 0.011677 | 0.0028838 | -0.011646 | -0.0028803 | 3.1123e-05 | 3.5053e-06 | 0.017459 | 0.017462 | 0.017462 | 0.99437 | -0.040515 | 0.99164 | -0.060327 | 3.2338
71 | 0.0079044 | 0.0019585 | -0.0078722 | -0.0019509 | 3.2254e-05 | 7.6275e-06 | 0.011821 | 0.011822 | 0.011822 | 0.99437 | -0.040515 | 0.99019 | -0.070714 | 4.3786
72 | 0.011646 | 0.0028803 | -0.011632 | -0.0028787 | 1.4248e-05 | 1.6212e-06 | 0.017462 | 0.017464 | 0.017464 | 0.99164 | -0.060327 | 0.99039 | -0.069397 | 3.234
73 | 0.0077244 | 0.0019138 | -0.0077213 | -0.0019131 | 3.1174e-06 | 7.2164e-07 | 0.0116 | 0.0116 | 0.0116 | 0.99019 | -0.070714 | 0.98977 | -0.073696 | 4.2964
74 | 0.011573 | 0.0028639 | -0.011571 | -0.0028637 | 1.7173e-06 | 1.9133e-07 | 0.017375 | 0.017375 | 0.017375 | 0.99039 | -0.069397 | 0.99023 | -0.070496 | 3.2176
75 | 0.0064927 | 0.0016054 | -0.0064845 | -0.0016041 | 8.2132e-06 | 1.3831e-06 | 0.0097533 | 0.009754 | 0.009754 | 0.98977 | -0.073696 | 0.98848 | -0.08308 | 3.6126
76 | 0.0012286 | 0.00030767 | -0.0012286 | -0.00030791 | 4.2512e-08 | -2.4029e-07 | 0.001847 | 0.0018471 | 0.0018471 | 0.98977 | -0.073696 | 0.98974 | -0.073946 | 0.68411
77 | 0.011312 | 0.0027988 | -0.01131 | -0.0027986 | 1.7573e-06 | 1.7371e-07 | 0.016986 | 0.016986 | 0.016986 | 0.99023 | -0.070496 | 0.99008 | -0.071646 | 3.1456
78 | 0.01119 | 0.0027684 | -0.011176 | -0.002767 | 1.4274e-05 | 1.3291e-06 | 0.016805 | 0.016806 | 0.016806 | 0.99008 | -0.071646 | 0.98877 | -0.081095 | 3.1123
79 | 0.00064256 | 0.00016056 | -0.00064254 | -0.00016104 | 2.2546e-08 | -4.7952e-07 | 0.00097051 | 0.00097068 | 0.00097068 | 0.98502 | -0.10761 | 0.98499 | -0.10787 | 0.35951
80 | 0.0062471 | 0.0015446 | -0.0062453 | -0.0015443 | 1.7536e-06 | 2.6659e-07 | 0.0093966 | 0.0093968 | 0.0093968 | 0.98848 | -0.08308 | 0.9882 | -0.085162 | 3.4803
81 | -0.0039035 | -0.00096307 | 0.0039078 | 0.00096214 | 4.2304e-06 | -9.332e-07 | 0.0058503 | 0.0058494 | 0.0058503 | 0.99195 | -0.058016 | 0.99306 | -0.049933 | 2.1668
82 | 0.0033865 | 0.00083349 | -0.0033797 | -0.0008363 | 6.7365e-06 | -2.8075e-06 | 0.0050747 | 0.0050766 | 0.0050766 | 0.99195 | -0.058016 | 0.98991 | -0.072838 | 1.8802
83 | 0.00032778 | 8.1962e-05 | -0.00032778 | -8.215e-05 | 2.1991e-09 | -1.8819e-07 | 0.00049109 | 0.00049116 | 0.00049116 | 0.99306 | -0.049933 | 0.99305 | -0.049982 | 0.18191
84 | 0.0025165 | 0.00061996 | -0.0025155 | -0.00062105 | 1.0293e-06 | -1.0882e-06 | 0.003779 | 0.0037795 | 0.0037795 | 0.98991 | -0.072838 | 0.9895 | -0.075888 | 1.3998
85 | 0.0032641 | 0.00081165 | -0.003264 | -0.00081168 | 7.0878e-08 | -3.1816e-08 | 0.0049379 | 0.0049379 | 0.0049379 | 0.98318 | -0.12149 | 0.98316 | -0.12165 | 1.8288
86 | -0.0034093 | -0.00084804 | 0.0034097 | 0.00084793 | 3.0471e-07 | -1.1562e-07 | 0.0051577 | 0.0051576 | 0.0051577 | 0.98318 | -0.12149 | 0.98327 | -0.12083 | 1.9102
87 | 0.002459 | 0.00060992 | -0.0024587 | -0.00061027 | 3.2779e-07 | -3.5535e-07 | 0.0037195 | 0.0037196 | 0.0037196 | 0.98316 | -0.12165 | 0.98302 | -0.12263 | 1.3776
88 | -0.0037661 | -0.00093727 | 0.0037663 | 0.00093724 | 1.2729e-07 | -3.0764e-08 | 0.0056971 | 0.0056971 | 0.0056971 | 0.98327 | -0.12083 | 0.98331 | -0.12059 | 2.11
89 | 0.0022224 | 0.00055105 | -0.0022221 | -0.00055144 | 2.7761e-07 | -3.9215e-07 | 0.0033619 | 0.0033621 | 0.0033621 | 0.98302 | -0.12263 | 0.9829 | -0.12355 | 1.2452
90 | -0.0037663 | -0.00093724 | 0.0037726 | 0.00093571 | 6.3281e-06 | -1.5374e-06 | 0.0056971 | 0.0056956 | 0.0056971 | 0.98331 | -0.12059 | 0.98501 | -0.10825 | 2.11
91 | -0.0040203 | -0.00099778 | 0.0040208 | 0.00099769 | 5.3009e-07 | -8.9665e-08 | 0.0060698 | 0.0060697 | 0.0060698 | 0.98501 | -0.10825 | 0.98514 | -0.10728 | 2.2481
92 | 0.00032885 | 7.762e-05 | -0.00032881 | -8.067e-05 | 3.6234e-08 | -3.0497e-06 | 0.00049287 | 0.00049392 | 0.00049392 | 0.9895 | -0.075888 | 0.98938 | -0.076746 | 0.18293
93 | 0.0021867 | 0.00054343 | -0.0021848 | -0.00054629 | 1.8872e-06 | -2.8659e-06 | 0.0032867 | 0.003288 | 0.003288 | 0.9895 | -0.075888 | 0.98862 | -0.082191 | 1.2178
94 | 0.00032881 | 8.067e-05 | -0.00032879 | -8.2404e-05 | 2.0672e-08 | -1.7337e-06 | 0.00049392 | 0.00049453 | 0.00049453 | 0.98938 | -0.076746 | 0.98932 | -0.07721 | 0.18316
95 | 0.000829 | 0.00020699 | -0.00082894 | -0.00020775 | 5.9146e-08 | -7.5799e-07 | 0.0012475 | 0.0012478 | 0.0012478 | 0.98862 | -0.082191 | 0.98854 | -0.082708 | 0.46214
96 | 0.0013558 | 0.0003393 | -0.0013557 | -0.00033944 | 3.2036e-08 | -1.4578e-07 | 0.0020405 | 0.0020405 | 0.0020405 | 0.98862 | -0.082191 | 0.98859 | -0.082362 | 0.75575
97 | -0.0042112 | -0.0010454 | 0.004212 | 0.0010453 | 7.6779e-07 | -9.2415e-08 | 0.0063573 | 0.0063571 | 0.0063573 | 0.98514 | -0.10728 | 0.98533 | -0.10594 | 2.3545
98 | 0.0046241 | 0.0011453 | -0.004623 | -0.0011453 | 1.0929e-06 | -4.2113e-08 | 0.0069614 | 0.0069616 | 0.0069616 | 0.98773 | -0.088554 | 0.98749 | -0.090301 | 2.5784
99 | 0.004467 | 0.0011062 | -0.0044576 | -0.0011069 | 9.4593e-06 | -6.3766e-07 | 0.0067265 | 0.006728 | 0.006728 | 0.98749 | -0.090301 | 0.98533 | -0.10594 | 2.4919
100 | 0.00099287 | 0.00024808 | -0.00099286 | -0.0002482 | 1.4222e-08 | -1.2214e-07 | 0.0015037 | 0.0015037 | 0.0015037 | 0.98234 | -0.12757 | 0.98233 | -0.12767 | 0.55694
101 | -0.0011375 | -0.00028432 | 0.001138 | 0.00028082 | 5.4322e-07 | -3.5092e-06 | 0.0017228 | 0.0017215 | 0.0017228 | 0.98234 | -0.12757 | 0.98283 | -0.12406 | 0.63806
102 | 0.00087826 | 0.00021948 | -0.00087824 | -0.00021965 | 1.5264e-08 | -1.6915e-07 | 0.0013301 | 0.0013302 | 0.0013302 | 0.98233 | -0.12767 | 0.98231 | -0.1278 | 0.49267
103 | 0.00042855 | 0.00010694 | -0.00042854 | -0.0001074 | 9.5996e-09 | -4.5853e-07 | 0.00064901 | 0.00064918 | 0.00064918 | 0.98231 | -0.1278 | 0.98229 | -0.12796 | 0.24044
104 | -0.001121 | -0.00028095 | 0.0011211 | 0.00028063 | 4.7485e-08 | -3.2442e-07 | 0.0016874 | 0.0016873 | 0.0016874 | 0.98855 | -0.082668 | 0.98859 | -0.082362 | 0.62496

## res_trafo
| p_hv_mw | q_hv_mvar | p_lv_mw | q_lv_mvar | pl_mw | ql_mvar | i_hv_ka | i_lv_ka | vm_hv_pu | va_hv_degree | vm_lv_pu | va_lv_degree | loading_percent
0 | 2.5187e-16 | 8.8016e-16 | 0.00079998 | 7.4552e-08 | 0.00079998 | 7.4552e-08 | 2.6429e-17 | 0.0011547 | 0.99998 | 149.9947 | 1 | 0 | 0.31999

## res_ext_grid
| p_mw | q_mvar
0 | 0.038535 | 0.0093534

## res_load
| p_mw | q_mvar
0 | 0.00042558 | 0.00010666
1 | 0.00055193 | 0.00013833
2 | 0.0016525 | 0.00041415
3 | 0.00028988 | 7.2652e-05
4 | 0.00020353 | 5.101e-05
5 | 0.00021745 | 5.4498e-05
6 | 0.00058856 | 0.00014751
7 | 0.0032725 | 0.00082017
8 | 5.3487e-05 | 1.3405e-05
9 | 0.00010311 | 2.5841e-05
10 | 0.00069051 | 0.00017306
11 | 0.00015829 | 3.9671e-05
12 | 0.00020954 | 5.2516e-05
13 | 0.00061974 | 0.00015532
14 | 0.00081347 | 0.00020388
15 | 4.7726e-05 | 1.1961e-05
16 | 0.00017113 | 4.2888e-05
17 | 0.00019344 | 4.848e-05
18 | 0.00030873 | 7.7375e-05
19 | 0.00017417 | 4.365e-05
20 | 0.00018835 | 4.7204e-05
21 | 7.3825e-05 | 1.8502e-05
22 | 0.00015243 | 3.8202e-05
23 | 0.00010747 | 2.6935e-05
24 | 0.0042347 | 0.0010613
25 | 0.0017272 | 0.00043287
26 | 0.00044641 | 0.00011188
27 | 0.00018146 | 4.5479e-05
28 | 0.00013979 | 3.5034e-05
29 | 0.00043581 | 0.00010923
30 | 0.00013906 | 3.4852e-05
31 | 0.00020489 | 5.135e-05
32 | 0.00013271 | 3.326e-05
33 | 0.00045502 | 0.00011404
34 | 0.00031969 | 8.0122e-05
35 | 0.00035579 | 8.9169e-05
36 | 0.0022482 | 0.00056344
37 | 0.0011482 | 0.00028777
38 | 0.00030708 | 7.6962e-05
39 | 0.00014776 | 3.7033e-05
40 | 5.9127e-05 | 1.4819e-05
41 | 0.00025904 | 6.492e-05
42 | 0.00022255 | 5.5775e-05
43 | 0.00012055 | 3.0213e-05
44 | 0.00082222 | 0.00020607
45 | 0.00064254 | 0.00016104
46 | 0.0012286 | 0.00030791
47 | 0.00023737 | 5.9491e-05
48 | 0.0006038 | 0.00015133
49 | 0.00051704 | 0.00012958
50 | 0.0008632 | 0.00021634
51 | 0.00014523 | 3.6398e-05
52 | 0.00080504 | 0.00020176
53 | 0.0003565 | 8.9346e-05
54 | 0.0002363 | 5.9221e-05
55 | 0.00094419 | 0.00023664
56 | 0.00024767 | 6.2073e-05
57 | 0.0001904 | 4.7719e-05
58 | 0.00038696 | 9.6981e-05
59 | 0.00015599 | 3.9095e-05
60 | 0.00024558 | 6.1549e-05
61 | 0.00014463 | 3.6248e-05
62 | 0.0001146 | 2.8721e-05
63 | 0.00044969 | 0.0001127
64 | 0.00042854 | 0.0001074
65 | 0.001121 | 0.00028095
66 | 0.00023469 | 5.8818e-05
67 | 0.00032879 | 8.2404e-05
68 | 0.00082894 | 0.00020775
69 | 0.00032778 | 8.215e-05

## dtypes
| element | column | dtype
0 | bus | name | object
1 | bus | vn_kv | float64
2 | bus | type | object
3 | bus | zone | object
4 | bus | in_service | bool
5 | load | name | object
6 | load | bus | uint32
7 | load | p_mw | float64
8 | load | q_mvar | float64
9 | load | const_z_percent | float64
10 | load | const_i_percent | float64
11 | load | sn_mva | float64
12 | load | scaling | float64
13 | load | in_service | bool
14 | load | type | object
15 | ext_grid | name | object
16 | ext_grid | bus | uint32
17 | ext_grid | vm_pu | float64
18 | ext_grid | va_degree | float64
19 | ext_grid | slack_weight | float64
20 | ext_grid | in_service | bool
21 | line | name | object
22 | line | std_type | object
23 | line | from_bus | uint32
24 | line | to_bus | uint32
25 | line | length_km | float64
26 | line | r_ohm_per_km | float64
27 | line | x_ohm_per_km | float64
28 | line | c_nf_per_km | float64
29 | line | g_us_per_km | float64
30 | line | max_i_ka | float64
31 | line | df | float64
32 | line | parallel | uint32
33 | line | type | object
34 | line | in_service | bool
35 | trafo | name | object
36 | trafo | std_type | object
37 | trafo | hv_bus | uint32
38 | trafo | lv_bus | uint32
39 | trafo | sn_mva | float64
40 | trafo | vn_hv_kv | float64
41 | trafo | vn_lv_kv | float64
42 | trafo | vk_percent | float64
43 | trafo | vkr_percent | float64
44 | trafo | pfe_kw | float64
45 | trafo | i0_percent | float64
46 | trafo | shift_degree | float64
47 | trafo | tap_side | object
48 | trafo | tap_neutral | int32
49 | trafo | tap_min | int32
50 | trafo | tap_max | int32
51 | trafo | tap_step_percent | float64
52 | trafo | tap_step_degree | float64
53 | trafo | tap_pos | int32
54 | trafo | tap_phase_shifter | bool
55 | trafo | parallel | uint32
56 | trafo | df | float64
57 | trafo | in_service | bool
58 | line_geodata | coords | object
59 | bus_geodata | x | float64
60 | bus_geodata | y | float64
61 | bus_geodata | coords | object
62 | res_bus | vm_pu | float64
63 | res_bus | va_degree | float64
64 | res_bus | p_mw | float64
65 | res_bus | q_mvar | float64
66 | res_line | p_from_mw | float64
67 | res_line | q_from_mvar | float64
68 | res_line | p_to_mw | float64
69 | res_line | q_to_mvar | float64
70 | res_line | pl_mw | float64
71 | res_line | ql_mvar | float64
72 | res_line | i_from_ka | float64
73 | res_line | i_to_ka | float64
74 | res_line | i_ka | float64
75 | res_line | vm_from_pu | float64
76 | res_line | va_from_degree | float64
77 | res_line | vm_to_pu | float64
78 | res_line | va_to_degree | float64
79 | res_line | loading_percent | float64
80 | res_trafo | p_hv_mw | float64
81 | res_trafo | q_hv_mvar | float64
82 | res_trafo | p_lv_mw | float64
83 | res_trafo | q_lv_mvar | float64
84 | res_trafo | pl_mw | float64
85 | res_trafo | ql_mvar | float64
86 | res_trafo | i_hv_ka | float64
87 | res_trafo | i_lv_ka | float64
88 | res_trafo | vm_hv_pu | float64
89 | res_trafo | va_hv_degree | float64
90 | res_trafo | vm_lv_pu | float64
91 | res_trafo | va_lv_degree | float64
92 | res_trafo | loading_percent | float64
93 | res_ext_grid | p_mw | float64
94 | res_ext_grid | q_mvar | float64
95 | res_load | p_mw | float64
96 | res_load | q_mvar | float64

## parameters
| version | format_version | converged | OPF_converged | name | f_hz | sn_mva
0 | 2.14.6 | 2.14.0 | TRUE | FALSE |  | 50 | 1