## bus
| name | vn_kv | type | zone | in_service
0 | bus_LV_114-1_0_3_node_0 | 0.4 | n |  | TRUE
1 | bus_LV_114-1_0_3_node_1 | 0.4 | n |  | TRUE
2 | bus_LV_114-1_0_3_node_2 | 0.4 | n |  | TRUE
3 | bus_LV_114-1_0_3_node_3 | 0.4 | n |  | TRUE
4 | bus_LV_114-1_0_3_node_40 | 0.4 | n |  | TRUE
5 | bus_LV_114-1_0_3_node_51 | 0.4 | n |  | TRUE
6 | bus_LV_114-1_0_3_node_41 | 0.4 | n |  | TRUE
7 | bus_LV_114-1_0_3_node_71 | 0.4 | n |  | TRUE
8 | bus_LV_114-1_0_3_node_65 | 0.4 | n |  | TRUE
9 | bus_LV_114-1_0_3_node_39 | 0.4 | n |  | TRUE
10 | bus_LV_114-1_0_3_node_70 | 0.4 | n |  | TRUE
11 | bus_LV_114-1_0_3_node_130 | 0.4 | n |  | TRUE
12 | bus_LV_114-1_0_3_node_131 | 0.4 | n |  | TRUE
13 | bus_LV_114-1_0_3_node_4 | 0.4 | n |  | TRUE
14 | bus_LV_114-1_0_3_node_5 | 0.4 | n |  | TRUE
15 | bus_LV_114-1_0_3_node_6 | 0.4 | n |  | TRUE
16 | bus_LV_114-1_0_3_node_11 | 0.4 | n |  | TRUE
17 | bus_LV_114-1_0_3_node_52 | 0.4 | n |  | TRUE
18 | bus_LV_114-1_0_3_node_7 | 0.4 | n |  | TRUE
19 | bus_LV_114-1_0_3_node_8 | 0.4 | n |  | TRUE
20 | bus_LV_114-1_0_3_node_9 | 0.4 | n |  | TRUE
21 | bus_LV_114-1_0_3_node_10 | 0.4 | n |  | TRUE
22 | bus_LV_114-1_0_3_node_32 | 0.4 | n |  | TRUE
23 | bus_LV_114-1_0_3_node_128 | 0.4 | n |  | TRUE
24 | bus_LV_114-1_0_3_node_133 | 0.4 | n |  | TRUE
25 | bus_LV_114-1_0_3_node_33 | 0.4 | n |  | TRUE
26 | bus_LV_114-1_0_3_node_35 | 0.4 | n |  | TRUE
27 | bus_LV_114-1_0_3_node_56 | 0.4 | n |  | TRUE
28 | bus_LV_114-1_0_3_node_127 | 0.4 | n |  | TRUE
29 | bus_LV_114-1_0_3_node_53 | 0.4 | n |  | TRUE
30 | bus_LV_114-1_0_3_node_12 | 0.4 | n |  | TRUE
31 | bus_LV_114-1_0_3_node_13 | 0.4 | n |  | TRUE
32 | bus_LV_114-1_0_3_node_15 | 0.4 | n |  | TRUE
33 | bus_LV_114-1_0_3_node_16 | 0.4 | n |  | TRUE
34 | bus_LV_114-1_0_3_node_26 | 0.4 | n |  | TRUE
35 | bus_LV_114-1_0_3_node_86 | 0.4 | n |  | TRUE
36 | bus_LV_114-1_0_3_node_17 | 0.4 | n |  | TRUE
37 | bus_LV_114-1_0_3_node_60 | 0.4 | n |  | TRUE
38 | bus_LV_114-1_0_3_node_22 | 0.4 | n |  | TRUE
39 | bus_LV_114-1_0_3_node_58 | 0.4 | n |  | TRUE
40 | bus_LV_114-1_0_3_node_19 | 0.4 | n |  | TRUE
41 | bus_LV_114-1_0_3_node_55 | 0.4 | n |  | TRUE
42 | bus_LV_114-1_0_3_node_24 | 0.4 | n |  | TRUE
43 | bus_LV_114-1_0_3_node_91 | 0.4 | n |  | TRUE
44 | bus_LV_114-1_0_3_node_20 | 0.4 | n |  | TRUE
45 | bus_LV_114-1_0_3_node_77 | 0.4 | n |  | TRUE
46 | bus_LV_114-1_0_3_node_21 | 0.4 | n |  | TRUE
47 | bus_LV_114-1_0_3_node_122 | 0.4 | n |  | TRUE
48 | bus_LV_114-1_0_3_node_29 | 0.4 | n |  | TRUE
49 | bus_LV_114-1_0_3_node_31 | 0.4 | n |  | TRUE
50 | bus_LV_114-1_0_3_node_121 | 0.4 | n |  | TRUE
51 | bus_LV_114-1_0_3_node_93 | 0.4 | n |  | TRUE
52 | bus_LV_114-1_0_3_node_28 | 0.4 | n |  | TRUE
53 | bus_LV_114-1_0_3_node_92 | 0.4 | n |  | TRUE
54 | bus_LV_114-1_0_3_node_23 | 0.4 | n |  | TRUE
55 | bus_LV_114-1_0_3_node_103 | 0.4 | n |  | TRUE
56 | bus_LV_114-1_0_3_node_104 | 0.4 | n |  | TRUE
57 | bus_LV_114-1_0_3_node_119 | 0.4 | n |  | TRUE
58 | bus_LV_114-1_0_3_node_102 | 0.4 | n |  | TRUE
59 | bus_LV_114-1_0_3_node_129 | 0.4 | n |  | TRUE
60 | bus_LV_114-1_0_3_node_105 | 0.4 | n |  | TRUE
61 | bus_LV_114-1_0_3_node_110 | 0.4 | n |  | TRUE
62 | bus_LV_114-1_0_3_node_113 | 0.4 | n |  | TRUE
63 | bus_LV_114-1_0_3_node_25 | 0.4 | n |  | TRUE
64 | bus_LV_114-1_0_3_node_85 | 0.4 | n |  | TRUE
65 | bus_LV_114-1_0_3_node_135 | 0.4 | n |  | TRUE
66 | bus_LV_114-1_0_3_node_59 | 0.4 | n |  | TRUE
67 | bus_LV_114-1_0_3_node_57 | 0.4 | n |  | TRUE
68 | bus_LV_114-1_0_3_node_124 | 0.4 | n |  | TRUE
69 | bus_LV_114-1_0_3_node_117 | 0.4 | n |  | TRUE
70 | bus_LV_114-1_0_3_node_120 | 0.4 | n |  | TRUE
71 | bus_LV_114-1_0_3_node_101 | 0.4 | n |  | TRUE
72 | bus_LV_114-1_0_3_node_106 | 0.4 | n |  | TRUE
73 | bus_LV_114-1_0_3_node_109 | 0.4 | n |  | TRUE
74 | bus_LV_114-1_0_3_node_111 | 0.4 | n |  | TRUE
75 | bus_LV_114-1_0_3_node_47 | 0.4 | n |  | TRUE
76 | bus_LV_114-1_0_3_node_37 | 0.4 | n |  | TRUE
77 | bus_LV_114-1_0_3_node_34 | 0.4 | n |  | TRUE
78 | bus_LV_114-1_0_3_node_50 | 0.4 | n |  | TRUE
79 | bus_LV_114-1_0_3_node_42 | 0.4 | n |  | TRUE
80 | bus_LV_114-1_0_3_node_134 | 0.4 | n |  | TRUE
81 | bus_LV_114-1_0_3_node_45 | 0.4 | n |  | TRUE
82 | bus_LV_114-1_0_3_node_36 | 0.4 | n |  | TRUE
83 | bus_LV_114-1_0_3_node_49 | 0.4 | n |  | TRUE
84 | bus_LV_114-1_0_3_node_64 | 0.4 | n |  | TRUE
85 | bus_LV_114-1_0_3_node_72 | 0.4 | n |  | TRUE
86 | bus_LV_114-1_0_3_node_69 | 0.4 | n |  | TRUE
87 | bus_LV_114-1_0_3_node_63 | 0.4 | n |  | TRUE
88 | bus_LV_114-1_0_3_node_43 | 0.4 | n |  | TRUE
89 | bus_LV_114-1_0_3_node_44 | 0.4 | n |  | TRUE
90 | bus_LV_114-1_0_3_node_46 | 0.4 | n |  | TRUE
91 | bus_LV_114-1_0_3_node_48 | 0.4 | n |  | TRUE
92 | bus_LV_114-1_0_3_node_54 | 0.4 | n |  | TRUE
93 | bus_LV_114-1_0_3_node_78 | 0.4 | n |  | TRUE
94 | bus_LV_114-1_0_3_node_80 | 0.4 | n |  | TRUE
95 | bus_LV_114-1_0_3_node_132 | 0.4 | n |  | TRUE
96 | bus_LV_114-1_0_3_node_79 | 0.4 | n |  | TRUE
97 | bus_LV_114-1_0_3_node_84 | 0.4 | n |  | TRUE
98 | bus_LV_114-1_0_3_node_66 | 0.4 | n |  | TRUE
99 | bus_LV_114-1_0_3_node_81 | 0.4 | n |  | TRUE
100 | bus_LV_114-1_0_3_node_123 | 0.4 | n |  | TRUE
101 | bus_LV_114-1_0_3_node_87 | 0.4 | n |  | TRUE
102 | bus_LV_114-1_0_3_node_83 | 0.4 | n |  | TRUE
103 | bus_LV_114-1_0_3_node_61 | 0.4 | n |  | TRUE
104 | bus_LV_114-1_0_3_node_62 | 0.4 | n |  | TRUE
105 | bus_LV_114-1_0_3_node_67 | 0.4 | n |  | TRUE
106 | bus_LV_114-1_0_3_node_68 | 0.4 | n |  | TRUE
107 | bus_LV_114-1_0_3_node_76 | 0.4 | n |  | TRUE
108 | bus_LV_114-1_0_3_node_75 | 0.4 | n |  | TRUE
109 | bus_LV_114-1_0_3_node_73 | 0.4 | n |  | TRUE
110 | bus_LV_114-1_0_3_node_74 | 0.4 | n |  | TRUE
111 | bus_LV_114-1_0_3_node_82 | 0.4 | n |  | TRUE
112 | bus_LV_114-1_0_3_node_89 | 0.4 | n |  | TRUE
113 | bus_LV_114-1_0_3_node_88 | 0.4 | n |  | TRUE
114 | bus_LV_114-1_0_3_node_90 | 0.4 | n |  | TRUE
115 | bus_LV_114-1_0_3_node_94 | 0.4 | n |  | TRUE
116 | bus_LV_114-1_0_3_node_95 | 0.4 | n |  | TRUE
117 | bus_LV_114-1_0_3_node_136 | 0.4 | n |  | TRUE
118 | bus_LV_114-1_0_3_node_96 | 0.4 | n |  | TRUE
119 | bus_LV_114-1_0_3_node_118 | 0.4 | n |  | TRUE
120 | bus_LV_114-1_0_3_node_108 | 0.4 | n |  | TRUE
121 | bus_LV_114-1_0_3_node_97 | 0.4 | n |  | TRUE
122 | bus_LV_114-1_0_3_node_98 | 0.4 | n |  | TRUE
123 | bus_LV_114-1_0_3_node_99 | 0.4 | n |  | TRUE
124 | bus_LV_114-1_0_3_node_100 | 0.4 | n |  | TRUE
125 | bus_LV_114-1_0_3_node_116 | 0.4 | n |  | TRUE
126 | bus_LV_114-1_0_3_node_115 | 0.4 | n |  | TRUE
127 | bus_LV_114-1_0_3_node_107 | 0.4 | n |  | TRUE
128 | bus_LV_114-1_0_3_node_112 | 0.4 | n |  | TRUE
129 | bus_LV_114-1_0_3_node_125 | 0.4 | n |  | TRUE
130 | bus_LV_114-1_0_3_node_126 | 0.4 | n |  | TRUE
131 | bus_MV_6_0_node_176 | 20 | n |  | TRUE

## load
| name | bus | p_mw | q_mvar | const_z_percent | const_i_percent | sn_mva | scaling | in_service | type
0 | LV_114-1_0_3_load_0 | 0 | 8.8117e-05 | 2.2084e-05 | 0 | 0 |  | 1 | TRUE | wye
1 | LV_114-1_0_3_load_2 | 2 | 0.010599 | 0.0026563 | 0 | 0 |  | 1 | TRUE | wye
2 | LV_114-1_0_3_load_51 | 5 | 0.00079751 | 0.00019987 | 0 | 0 |  | 1 | TRUE | wye
3 | LV_114-1_0_3_load_65 | 8 | 0.00025515 | 6.3947e-05 | 0 | 0 |  | 1 | TRUE | wye
4 | LV_114-1_0_3_load_70 | 10 | 0.00077329 | 0.00019381 | 0 | 0 |  | 1 | TRUE | wye
5 | LV_114-1_0_3_load_130 | 11 | 0.00092068 | 0.00023074 | 0 | 0 |  | 1 | TRUE | wye
6 | LV_114-1_0_3_load_131 | 12 | 0.0010032 | 0.00025143 | 0 | 0 |  | 1 | TRUE | wye
7 | LV_114-1_0_3_load_4 | 13 | 0.0011306 | 0.00028335 | 0 | 0 |  | 1 | TRUE | wye
8 | LV_114-1_0_3_load_5 | 14 | 0.00054884 | 0.00013755 | 0 | 0 |  | 1 | TRUE | wye
9 | LV_114-1_0_3_load_6 | 15 | 0.00023492 | 5.8876e-05 | 0 | 0 |  | 1 | TRUE | wye
10 | LV_114-1_0_3_load_11 | 16 | 0.00098309 | 0.00024639 | 0 | 0 |  | 1 | TRUE | wye
11 | LV_114-1_0_3_load_52 | 17 | 0.00052097 | 0.00013057 | 0 | 0 |  | 1 | TRUE | wye
12 | LV_114-1_0_3_load_7 | 18 | 7.0634e-05 | 1.7703e-05 | 0 | 0 |  | 1 | TRUE | wye
13 | LV_114-1_0_3_load_9 | 20 | 0.0003179 | 7.9673e-05 | 0 | 0 |  | 1 | TRUE | wye
14 | LV_114-1_0_3_load_133 | 24 | 0.0038978 | 0.00097687 | 0 | 0 |  | 1 | TRUE | wye
15 | LV_114-1_0_3_load_127 | 28 | 0.00027258 | 6.8314e-05 | 0 | 0 |  | 1 | TRUE | wye
16 | LV_114-1_0_3_load_12 | 30 | 0.0003444 | 8.6314e-05 | 0 | 0 |  | 1 | TRUE | wye
17 | LV_114-1_0_3_load_13 | 31 | 0.0014834 | 0.00037178 | 0 | 0 |  | 1 | TRUE | wye
18 | LV_114-1_0_3_load_86 | 35 | 0.00071746 | 0.00017981 | 0 | 0 |  | 1 | TRUE | wye
19 | LV_114-1_0_3_load_58 | 39 | 0.00065729 | 0.00016473 | 0 | 0 |  | 1 | TRUE | wye
20 | LV_114-1_0_3_load_91 | 43 | 0.0019523 | 0.00048929 | 0 | 0 |  | 1 | TRUE | wye
21 | LV_114-1_0_3_load_77 | 45 | 0.00029496 | 7.3923e-05 | 0 | 0 |  | 1 | TRUE | wye
22 | LV_114-1_0_3_load_122 | 47 | 0.0012194 | 0.00030561 | 0 | 0 |  | 1 | TRUE | wye
23 | LV_114-1_0_3_load_121 | 50 | 0.00063914 | 0.00016018 | 0 | 0 |  | 1 | TRUE | wye
24 | LV_114-1_0_3_load_93 | 51 | 0.00079295 | 0.00019873 | 0 | 0 |  | 1 | TRUE | wye
25 | LV_114-1_0_3_load_92 | 53 | 0.0013285 | 0.00033295 | 0 | 0 |  | 1 | TRUE | wye
26 | LV_114-1_0_3_load_103 | 55 | 0.024549 | 0.0061526 | 0 | 0 |  | 1 | TRUE | wye
27 | LV_114-1_0_3_load_104 | 56 | 0.0095392 | 0.0023907 | 0 | 0 |  | 1 | TRUE | wye
28 | LV_114-1_0_3_load_102 | 58 | 0.0021646 | 0.0005425 | 0 | 0 |  | 1 | TRUE | wye
29 | LV_114-1_0_3_load_129 | 59 | 0.010195 | 0.0025551 | 0 | 0 |  | 1 | TRUE | wye
30 | LV_114-1_0_3_load_105 | 60 | 0.0024219 | 0.000607 | 0 | 0 |  | 1 | TRUE | wye
31 | LV_114-1_0_3_load_110 | 61 | 0.00041799 | 0.00010476 | 0 | 0 |  | 1 | TRUE | wye
32 | LV_114-1_0_3_load_25 | 63 | 0.0033489 | 0.00083932 | 0 | 0 |  | 1 | TRUE | wye
33 | LV_114-1_0_3_load_85 | 64 | 0.00093066 | 0.00023324 | 0 | 0 |  | 1 | TRUE | wye
34 | LV_114-1_0_3_load_135 | 65 | 0.0014376 | 0.00036031 | 0 | 0 |  | 1 | TRUE | wye
35 | LV_114-1_0_3_load_59 | 66 | 0.0013141 | 0.00032934 | 0 | 0 |  | 1 | TRUE | wye
36 | LV_114-1_0_3_load_124 | 68 | 0.0022762 | 0.00057047 | 0 | 0 |  | 1 | TRUE | wye
37 | LV_114-1_0_3_load_117 | 69 | 0.0021261 | 0.00053284 | 0 | 0 |  | 1 | TRUE | wye
38 | LV_114-1_0_3_load_120 | 70 | 0.0033325 | 0.00083519 | 0 | 0 |  | 1 | TRUE | wye
39 | LV_114-1_0_3_load_101 | 71 | 0.0078026 | 0.0019555 | 0 | 0 |  | 1 | TRUE | wye
40 | LV_114-1_0_3_load_109 | 73 | 0.00078695 | 0.00019723 | 0 | 0 |  | 1 | TRUE | wye
41 | LV_114-1_0_3_load_111 | 74 | 0.00086549 | 0.00021691 | 0 | 0 |  | 1 | TRUE | wye
42 | LV_114-1_0_3_load_37 | 76 | 0.00025363 | 6.3565e-05 | 0 | 0 |  | 1 | TRUE | wye
43 | LV_114-1_0_3_load_50 | 78 | 0.00090965 | 0.00022798 | 0 | 0 |  | 1 | TRUE | wye
44 | LV_114-1_0_3_load_42 | 79 | 0.00026916 | 6.7459e-05 | 0 | 0 |  | 1 | TRUE | wye
45 | LV_114-1_0_3_load_134 | 80 | 0.0013053 | 0.00032713 | 0 | 0 |  | 1 | TRUE | wye
46 | LV_114-1_0_3_load_36 | 82 | 0.00026869 | 6.7341e-05 | 0 | 0 |  | 1 | TRUE | wye
47 | LV_114-1_0_3_load_64 | 84 | 0.00023092 | 5.7875e-05 | 0 | 0 |  | 1 | TRUE | wye
48 | LV_114-1_0_3_load_72 | 85 | 0.00061981 | 0.00015534 | 0 | 0 |  | 1 | TRUE | wye
49 | LV_114-1_0_3_load_69 | 86 | 0.0014811 | 0.00037119 | 0 | 0 |  | 1 | TRUE | wye
50 | LV_114-1_0_3_load_43 | 88 | 0.00021917 | 5.4928e-05 | 0 | 0 |  | 1 | TRUE | wye
51 | LV_114-1_0_3_load_44 | 89 | 0.00079095 | 0.00019823 | 0 | 0 |  | 1 | TRUE | wye
52 | LV_114-1_0_3_load_46 | 90 | 0.00043954 | 0.00011016 | 0 | 0 |  | 1 | TRUE | wye
53 | LV_114-1_0_3_load_48 | 91 | 0.00028934 | 7.2516e-05 | 0 | 0 |  | 1 | TRUE | wye
54 | LV_114-1_0_3_load_80 | 94 | 0.00031838 | 7.9793e-05 | 0 | 0 |  | 1 | TRUE | wye
55 | LV_114-1_0_3_load_132 | 95 | 0.0005214 | 0.00013068 | 0 | 0 |  | 1 | TRUE | wye
56 | LV_114-1_0_3_load_79 | 96 | 0.0016212 | 0.00040632 | 0 | 0 |  | 1 | TRUE | wye
57 | LV_114-1_0_3_load_66 | 98 | 0.0049922 | 0.0012512 | 0 | 0 |  | 1 | TRUE | wye
58 | LV_114-1_0_3_load_81 | 99 | 0.00124 | 0.00031078 | 0 | 0 |  | 1 | TRUE | wye
59 | LV_114-1_0_3_load_123 | 100 | 0.00079635 | 0.00019958 | 0 | 0 |  | 1 | TRUE | wye
60 | LV_114-1_0_3_load_87 | 101 | 0.0023439 | 0.00058744 | 0 | 0 |  | 1 | TRUE | wye
61 | LV_114-1_0_3_load_83 | 102 | 0.0025232 | 0.00063238 | 0 | 0 |  | 1 | TRUE | wye
62 | LV_114-1_0_3_load_61 | 103 | 0.00074969 | 0.00018789 | 0 | 0 |  | 1 | TRUE | wye
63 | LV_114-1_0_3_load_62 | 104 | 0.00058581 | 0.00014682 | 0 | 0 |  | 1 | TRUE | wye
64 | LV_114-1_0_3_load_67 | 105 | 0.001893 | 0.00047443 | 0 | 0 |  | 1 | TRUE | wye
65 | LV_114-1_0_3_load_68 | 106 | 0.0026083 | 0.00065371 | 0 | 0 |  | 1 | TRUE | wye
66 | LV_114-1_0_3_load_76 | 107 | 0.00049742 | 0.00012467 | 0 | 0 |  | 1 | TRUE | wye
67 | LV_114-1_0_3_load_75 | 108 | 0.00041871 | 0.00010494 | 0 | 0 |  | 1 | TRUE | wye
68 | LV_114-1_0_3_load_73 | 109 | 0.00098809 | 0.00024764 | 0 | 0 |  | 1 | TRUE | wye
69 | LV_114-1_0_3_load_74 | 110 | 0.00028353 | 7.1059e-05 | 0 | 0 |  | 1 | TRUE | wye
70 | LV_114-1_0_3_load_82 | 111 | 0.0017793 | 0.00044593 | 0 | 0 |  | 1 | TRUE | wye
71 | LV_114-1_0_3_load_89 | 112 | 0.0038757 | 0.00097134 | 0 | 0 |  | 1 | TRUE | wye
72 | LV_114-1_0_3_load_88 | 113 | 0.0039751 | 0.00099626 | 0 | 0 |  | 1 | TRUE | wye
73 | LV_114-1_0_3_load_90 | 114 | 0.0050098 | 0.0012556 | 0 | 0 |  | 1 | TRUE | wye
74 | LV_114-1_0_3_load_94 | 115 | 0.0014069 | 0.0003526 | 0 | 0 |  | 1 | TRUE | wye
75 | LV_114-1_0_3_load_95 | 116 | 0.0022272 | 0.00055818 | 0 | 0 |  | 1 | TRUE | wye
76 | LV_114-1_0_3_load_136 | 117 | 0.001066 | 0.00026717 | 0 | 0 |  | 1 | TRUE | wye
77 | LV_114-1_0_3_load_96 | 118 | 0.0024618 | 0.000617 | 0 | 0 |  | 1 | TRUE | wye
78 | LV_114-1_0_3_load_118 | 119 | 0.0010699 | 0.00026814 | 0 | 0 |  | 1 | TRUE | wye
79 | LV_114-1_0_3_load_97 | 121 | 0.00478 | 0.001198 | 0 | 0 |  | 1 | TRUE | wye
80 | LV_114-1_0_3_load_98 | 122 | 0.0020203 | 0.00050634 | 0 | 0 |  | 1 | TRUE | wye
81 | LV_114-1_0_3_load_99 | 123 | 0.0041819 | 0.0010481 | 0 | 0 |  | 1 | TRUE | wye
82 | LV_114-1_0_3_load_116 | 125 | 0.0029825 | 0.0007475 | 0 | 0 |  | 1 | TRUE | wye
83 | LV_114-1_0_3_load_115 | 126 | 0.0018135 | 0.0004545 | 0 | 0 |  | 1 | TRUE | wye
84 | LV_114-1_0_3_load_107 | 127 | 0.0026016 | 0.00065202 | 0 | 0 |  | 1 | TRUE | wye
85 | LV_114-1_0_3_load_112 | 128 | 0.0025721 | 0.00064464 | 0 | 0 |  | 1 | TRUE | wye
86 | LV_114-1_0_3_load_125 | 129 | 0.002551 | 0.00063935 | 0 | 0 |  | 1 | TRUE | wye
87 | LV_114-1_0_3_load_126 | 130 | 0.0022792 | 0.00057122 | 0 | 0 |  | 1 | TRUE | wye

## ext_grid
| name | bus | vm_pu | va_degree | slack_weight | in_service
0 |  | 130 | 1 | 0 | 1 | TRUE

## line
| name | std_type | from_bus | to_bus | length_km | r_ohm_per_km | x_ohm_per_km | c_nf_per_km | g_us_per_km | max_i_ka | df | parallel | type | in_service
0 | LV_114-1_0_3_line_0 | NAYY 4x150 SE | 0 | 1 | 0.14834 | 0.208 | 0.08 | 261 | 0 | 0.27 | 1 | 1 | cs | TRUE
1 | LV_114-1_0_3_line_1 | NAYY 4x150 SE | 1 | 2 | 0.059326 | 0.208 | 0.08 | 261 | 0 | 0.27 | 1 | 1 | cs | TRUE
2 | LV_114-1_0_3_line_2 | NAYY 4x150 SE | 1 | 3 | 0.065851 | 0.208 | 0.08 | 261 | 0 | 0.27 | 1 | 1 | cs | TRUE
3 | LV_114-1_0_3_line_3 | NAYY 4x150 SE | 3 | 4 | 0.25603 | 0.208 | 0.08 | 261 | 0 | 0.27 | 1 | 1 | cs | TRUE
4 | LV_114-1_0_3_line_4 | NAYY 4x150 SE | 3 | 5 | 0.072347 | 0.208 | 0.08 | 261 | 0 | 0.27 | 1 | 1 | cs | TRUE
5 | LV_114-1_0_3_line_5 | NAYY 4x150 SE | 4 | 11 | 0.021311 | 0.208 | 0.08 | 261 | 0 | 0.27 | 1 | 1 | cs | TRUE
6 | LV_114-1_0_3_line_6 | NAYY 4x150 SE | 4 | 12 | 0.008326 | 0.208 | 0.08 | 261 | 0 | 0.27 | 1 | 1 | cs | TRUE
7 | LV_114-1_0_3_line_7 | NAYY 4x150 SE | 4 | 9 | 0.027239 | 0.208 | 0.08 | 261 | 0 | 0.27 | 1 | 1 | cs | TRUE
8 | LV_114-1_0_3_line_8 | NAYY 4x150 SE | 6 | 7 | 0.024992 | 0.208 | 0.08 | 261 | 0 | 0.27 | 1 | 1 | cs | TRUE
9 | LV_114-1_0_3_line_9 | NAYY 4x150 SE | 6 | 8 | 0.0056809 | 0.208 | 0.08 | 261 | 0 | 0.27 | 1 | 1 | cs | TRUE
10 | LV_114-1_0_3_line_10 | NAYY 4x150 SE | 7 | 85 | 0.053967 | 0.208 | 0.08 | 261 | 0 | 0.27 | 1 | 1 | cs | TRUE
11 | LV_114-1_0_3_line_11 | NAYY 4x150 SE | 7 | 86 | 0.010747 | 0.208 | 0.08 | 261 | 0 | 0.27 | 1 | 1 | cs | TRUE
12 | LV_114-1_0_3_line_12 | NAYY 4x150 SE | 8 | 87 | 0.013275 | 0.208 | 0.08 | 261 | 0 | 0.27 | 1 | 1 | cs | TRUE
13 | LV_114-1_0_3_line_13 | NAYY 4x150 SE | 9 | 10 | 0.21538 | 0.208 | 0.08 | 261 | 0 | 0.27 | 1 | 1 | cs | TRUE
14 | LV_114-1_0_3_line_14 | NAYY 4x150 SE | 10 | 84 | 0.012281 | 0.208 | 0.08 | 261 | 0 | 0.27 | 1 | 1 | cs | TRUE
15 | LV_114-1_0_3_line_15 | NAYY 4x150 SE | 13 | 14 | 0.12301 | 0.208 | 0.08 | 261 | 0 | 0.27 | 1 | 1 | cs | TRUE
16 | LV_114-1_0_3_line_16 | NAYY 4x150 SE | 14 | 15 | 0.10921 | 0.208 | 0.08 | 261 | 0 | 0.27 | 1 | 1 | cs | TRUE
17 | LV_114-1_0_3_line_17 | NAYY 4x150 SE | 15 | 16 | 0.028571 | 0.208 | 0.08 | 261 | 0 | 0.27 | 1 | 1 | cs | TRUE
18 | LV_114-1_0_3_line_18 | NAYY 4x150 SE | 16 | 17 | 0.014291 | 0.208 | 0.08 | 261 | 0 | 0.27 | 1 | 1 | cs | TRUE
19 | LV_114-1_0_3_line_19 | NAYY 4x150 SE | 17 | 29 | 0.04838 | 0.208 | 0.08 | 261 | 0 | 0.27 | 1 | 1 | cs | TRUE
20 | LV_114-1_0_3_line_20 | NAYY 4x150 SE | 18 | 19 | 0.35569 | 0.208 | 0.08 | 261 | 0 | 0.27 | 1 | 1 | cs | TRUE
21 | LV_114-1_0_3_line_21 | NAYY 4x150 SE | 19 | 20 | 0.40154 | 0.208 | 0.08 | 261 | 0 | 0.27 | 1 | 1 | cs | TRUE
22 | LV_114-1_0_3_line_22 | NAYY 4x150 SE | 19 | 21 | 0.13874 | 0.208 | 0.08 | 261 | 0 | 0.27 | 1 | 1 | cs | TRUE
23 | LV_114-1_0_3_line_23 | NAYY 4x150 SE | 20 | 22 | 0.029089 | 0.208 | 0.08 | 261 | 0 | 0.27 | 1 | 1 | cs | TRUE
24 | LV_114-1_0_3_line_24 | NAYY 4x150 SE | 21 | 23 | 0.078746 | 0.208 | 0.08 | 261 | 0 | 0.27 | 1 | 1 | cs | TRUE
25 | LV_114-1_0_3_line_25 | NAYY 4x150 SE | 21 | 24 | 0.059089 | 0.208 | 0.08 | 261 | 0 | 0.27 | 1 | 1 | cs | TRUE
26 | LV_114-1_0_3_line_26 | NAYY 4x150 SE | 22 | 25 | 0.019574 | 0.208 | 0.08 | 261 | 0 | 0.27 | 1 | 1 | cs | TRUE
27 | LV_114-1_0_3_line_27 | NAYY 4x150 SE | 22 | 26 | 0.033898 | 0.208 | 0.08 | 261 | 0 | 0.27 | 1 | 1 | cs | TRUE
28 | LV_114-1_0_3_line_28 | NAYY 4x150 SE | 23 | 27 | 0.36671 | 0.208 | 0.08 | 261 | 0 | 0.27 | 1 | 1 | cs | TRUE
29 | LV_114-1_0_3_line_29 | NAYY 4x150 SE | 23 | 28 | 0.10156 | 0.208 | 0.08 | 261 | 0 | 0.27 | 1 | 1 | cs | TRUE
30 | LV_114-1_0_3_line_30 | NAYY 4x150 SE | 25 | 75 | 0.091948 | 0.208 | 0.08 | 261 | 0 | 0.27 | 1 | 1 | cs | TRUE
31 | LV_114-1_0_3_line_31 | NAYY 4x150 SE | 25 | 76 | 0.22176 | 0.208 | 0.08 | 261 | 0 | 0.27 | 1 | 1 | cs | TRUE
32 | LV_114-1_0_3_line_32 | NAYY 4x150 SE | 26 | 79 | 0.020608 | 0.208 | 0.08 | 261 | 0 | 0.27 | 1 | 1 | cs | TRUE
33 | LV_114-1_0_3_line_33 | NAYY 4x150 SE | 26 | 77 | 0.023256 | 0.208 | 0.08 | 261 | 0 | 0.27 | 1 | 1 | cs | TRUE
34 | LV_114-1_0_3_line_34 | NAYY 4x150 SE | 27 | 95 | 0.075803 | 0.208 | 0.08 | 261 | 0 | 0.27 | 1 | 1 | cs | TRUE
35 | LV_114-1_0_3_line_35 | NAYY 4x150 SE | 27 | 41 | 0.42494 | 0.208 | 0.08 | 261 | 0 | 0.27 | 1 | 1 | cs | TRUE
36 | LV_114-1_0_3_line_36 | NAYY 4x150 SE | 29 | 92 | 0.084106 | 0.208 | 0.08 | 261 | 0 | 0.27 | 1 | 1 | cs | TRUE
37 | LV_114-1_0_3_line_37 | NAYY 4x150 SE | 30 | 31 | 0.14654 | 0.208 | 0.08 | 261 | 0 | 0.27 | 1 | 1 | cs | TRUE
38 | LV_114-1_0_3_line_38 | NAYY 4x150 SE | 31 | 32 | 0.016987 | 0.208 | 0.08 | 261 | 0 | 0.27 | 1 | 1 | cs | TRUE
39 | LV_114-1_0_3_line_39 | NAYY 4x150 SE | 32 | 33 | 0.64155 | 0.208 | 0.08 | 261 | 0 | 0.27 | 1 | 1 | cs | TRUE
40 | LV_114-1_0_3_line_40 | NAYY 4x150 SE | 33 | 34 | 0.37311 | 0.208 | 0.08 | 261 | 0 | 0.27 | 1 | 1 | cs | TRUE
41 | LV_114-1_0_3_line_41 | NAYY 4x150 SE | 33 | 35 | 0.51503 | 0.208 | 0.08 | 261 | 0 | 0.27 | 1 | 1 | cs | TRUE
42 | LV_114-1_0_3_line_42 | NAYY 4x150 SE | 34 | 63 | 0.34072 | 0.208 | 0.08 | 261 | 0 | 0.27 | 1 | 1 | cs | TRUE
43 | LV_114-1_0_3_line_43 | NAYY 4x150 SE | 35 | 64 | 0.016403 | 0.208 | 0.08 | 261 | 0 | 0.27 | 1 | 1 | cs | TRUE
44 | LV_114-1_0_3_line_44 | NAYY 4x150 SE | 36 | 37 | 0.02478 | 0.208 | 0.08 | 261 | 0 | 0.27 | 1 | 1 | cs | TRUE
45 | LV_114-1_0_3_line_45 | NAYY 4x150 SE | 36 | 38 | 0.75335 | 0.208 | 0.08 | 261 | 0 | 0.27 | 1 | 1 | cs | TRUE
46 | LV_114-1_0_3_line_46 | NAYY 4x150 SE | 36 | 39 | 0.018619 | 0.208 | 0.08 | 261 | 0 | 0.27 | 1 | 1 | cs | TRUE
47 | LV_114-1_0_3_line_47 | NAYY 4x150 SE | 37 | 65 | 0.013637 | 0.208 | 0.08 | 261 | 0 | 0.27 | 1 | 1 | cs | TRUE
48 | LV_114-1_0_3_line_48 | NAYY 4x150 SE | 38 | 51 | 0.026028 | 0.208 | 0.08 | 261 | 0 | 0.27 | 1 | 1 | cs | TRUE
49 | LV_114-1_0_3_line_49 | NAYY 4x150 SE | 38 | 52 | 0.79649 | 0.208 | 0.08 | 261 | 0 | 0.27 | 1 | 2 | cs | TRUE
50 | LV_114-1_0_3_line_50 | NAYY 4x150 SE | 38 | 53 | 0.012364 | 0.208 | 0.08 | 261 | 0 | 0.27 | 1 | 1 | cs | TRUE
51 | LV_114-1_0_3_line_51 | NAYY 4x150 SE | 38 | 44 | 0.38846 | 0.208 | 0.08 | 261 | 0 | 0.27 | 1 | 1 | cs | TRUE
52 | LV_114-1_0_3_line_52 | NAYY 4x150 SE | 38 | 46 | 0.097944 | 0.208 | 0.08 | 261 | 0 | 0.27 | 1 | 3 | cs | TRUE
53 | LV_114-1_0_3_line_53 | NAYY 4x150 SE | 39 | 66 | 0.003367 | 0.208 | 0.08 | 261 | 0 | 0.27 | 1 | 1 | cs | TRUE
54 | LV_114-1_0_3_line_54 | NAYY 4x150 SE | 40 | 41 | 0.019105 | 0.208 | 0.08 | 261 | 0 | 0.27 | 1 | 3 | cs | TRUE
55 | LV_114-1_0_3_line_55 | NAYY 4x150 SE | 40 | 42 | 0.18751 | 0.208 | 0.08 | 261 | 0 | 0.27 | 1 | 3 | cs | TRUE
56 | LV_114-1_0_3_line_56 | NAYY 4x150 SE | 40 | 43 | 0.064109 | 0.208 | 0.08 | 261 | 0 | 0.27 | 1 | 1 | cs | TRUE
57 | LV_114-1_0_3_line_57 | NAYY 4x150 SE | 41 | 67 | 0.095088 | 0.208 | 0.08 | 261 | 0 | 0.27 | 1 | 1 | cs | TRUE
58 | LV_114-1_0_3_line_58 | NAYY 4x150 SE | 41 | 68 | 0.01528 | 0.208 | 0.08 | 261 | 0 | 0.27 | 1 | 3 | cs | TRUE
59 | LV_114-1_0_3_line_59 | NAYY 4x150 SE | 42 | 57 | 0.005674 | 0.208 | 0.08 | 261 | 0 | 0.27 | 1 | 1 | cs | TRUE
60 | LV_114-1_0_3_line_60 | NAYY 4x150 SE | 42 | 58 | 0.015242 | 0.208 | 0.08 | 261 | 0 | 0.27 | 1 | 3 | cs | TRUE
61 | LV_114-1_0_3_line_61 | NAYY 4x150 SE | 42 | 54 | 0.035501 | 0.208 | 0.08 | 261 | 0 | 0.27 | 1 | 1 | cs | TRUE
62 | LV_114-1_0_3_line_62 | NAYY 4x150 SE | 44 | 45 | 0.0091361 | 0.208 | 0.08 | 261 | 0 | 0.27 | 1 | 1 | cs | TRUE
63 | LV_114-1_0_3_line_63 | NAYY 4x150 SE | 46 | 47 | 0.028982 | 0.208 | 0.08 | 261 | 0 | 0.27 | 1 | 1 | cs | TRUE
64 | LV_114-1_0_3_line_64 | NAYY 4x150 SE | 46 | 48 | 0.11646 | 0.208 | 0.08 | 261 | 0 | 0.27 | 1 | 3 | cs | TRUE
65 | LV_114-1_0_3_line_65 | NAYY 4x150 SE | 46 | 49 | 0.15664 | 0.208 | 0.08 | 261 | 0 | 0.27 | 1 | 1 | cs | TRUE
66 | LV_114-1_0_3_line_66 | NAYY 4x150 SE | 46 | 50 | 0.014617 | 0.208 | 0.08 | 261 | 0 | 0.27 | 1 | 1 | cs | TRUE
67 | LV_114-1_0_3_line_67 | NAYY 4x150 SE | 48 | 60 | 0.0058352 | 0.208 | 0.08 | 261 | 0 | 0.27 | 1 | 3 | cs | TRUE
68 | LV_114-1_0_3_line_68 | NAYY 4x150 SE | 49 | 61 | 0.019428 | 0.208 | 0.08 | 261 | 0 | 0.27 | 1 | 1 | cs | TRUE
69 | LV_114-1_0_3_line_69 | NAYY 4x150 SE | 49 | 62 | 0.013668 | 0.208 | 0.08 | 261 | 0 | 0.27 | 1 | 1 | cs | TRUE
70 | LV_114-1_0_3_line_70 | NAYY 4x150 SE | 51 | 69 | 0.0074377 | 0.208 | 0.08 | 261 | 0 | 0.27 | 1 | 1 | cs | TRUE
71 | LV_114-1_0_3_line_71 | NAYY 4x150 SE | 52 | 59 | 0.022513 | 0.208 | 0.08 | 261 | 0 | 0.27 | 1 | 1 | cs | TRUE
72 | LV_114-1_0_3_line_72 | NAYY 4x150 SE | 54 | 55 | 0.0025532 | 0.208 | 0.08 | 261 | 0 | 0.27 | 1 | 1 | cs | TRUE
73 | LV_114-1_0_3_line_73 | NAYY 4x150 SE | 54 | 56 | 0.037799 | 0.208 | 0.08 | 261 | 0 | 0.27 | 1 | 1 | cs | TRUE
74 | LV_114-1_0_3_line_74 | NAYY 4x150 SE | 57 | 70 | 0.025548 | 0.208 | 0.08 | 261 | 0 | 0.27 | 1 | 1 | cs | TRUE
75 | LV_114-1_0_3_line_75 | NAYY 4x150 SE | 58 | 71 | 0.020567 | 0.208 | 0.08 | 261 | 0 | 0.27 | 1 | 3 | cs | TRUE
76 | LV_114-1_0_3_line_76 | NAYY 4x150 SE | 60 | 72 | 0.0060346 | 0.208 | 0.08 | 261 | 0 | 0.27 | 1 | 3 | cs | TRUE
77 | LV_114-1_0_3_line_77 | NAYY 4x150 SE | 61 | 73 | 0.0026213 | 0.208 | 0.08 | 261 | 0 | 0.27 | 1 | 1 | cs | TRUE
78 | LV_114-1_0_3_line_78 | NAYY 4x150 SE | 62 | 74 | 0.0045358 | 0.208 | 0.08 | 261 | 0 | 0.27 | 1 | 1 | cs | TRUE
79 | LV_114-1_0_3_line_79 | NAYY 4x150 SE | 64 | 107 | 0.030486 | 0.208 | 0.08 | 261 | 0 | 0.27 | 1 | 1 | cs | TRUE
80 | LV_114-1_0_3_line_80 | NAYY 4x150 SE | 67 | 96 | 0.024866 | 0.208 | 0.08 | 261 | 0 | 0.27 | 1 | 1 | cs | TRUE
81 | LV_114-1_0_3_line_81 | NAYY 4x150 SE | 67 | 97 | 0.026321 | 0.208 | 0.08 | 261 | 0 | 0.27 | 1 | 1 | cs | TRUE
82 | LV_114-1_0_3_line_82 | NAYY 4x150 SE | 68 | 100 | 0.010072 | 0.208 | 0.08 | 261 | 0 | 0.27 | 1 | 3 | cs | TRUE
83 | LV_114-1_0_3_line_83 | NAYY 4x150 SE | 71 | 123 | 0.025595 | 0.208 | 0.08 | 261 | 0 | 0.27 | 1 | 3 | cs | TRUE
84 | LV_114-1_0_3_line_84 | NAYY 4x150 SE | 72 | 127 | 0.020965 | 0.208 | 0.08 | 261 | 0 | 0.27 | 1 | 1 | cs | TRUE
85 | LV_114-1_0_3_line_85 | NAYY 4x150 SE | 72 | 120 | 0.017413 | 0.208 | 0.08 | 261 | 0 | 0.27 | 1 | 3 | cs | TRUE
86 | LV_114-1_0_3_line_86 | NAYY 4x150 SE | 74 | 128 | 0.048026 | 0.208 | 0.08 | 261 | 0 | 0.27 | 1 | 1 | cs | TRUE
87 | LV_114-1_0_3_line_87 | NAYY 4x150 SE | 75 | 80 | 0.039651 | 0.208 | 0.08 | 261 | 0 | 0.27 | 1 | 1 | cs | TRUE
88 | LV_114-1_0_3_line_88 | NAYY 4x150 SE | 75 | 81 | 0.17976 | 0.208 | 0.08 | 261 | 0 | 0.27 | 1 | 1 | cs | TRUE
89 | LV_114-1_0_3_line_89 | NAYY 4x150 SE | 76 | 82 | 0.04306 | 0.208 | 0.08 | 261 | 0 | 0.27 | 1 | 1 | cs | TRUE
90 | LV_114-1_0_3_line_90 | NAYY 4x150 SE | 77 | 78 | 0.048009 | 0.208 | 0.08 | 261 | 0 | 0.27 | 1 | 1 | cs | TRUE
91 | LV_114-1_0_3_line_91 | NAYY 4x150 SE | 78 | 83 | 0.019195 | 0.208 | 0.08 | 261 | 0 | 0.27 | 1 | 1 | cs | TRUE
92 | LV_114-1_0_3_line_92 | NAYY 4x150 SE | 81 | 90 | 0.024449 | 0.208 | 0.08 | 261 | 0 | 0.27 | 1 | 1 | cs | TRUE
93 | LV_114-1_0_3_line_93 | NAYY 4x150 SE | 81 | 88 | 0.029 | 0.208 | 0.08 | 261 | 0 | 0.27 | 1 | 1 | cs | TRUE
94 | LV_114-1_0_3_line_94 | NAYY 4x150 SE | 83 | 91 | 0.023616 | 0.208 | 0.08 | 261 | 0 | 0.27 | 1 | 1 | cs | TRUE
95 | LV_114-1_0_3_line_95 | NAYY 4x150 SE | 84 | 104 | 0.0027204 | 0.208 | 0.08 | 261 | 0 | 0.27 | 1 | 1 | cs | TRUE
96 | LV_114-1_0_3_line_96 | NAYY 4x150 SE | 85 | 107 | 0.022879 | 0.208 | 0.08 | 261 | 0 | 0.27 | 1 | 1 | cs | TRUE
97 | LV_114-1_0_3_line_97 | NAYY 4x150 SE | 85 | 108 | 0.014835 | 0.208 | 0.08 | 261 | 0 | 0.27 | 1 | 1 | cs | TRUE
98 | LV_114-1_0_3_line_98 | NAYY 4x150 SE | 86 | 106 | 0.016203 | 0.208 | 0.08 | 261 | 0 | 0.27 | 1 | 1 | cs | TRUE
99 | LV_114-1_0_3_line_99 | NAYY 4x150 SE | 87 | 98 | 0.0037303 | 0.208 | 0.08 | 261 | 0 | 0.27 | 1 | 1 | cs | TRUE
100 | LV_114-1_0_3_line_100 | NAYY 4x150 SE | 87 | 103 | 0.01153 | 0.208 | 0.08 | 261 | 0 | 0.27 | 1 | 1 | cs | TRUE
101 | LV_114-1_0_3_line_101 | NAYY 4x150 SE | 88 | 89 | 0.004553 | 0.208 | 0.08 | 261 | 0 | 0.27 | 1 | 1 | cs | TRUE
102 | LV_114-1_0_3_line_102 | NAYY 4x150 SE | 92 | 93 | 0.043009 | 0.208 | 0.08 | 261 | 0 | 0.27 | 1 | 1 | cs | TRUE
103 | LV_114-1_0_3_line_103 | NAYY 4x150 SE | 92 | 94 | 0.038316 | 0.208 | 0.08 | 261 | 0 | 0.27 | 1 | 1 | cs | TRUE
104 | LV_114-1_0_3_line_104 | NAYY 4x150 SE | 93 | 96 | 0.012599 | 0.208 | 0.08 | 261 | 0 | 0.27 | 1 | 1 | cs | TRUE
105 | LV_114-1_0_3_line_105 | NAYY 4x150 SE | 93 | 98 | 0.018674 | 0.208 | 0.08 | 261 | 0 | 0.27 | 1 | 1 | cs | TRUE
106 | LV_114-1_0_3_line_106 | NAYY 4x150 SE | 94 | 99 | 0.007474 | 0.208 | 0.08 | 261 | 0 | 0.27 | 1 | 1 | cs | TRUE
107 | LV_114-1_0_3_line_107 | NAYY 4x150 SE | 97 | 101 | 0.01085 | 0.208 | 0.08 | 261 | 0 | 0.27 | 1 | 1 | cs | TRUE
108 | LV_114-1_0_3_line_108 | NAYY 4x150 SE | 97 | 102 | 0.018866 | 0.208 | 0.08 | 261 | 0 | 0.27 | 1 | 1 | cs | TRUE
109 | LV_114-1_0_3_line_109 | NAYY 4x150 SE | 100 | 129 | 0.0003877 | 0.208 | 0.08 | 261 | 0 | 0.27 | 1 | 3 | cs | TRUE
110 | LV_114-1_0_3_line_110 | NAYY 4x150 SE | 101 | 112 | 0.00087816 | 0.208 | 0.08 | 261 | 0 | 0.27 | 1 | 1 | cs | TRUE
111 | LV_114-1_0_3_line_111 | NAYY 4x150 SE | 102 | 111 | 0.0098777 | 0.208 | 0.08 | 261 | 0 | 0.27 | 1 | 1 | cs | TRUE
112 | LV_114-1_0_3_line_112 | NAYY 4x150 SE | 103 | 104 | 0.016092 | 0.208 | 0.08 | 261 | 0 | 0.27 | 1 | 1 | cs | TRUE
113 | LV_114-1_0_3_line_113 | NAYY 4x150 SE | 105 | 106 | 0.026264 | 0.208 | 0.08 | 261 | 0 | 0.27 | 1 | 1 | cs | TRUE
114 | LV_114-1_0_3_line_114 | NAYY 4x150 SE | 108 | 109 | 0.0046106 | 0.208 | 0.08 | 261 | 0 | 0.27 | 1 | 1 | cs | TRUE
115 | LV_114-1_0_3_line_115 | NAYY 4x150 SE | 109 | 110 | 0.016953 | 0.208 | 0.08 | 261 | 0 | 0.27 | 1 | 1 | cs | TRUE
116 | LV_114-1_0_3_line_116 | NAYY 4x150 SE | 112 | 113 | 0.021855 | 0.208 | 0.08 | 261 | 0 | 0.27 | 1 | 1 | cs | TRUE
117 | LV_114-1_0_3_line_117 | NAYY 4x150 SE | 113 | 114 | 0.0054261 | 0.208 | 0.08 | 261 | 0 | 0.27 | 1 | 1 | cs | TRUE
118 | LV_114-1_0_3_line_118 | NAYY 4x150 SE | 115 | 116 | 0.006138 | 0.208 | 0.08 | 261 | 0 | 0.27 | 1 | 1 | cs | TRUE
119 | LV_114-1_0_3_line_119 | NAYY 4x150 SE | 115 | 117 | 0.061778 | 0.208 | 0.08 | 261 | 0 | 0.27 | 1 | 1 | cs | TRUE
120 | LV_114-1_0_3_line_120 | NAYY 4x150 SE | 116 | 118 | 0.027046 | 0.208 | 0.08 | 261 | 0 | 0.27 | 1 | 1 | cs | TRUE
121 | LV_114-1_0_3_line_121 | NAYY 4x150 SE | 118 | 119 | 0.016648 | 0.208 | 0.08 | 261 | 0 | 0.27 | 1 | 1 | cs | TRUE
122 | LV_114-1_0_3_line_122 | NAYY 4x150 SE | 119 | 120 | 0.013505 | 0.208 | 0.08 | 261 | 0 | 0.27 | 1 | 1 | cs | TRUE
123 | LV_114-1_0_3_line_123 | NAYY 4x150 SE | 120 | 125 | 0.013966 | 0.208 | 0.08 | 261 | 0 | 0.27 | 1 | 3 | cs | TRUE
124 | LV_114-1_0_3_line_124 | NAYY 4x150 SE | 121 | 122 | 0.0095804 | 0.208 | 0.08 | 261 | 0 | 0.27 | 1 | 3 | cs | TRUE
125 | LV_114-1_0_3_line_125 | NAYY 4x150 SE | 121 | 123 | 0.00022976 | 0.208 | 0.08 | 261 | 0 | 0.27 | 1 | 3 | cs | TRUE
126 | LV_114-1_0_3_line_126 | NAYY 4x150 SE | 122 | 124 | 0.0055725 | 0.208 | 0.08 | 261 | 0 | 0.27 | 1 | 3 | cs | TRUE
127 | LV_114-1_0_3_line_127 | NAYY 4x150 SE | 124 | 125 | 0.031297 | 0.208 | 0.08 | 261 | 0 | 0.27 | 1 | 3 | cs | TRUE
128 | LV_114-1_0_3_line_128 | NAYY 4x150 SE | 124 | 126 | 0.017521 | 0.208 | 0.08 | 261 | 0 | 0.27 | 1 | 1 | cs | TRUE
129 | LV_114-1_0_3_line_129 | NAYY 4x150 SE | 129 | 130 | 0.0076248 | 0.208 | 0.08 | 261 | 0 | 0.27 | 1 | 3 | cs | TRUE

## trafo
| name | std_type | hv_bus | lv_bus | sn_mva | vn_hv_kv | vn_lv_kv | vk_percent | vkr_percent | pfe_kw | i0_percent | shift_degree | tap_side | tap_neutral | tap_min | tap_max | tap_step_percent | tap_step_degree | tap_pos | tap_phase_shifter | parallel | df | in_service
0 | LV_114-1_0_3_trafo_126 | 0.25 MVA 20/0.4 kV | 131 | 130 | 0.25 | 20 | 0.4 | 6 | 1.44 | 0.8 | 0.32 | 150 | hv | 0 | -2 | 2 | 2.5 | 0 | 0 | FALSE | 1 | 1 | TRUE

## line_geodata
| x0 | y0 | x1 | y1 | x2 | y2 | x3 | y3 | x4 | y4 | x5 | y5 | x6 | y6 | x7 | y7 | x8 | y8 | x9 | y9 | x10 | y10 | x11 | y11 | x12 | y12 | x13 | y13 | x14 | y14 | x15 | y15 | x16 | y16 | x17 | y17 | x18 | y18 | x19 | y19 | x20 | y20 | x21 | y21 | x22 | y22 | x23 | y23 | x24 | y24 | x25 | y25 | x26 | y26 | x27 | y27 | x28 | y28 | x29 | y29 | x30 | y30 | x31 | y31 | x32 | y32 | x33 | y33 | x34 | y34 | x35 | y35 | x36 | y36 | x37 | y37 | x38 | y38 | x39 | y39 | x40 | y40 | x41 | y41 | x42 | y42 | x43 | y43 | x44 | y44 | x45 | y45
0 | 2712380.2778 | 1242356.1432 | 2712386.3025 | 1242358.2256 | 2712418.5654 | 1242371.0469 | 2712474.9275 | 1242385.3819 | 2712511.3423 | 1242398.149 | 2712520.3562 | 1242403.5398
1 | 2712380.2778 | 1242356.1432 | 2712381.7692 | 1242395.1472 | 2712366.8547 | 1242408.9092 | 2712366.8547 | 1242408.9092
2 | 2712314.3387 | 1242352.392 | 2712380.2778 | 1242356.1432
3 | 2712156.8642 | 1242512.8649 | 2712162.2185 | 1242512.8105 | 2712171.1537 | 1242494.131 | 2712219.9533 | 1242441.3779 | 2712227.8099 | 1242430.1619 | 2712234.4679 | 1242413.9637 | 2712241.9851 | 1242412.6938 | 2712245.7715 | 1242407.1943 | 2712281.0799 | 1242339.0408 | 2712314.3387 | 1242352.392
4 | 2712314.3387 | 1242352.392 | 2712313.6865 | 1242375.2535 | 2712309.7487 | 1242411.497 | 2712309.7063 | 1242424.5167
5 | 2712147.8011 | 1242495.5353 | 2712152.985 | 1242498.4912 | 2712156.2472 | 1242503.5124 | 2712156.8642 | 1242512.8649
6 | 2712156.8642 | 1242512.8649 | 2712148.5357 | 1242513.4635
7 | 2712156.8642 | 1242512.8649 | 2712162.2185 | 1242512.8105 | 2712159.0793 | 1242534.4685
8 | 2712073.1652 | 1242719.5829 | 2712076.4334 | 1242724.6821 | 2712080.4836 | 1242728.406 | 2712084.0989 | 1242730.3425 | 2712087.7148 | 1242731.445 | 2712093.316 | 1242731.5175
9 | 2712093.316 | 1242731.5175 | 2712095.9022 | 1242736.5757
10 | 2712058.4118 | 1242667.6849 | 2712068.2312 | 1242704.6111 | 2712073.1652 | 1242719.5829
11 | 2712073.1652 | 1242719.5829 | 2712067.9039 | 1242721.5296 | 2712064.8562 | 1242725.665
12 | 2712101.8192 | 1242748.4584 | 2712098.4198 | 1242741.4997 | 2712095.9022 | 1242736.5757
13 | 2712159.0793 | 1242534.4685 | 2712154.7514 | 1242546.6187 | 2712148.1579 | 1242550.6307 | 2712137.9658 | 1242595.007 | 2712125.6089 | 1242620.3161 | 2712119.2195 | 1242639.1327 | 2712121.8956 | 1242667.5505 | 2712128.5887 | 1242678.2522 | 2712148.8334 | 1242700.0189 | 2712150.2431 | 1242710.2315 | 2712142.4223 | 1242721.5817 | 2712137.5485 | 1242725.4301
14 | 2712137.5485 | 1242725.4301 | 2712127.9099 | 1242733.0408
15 | 2712497.7274 | 1242586.2715 | 2712496.057 | 1242585.6877 | 2712493.878 | 1242584.968 | 2712486.9228 | 1242585.3143 | 2712470.1458 | 1242587.2645 | 2712454.043 | 1242601.5042 | 2712423.1405 | 1242601.9412 | 2712406.0143 | 1242605.1639 | 2712393.0074 | 1242614.0469 | 2712385.1525 | 1242619.4181
16 | 2712293.219 | 1242678.3412 | 2712367.8211 | 1242631.2393 | 2712368.4334 | 1242630.8506 | 2712385.1525 | 1242619.4181
17 | 2712293.219 | 1242678.3412 | 2712289.7281 | 1242680.5453 | 2712272.8064 | 1242688.9541 | 2712267.8384 | 1242691.421
18 | 2712255.0383 | 1242697.7772 | 2712267.8384 | 1242691.421
19 | 2712209.6176 | 1242714.2682 | 2712218.9851 | 1242711.0872 | 2712248.1073 | 1242701.2189 | 2712255.0383 | 1242697.7772
20 | 2712785.3298 | 1242913.8534 | 2712786.2982 | 1242918.5867 | 2712785.4597 | 1242928.0895 | 2712784.2666 | 1242933.9716 | 2712782.9245 | 1242937.3599 | 2712781.6049 | 1242939.5589 | 2712779.8043 | 1242942.0044 | 2712774.3632 | 1242945.8485 | 2712758.1271 | 1242955.5812 | 2712750.2825 | 1242961.7704 | 2712743.4784 | 1242969.3028 | 2712737.8419 | 1242978.2585 | 2712732.4668 | 1242988.5758 | 2712727.9167 | 1243001.2329 | 2712726.7821 | 1243007.2273 | 2712726.4181 | 1243013.2474 | 2712726.9034 | 1243021.9192 | 2712728.3612 | 1243032.333 | 2712731.0684 | 1243041.8477 | 2712733.8044 | 1243050.6401 | 2712741.5209 | 1243071.8593 | 2712748.9986 | 1243089.3266 | 2712755.9604 | 1243101.7244 | 2712763.5635 | 1243112.9891 | 2712771.0239 | 1243121.4265 | 2712778.5079 | 1243129.0193 | 2712781.7916 | 1243131.2724 | 2712783.8299 | 1243132.223 | 2712786.5109 | 1243132.3741 | 2712788.5425 | 1243131.69 | 2712789.778 | 1243130.3346 | 2712790.6375 | 1243128.4716 | 2712789.9608 | 1243121.1195 | 2712787.0707 | 1243107.3201 | 2712785.592 | 1243096.8169 | 2712784.5947 | 1243085.2553 | 2712784.1026 | 1243074.9599 | 2712784.9388 | 1243068.3593 | 2712787.3773 | 1243061.3889 | 2712791.305 | 1243053.6351 | 2712798.9041 | 1243046.0401 | 2712799.3551 | 1243045.8043
21 | 2712785.3298 | 1242913.8534 | 2712791.9987 | 1242918.5951 | 2712797.5361 | 1242923.6043 | 2712808.3994 | 1242933.2075 | 2712821.003 | 1242942.3433 | 2712831.7946 | 1242948.1643 | 2712842.1172 | 1242952.0081 | 2712848.6209 | 1242953.5108 | 2712853.1663 | 1242953.8308 | 2712856.3646 | 1242953.4246 | 2712859.6031 | 1242952.0963 | 2712861.9415 | 1242949.9946 | 2712864.6975 | 1242946.2106 | 2712866.8277 | 1242940.7467 | 2712868.9681 | 1242937.5293 | 2712872.4822 | 1242934.0378 | 2712879.9526 | 1242928.0528 | 2712889.9703 | 1242921.3046 | 2712898.4518 | 1242916.6177 | 2712903.9526 | 1242914.4095 | 2712910.0655 | 1242913.0136 | 2712919.0604 | 1242912.3397 | 2712940.0053 | 1242914.2176 | 2712952.2758 | 1242916.6197 | 2713002.4813 | 1242931.532 | 2713019.6355 | 1242935.94 | 2713029.7339 | 1242938.0563 | 2713043.523 | 1242940.5098 | 2713054.3302 | 1242941.1384 | 2713065.3022 | 1242940.6582 | 2713100.5588 | 1242937.0048 | 2713137.0308 | 1242932.2629 | 2713154.5027 | 1242930.561
22 | 2712785.3298 | 1242913.8534 | 2712777.4877 | 1242910.3682 | 2712768.298 | 1242907.7693 | 2712758.8431 | 1242906.3996 | 2712748.158 | 1242905.7071 | 2712738.3799 | 1242906.2218 | 2712728.5907 | 1242907.7148 | 2712719.3264 | 1242909.8405 | 2712651.3497 | 1242932.0899
23 | 2713182.9781 | 1242925.0554 | 2713178.7945 | 1242926.3767 | 2713171.1124 | 1242928.3874 | 2713163.1862 | 1242929.7151 | 2713154.5027 | 1242930.561
24 | 2712651.3497 | 1242932.0899 | 2712623.6887 | 1242940.6829 | 2712601.2257 | 1242951.065 | 2712589.2254 | 1242958.3209 | 2712578.3335 | 1242960.9609
25 | 2712639.9287 | 1242989.6417 | 2712648.3292 | 1242962.5348 | 2712651.4005 | 1242944.9345 | 2712651.3497 | 1242932.0899
26 | 2713182.9781 | 1242925.0554 | 2713189.3347 | 1242906.5395
27 | 2713201.1739 | 1242950.9345 | 2713199.5364 | 1242941.2621 | 2713197.3512 | 1242936.9169 | 2713192.8069 | 1242930.2026 | 2713188.5776 | 1242928.376 | 2713182.9781 | 1242925.0554
28 | 2712322.7252 | 1242891.6171 | 2712361.6434 | 1242906.9773 | 2712368.8669 | 1242907.6146 | 2712373.4116 | 1242915.5515 | 2712401.1049 | 1242945.5223 | 2712414.0178 | 1242952.3279 | 2712423.0465 | 1242949.063 | 2712430.6788 | 1242941.6905 | 2712435.0338 | 1242930.9199 | 2712445.0251 | 1242916.7645 | 2712456.3066 | 1242907.1372 | 2712468.8745 | 1242902.2381 | 2712480.6774 | 1242899.8043 | 2712496.2046 | 1242893.9495 | 2712510.3391 | 1242892.1604 | 2712518.0806 | 1242895.7768 | 2712521.0131 | 1242902.6045 | 2712522.7371 | 1242914.5468 | 2712523.2083 | 1242945.4918 | 2712532.2492 | 1242963.9003 | 2712543.3975 | 1242973.6417 | 2712554.0435 | 1242972.009 | 2712575.4116 | 1242959.9491 | 2712578.3335 | 1242960.9609
29 | 2712578.3335 | 1242960.9609 | 2712579.8169 | 1243007.4709 | 2712587.6577 | 1243031.7281 | 2712604.5719 | 1243055.9351
30 | 2713200.9896 | 1242816.8228 | 2713203.9256 | 1242835.7051 | 2713202.7502 | 1242862.0262 | 2713189.3347 | 1242906.5395
31 | 2713189.3347 | 1242906.5395 | 2713174.5763 | 1242872.0747 | 2713161.7189 | 1242833.0758 | 2713121.1417 | 1242797.7404 | 2713086.9198 | 1242750.6613 | 2713077.5032 | 1242738.1496 | 2713071.9382 | 1242731.0267 | 2713072.3402 | 1242724.5414
32 | 2713201.1739 | 1242950.9345 | 2713188.4381 | 1242967.1355
33 | 2713201.1739 | 1242950.9345 | 2713204.1898 | 1242948.9905 | 2713214.8691 | 1242938.8972 | 2713218.9469 | 1242935.9837
34 | 2712338.8662 | 1242965.0928 | 2712330.7003 | 1242941.1746 | 2712322.0551 | 1242902.6466 | 2712322.7252 | 1242891.6171
35 | 2712047.3701 | 1242888.7094 | 2712052.6449 | 1242884.0386 | 2712058.0272 | 1242878.4802 | 2712062.0667 | 1242881.5701 | 2712084.2476 | 1242898.0689 | 2712096.4466 | 1242905.0716 | 2712099.9864 | 1242906.1949 | 2712111.1179 | 1242906.0718 | 2712123.8865 | 1242908.1369 | 2712126.7284 | 1242908.9801 | 2712126.9448 | 1242910.3297 | 2712125.7777 | 1242911.6754 | 2712123.3814 | 1242912.8533 | 2712122.5656 | 1242915.2176 | 2712122.9244 | 1242921.029 | 2712124.1175 | 1242931.9048 | 2712125.9101 | 1242936.2644 | 2712127.0811 | 1242937.91 | 2712128.4301 | 1242938.1357 | 2712130.8292 | 1242936.0127 | 2712133.9007 | 1242931.5115 | 2712139.072 | 1242927.9175 | 2712144.16 | 1242926.3346 | 2712150.8208 | 1242925.5376 | 2712154.056 | 1242925.1762 | 2712157.1222 | 1242923.3549 | 2712163.9672 | 1242920.4153 | 2712167.8438 | 1242920.9223 | 2712159.6755 | 1242931.0649 | 2712155.9126 | 1242941.7357 | 2712154.8226 | 1242964.589 | 2712159.4346 | 1242968.9797 | 2712165.7314 | 1242968.6429 | 2712171.2519 | 1242961.3748 | 2712174.6867 | 1242943.6699 | 2712180.9537 | 1242932.9131 | 2712194.8261 | 1242924.1905 | 2712205.8911 | 1242921.1862 | 2712219.475 | 1242922.1105 | 2712231.0423 | 1242918.9378 | 2712270.998 | 1242891.8829 | 2712279.2378 | 1242888.7585 | 2712294.1063 | 1242887.3276 | 2712309.1604 | 1242887.2791 | 2712322.7252 | 1242891.6171
36 | 2712209.6176 | 1242714.2682 | 2712199.0305 | 1242721.5628 | 2712153.0099 | 1242763.0262 | 2712144.4003 | 1242766.9111
37 | 2711687.7902 | 1241413.8991 | 2711708.2517 | 1241430.8944 | 2711727.1195 | 1241445.7725 | 2711746.7213 | 1241463.4333 | 2711763.0984 | 1241480.0549 | 2711775.4203 | 1241494.7542 | 2711780.714 | 1241502.3711 | 2711790.8891 | 1241516.8993
38 | 2711800.6341 | 1241530.8134 | 2711790.8891 | 1241516.8993
39 | 2711800.6341 | 1241530.8134 | 2711809.2317 | 1241548.1003 | 2711818.3733 | 1241567.8216 | 2711828.0919 | 1241594.6372 | 2711831.145 | 1241604.3692 | 2711834.9133 | 1241620.2862 | 2711840.4023 | 1241649.6242 | 2711842.8654 | 1241649.337 | 2711847.1425 | 1241651.1079 | 2711853.2091 | 1241657.027 | 2711856.7353 | 1241660.5185 | 2711898.983 | 1241702.3148 | 2711909.9955 | 1241711.0183 | 2711918.9296 | 1241716.0575 | 2711925.1498 | 1241719.4441 | 2711940.6261 | 1241729.2327 | 2711947.631 | 1241736.7152 | 2711951.9084 | 1241742.8675 | 2711955.2896 | 1241748.4246 | 2711964.6249 | 1241774.6661 | 2711988.757 | 1241838.6503 | 2711997.4675 | 1241865.1248 | 2712002.9994 | 1241880.1189 | 2712004.1795 | 1241883.2993 | 2712011.0574 | 1241900.6986 | 2712019.4909 | 1241919.8064 | 2712027.5995 | 1241941.6991 | 2712031.875 | 1241958.749 | 2712033.6539 | 1241973.0607 | 2712034.5578 | 1241988.8571 | 2712035.7566 | 1242050.2845 | 2712035.34 | 1242065.5333 | 2712033.9128 | 1242082.6423 | 2712035.5806 | 1242084.8199 | 2712038.6518 | 1242085.5563 | 2712046.3059 | 1242085.8677
40 | 2711988.7637 | 1241722.1573 | 2711993.686 | 1241731.8023 | 2712000.1025 | 1241744.4113 | 2712017.2542 | 1241788.8038 | 2712029.7789 | 1241828.7276 | 2712039.8322 | 1241871.7741 | 2712041.2185 | 1241878.0497 | 2712046.2645 | 1241930.3646 | 2712046.9379 | 1241990.7813 | 2712046.2802 | 1242046.4023 | 2712046.3059 | 1242085.8677
41 | 2712046.3059 | 1242085.8677 | 2712045.7856 | 1242114.6031 | 2712041.347 | 1242358.3368 | 2712039.3195 | 1242469.6545 | 2712032.7817 | 1242534.7499 | 2712033.6179 | 1242549.3218 | 2712040.0072 | 1242580.523 | 2712043.9979 | 1242599.4222
42 | 2711988.7637 | 1241722.1573 | 2711981.1379 | 1241710.3151 | 2711955.2205 | 1241668.7596 | 2711922.46 | 1241627.5533 | 2711887.2128 | 1241587.4567 | 2711860.4127 | 1241558.1615 | 2711829.8747 | 1241524.5481 | 2711783.2184 | 1241472.6167 | 2711781.4699 | 1241465.8784 | 2711783.0337 | 1241461.1486 | 2711786.5655 | 1241457.9548
43 | 2712043.9979 | 1242599.4222 | 2712047.3866 | 1242615.471
44 | 2711788.5927 | 1242359.3381 | 2711794.3599 | 1242369.4771 | 2711797.0287 | 1242382.3265
45 | 2711797.0287 | 1242382.3265 | 2711825.807 | 1242381.9128 | 2711830.7895 | 1242381.9289 | 2711830.491 | 1242390.141 | 2711828.9871 | 1242426.9866 | 2711830.0544 | 1242464.2143 | 2711837.8314 | 1242545.7818 | 2711845.4961 | 1242630.0827 | 2711846.8896 | 1242659.6215 | 2711846.8481 | 1242688.2771 | 2711843.6956 | 1242806.1122 | 2711842.4779 | 1242864.6584 | 2711843.5569 | 1242884.8171 | 2711847.774 | 1242910.962 | 2711857.8878 | 1242954.7656 | 2711859.9083 | 1242964.6894 | 2711862.6176 | 1242976.5723 | 2711863.6443 | 1242981.0619 | 2711874.7479 | 1243029.2877 | 2711879.6923 | 1243050.9316 | 2711885.8061 | 1243075.5111 | 2711887.3593 | 1243081.7454 | 2711873.5683 | 1243084.1984
46 | 2711797.0287 | 1242382.3265 | 2711778.6928 | 1242385.5594
47 | 2711776.3994 | 1242353.1591 | 2711788.5927 | 1242359.3381
48 | 2711873.5683 | 1243084.1984 | 2711865.3196 | 1243088.6243 | 2711860.841 | 1243097.5915 | 2711862.4064 | 1243104.0478
49 | 2711666.6741 | 1242701.8839 | 2711670.6432 | 1242697.4884 | 2711677.6845 | 1242694.563 | 2711687.4015 | 1242695.2909 | 2711698.0844 | 1242699.74 | 2711715.3081 | 1242712.1742 | 2711737.5895 | 1242733.0548 | 2711741.8264 | 1242738.9171 | 2711743.7992 | 1242747.3721 | 2711744.1648 | 1242762.8803 | 2711746.6351 | 1242795.086 | 2711748.5719 | 1242806.654 | 2711746.8575 | 1242817.3858 | 2711738.9085 | 1242833.5825 | 2711734.2469 | 1242838.621 | 2711724.4143 | 1242844.8408 | 2711711.3404 | 1242848.1307 | 2711677.4113 | 1242851.1834 | 2711673.2657 | 1242853.3183 | 2711671.9199 | 1242856.9292 | 2711677.5266 | 1242864.7298 | 2711691.7613 | 1242875.6731 | 2711718.7905 | 1242889.7154 | 2711736.4752 | 1242896.9097 | 2711747.347 | 1242901.3402 | 2711756.7683 | 1242902.8966 | 2711766.3691 | 1242902.5549 | 2711775.2544 | 1242899.2641 | 2711794.9963 | 1242883.957 | 2711809.8207 | 1242868.4238 | 2711818.3696 | 1242855.708 | 2711825.9924 | 1242839.5832 | 2711837.1908 | 1242809.8593 | 2711843.6956 | 1242806.1122 | 2711842.4779 | 1242864.6584 | 2711843.5569 | 1242884.8171 | 2711847.774 | 1242910.962 | 2711857.8878 | 1242954.7656 | 2711859.9083 | 1242964.6894 | 2711862.6176 | 1242976.5723 | 2711863.6443 | 1242981.0619 | 2711874.7479 | 1243029.2877 | 2711879.6923 | 1243050.9316 | 2711885.8061 | 1243075.5111 | 2711887.3593 | 1243081.7454 | 2711873.5683 | 1243084.1984
50 | 2711873.5683 | 1243084.1984 | 2711872.9282 | 1243082.4628 | 2711870.315 | 1243072.2788
51 | 2711607.9522 | 1242920.2543 | 2711620.3338 | 1242923.601 | 2711628.0542 | 1242928.3611 | 2711644.2717 | 1242931.9691 | 2711659.3713 | 1242938.7253 | 2711673.3516 | 1242941.8909 | 2711723.872 | 1242940.2294 | 2711740.5993 | 1242941.6566 | 2711760.5435 | 1242946.8919 | 2711778.7946 | 1242953.7078 | 2711794.4044 | 1242959.462 | 2711824.8655 | 1242975.104 | 2711835.9132 | 1242979.0153 | 2711846.9957 | 1242979.4801 | 2711862.6176 | 1242976.5723 | 2711863.6443 | 1242981.0619 | 2711874.7479 | 1243029.2877 | 2711879.6923 | 1243050.9316 | 2711885.8061 | 1243075.5111 | 2711887.3593 | 1243081.7454 | 2711873.5683 | 1243084.1984
52 | 2711873.5683 | 1243084.1984 | 2711887.3593 | 1243081.7454 | 2711906.0805 | 1243156.9588 | 2711899.8653 | 1243158.5985
53 | 2711775.377 | 1242386.144 | 2711778.6928 | 1242385.5594
54 | 2712032.9339 | 1242901.2692 | 2712041.1824 | 1242894.0747 | 2712047.3701 | 1242888.7094
55 | 2711973.8045 | 1243040.098 | 2711975.1279 | 1243029.6701 | 2711966.8761 | 1243017.8383 | 2711965.8669 | 1243008.4228 | 2711965.9899 | 1242988.2978 | 2711961.6149 | 1242962.9394 | 2711960.4215 | 1242956.4672 | 2711958.2007 | 1242944.3489 | 2711978.2674 | 1242940.6913 | 2711989.4708 | 1242936.3547 | 2712001.5097 | 1242928.2199 | 2712013.6176 | 1242918.0291 | 2712014.9234 | 1242916.9418 | 2712017.2819 | 1242914.9625 | 2712032.9339 | 1242901.2692
56 | 2712032.9339 | 1242901.2692 | 2712038.3798 | 1242909.5564 | 2712042.2772 | 1242919.3601 | 2712045.7657 | 1242931.2021 | 2712046.7711 | 1242950.8146 | 2712045.0569 | 1242962.3467
57 | 2712085.5926 | 1242803.7185 | 2712079.3708 | 1242821.6821 | 2712070.643 | 1242855.4332 | 2712066.5202 | 1242865.9527 | 2712058.0272 | 1242878.4802 | 2712052.6449 | 1242884.0386 | 2712047.3701 | 1242888.7094
58 | 2712047.3701 | 1242888.7094 | 2712037.3786 | 1242877.1487
59 | 2711973.8045 | 1243040.098 | 2711979.4828 | 1243040.4721
60 | 2711973.8045 | 1243040.098 | 2711972.6851 | 1243051.3303 | 2711972.647 | 1243055.284
61 | 2711973.8045 | 1243040.098 | 2711975.1279 | 1243029.6701 | 2711977.738 | 1243017.9655 | 2711984.5324 | 1243006.8849
62 | 2711607.9522 | 1242920.2543 | 2711601.3665 | 1242913.9221
63 | 2711899.8653 | 1243158.5985 | 2711895.1401 | 1243156.5966 | 2711889.1483 | 1243133.5114
64 | 2711899.8653 | 1243158.5985 | 2711906.0805 | 1243156.9588 | 2711908.0208 | 1243163.9121 | 2711914.6543 | 1243191.3815 | 2711918.7628 | 1243204.8253 | 2711941.819 | 1243198.544 | 2711977.6306 | 1243190.9914
65 | 2711899.8653 | 1243158.5985 | 2711906.0805 | 1243156.9588 | 2711908.0208 | 1243163.9121 | 2711914.6543 | 1243191.3815 | 2711918.7628 | 1243204.8253 | 2711906.8622 | 1243204.0669 | 2711888.3635 | 1243200.8044 | 2711875.6475 | 1243195.983 | 2711865.6337 | 1243188.9886 | 2711856.7276 | 1243178.9793 | 2711848.2409 | 1243170.7794 | 2711839.1648 | 1243165.3707 | 2711830.7762 | 1243165.2014
66 | 2711899.8653 | 1243158.5985 | 2711885.6784 | 1243162.1194
67 | 2711977.6306 | 1243190.9914 | 2711976.8814 | 1243185.2045
68 | 2711830.7762 | 1243165.2014 | 2711825.0617 | 1243169.1524 | 2711822.342 | 1243174.2608 | 2711822.7891 | 1243180.9389
69 | 2711824.3356 | 1243153.137 | 2711830.7762 | 1243165.2014
70 | 2711864.1589 | 1243111.2761 | 2711862.4064 | 1243104.0478
71 | 2711666.6741 | 1242701.8839 | 2711665.9959 | 1242707.787 | 2711670.2155 | 1242723.8126
72 | 2711984.5324 | 1243006.8849 | 2711985.8666 | 1243004.708
73 | 2711984.5324 | 1243006.8849 | 2711978.6599 | 1243003.1822 | 2711977.0813 | 1242994.2897 | 2711970.2759 | 1242980.3278 | 2711972.365 | 1242974.3919
74 | 2711979.4828 | 1243040.4721 | 2711984.4531 | 1243043.5128 | 2711991.2336 | 1243051.9809 | 2711994.6995 | 1243060.1487
75 | 2711972.4485 | 1243075.8505 | 2711972.647 | 1243055.284
76 | 2711976.1065 | 1243179.2199 | 2711976.8814 | 1243185.2045
77 | 2711822.9817 | 1243183.552 | 2711822.9554 | 1243183.4242 | 2711822.7891 | 1243180.9389
78 | 2711824.3356 | 1243153.137 | 2711822.1995 | 1243149.1356
79 | 2712053.685 | 1242645.2992 | 2712047.3866 | 1242615.471
80 | 2712085.5926 | 1242803.7185 | 2712090.5657 | 1242791.0133 | 2712095.2606 | 1242780.82
81 | 2712085.5926 | 1242803.7185 | 2712061.6376 | 1242792.6572
82 | 2712032.6431 | 1242868.6832 | 2712033.1643 | 1242872.2724 | 2712037.3786 | 1242877.1487
83 | 2711972.4485 | 1243075.8505 | 2711972.2015 | 1243101.4446
84 | 2711976.1065 | 1243179.2199 | 2711968.7354 | 1243180.4151 | 2711955.3509 | 1243182.5754
85 | 2711973.8697 | 1243161.9527 | 2711976.1065 | 1243179.2199
86 | 2711822.1995 | 1243149.1356 | 2711815.5144 | 1243136.613 | 2711826.6441 | 1243124.9356 | 2711827.8234 | 1243120.9324 | 2711821.658 | 1243108.8932
87 | 2713200.9896 | 1242816.8228 | 2713212.5377 | 1242832.9116 | 2713222.0561 | 1242850.3628
88 | 2713200.9896 | 1242816.8228 | 2713199.0967 | 1242804.688 | 2713200.9147 | 1242789.8552 | 2713214.5642 | 1242766.3744 | 2713225.915 | 1242741.7155 | 2713221.4254 | 1242736.8815 | 2713220.9452 | 1242728.3766 | 2713231.9934 | 1242709.6723 | 2713238.3811 | 1242691.524 | 2713249.4789 | 1242665.4814 | 2713252.6396 | 1242652.0087
89 | 2713087.2785 | 1242684.7173 | 2713079.7047 | 1242697.2475 | 2713072.7025 | 1242718.698 | 2713072.3402 | 1242724.5414
90 | 2713218.9469 | 1242935.9837 | 2713225.1387 | 1242935.2123 | 2713265.6309 | 1242924.9612
91 | 2713284.2384 | 1242920.2504 | 2713265.6309 | 1242924.9612
92 | 2713252.6396 | 1242652.0087 | 2713264.9315 | 1242630.8747
93 | 2713252.6396 | 1242652.0087 | 2713251.7182 | 1242646.4088 | 2713248.7413 | 1242645.5068 | 2713235.6 | 1242660.8663
94 | 2713284.2384 | 1242920.2504 | 2713296.1405 | 1242899.8527
95 | 2712125.7748 | 1242734.7267 | 2712127.9099 | 1242733.0408
96 | 2712058.4118 | 1242667.6849 | 2712053.685 | 1242645.2992
97 | 2712058.4118 | 1242667.6849 | 2712043.6798 | 1242669.4292
98 | 2712064.8562 | 1242725.665 | 2712060.7105 | 1242731.2905 | 2712055.4534 | 1242734.2158 | 2712052.2624 | 1242733.9928
99 | 2712101.8192 | 1242748.4584 | 2712102.9782 | 1242752.0041
100 | 2712101.8192 | 1242748.4584 | 2712111.8488 | 1242742.7716
101 | 2713232.64 | 1242664.3259 | 2713235.6 | 1242660.8663
102 | 2712101.7589 | 1242770.0413 | 2712106.8724 | 1242771.5168 | 2712122.5029 | 1242769.7885 | 2712144.4003 | 1242766.9111
103 | 2712144.4003 | 1242766.9111 | 2712144.4861 | 1242776.765 | 2712140.1125 | 1242788.5474 | 2712137.4208 | 1242795.7468 | 2712138.3465 | 1242799.9677 | 2712141.5659 | 1242802.1454
104 | 2712101.7589 | 1242770.0413 | 2712096.0138 | 1242779.1845 | 2712095.2606 | 1242780.82
105 | 2712101.7589 | 1242770.0413 | 2712103.9036 | 1242764.1771 | 2712104.4637 | 1242756.5482 | 2712102.9782 | 1242752.0041
106 | 2712141.5659 | 1242802.1454 | 2712147.7565 | 1242806.3331
107 | 2712061.6376 | 1242792.6572 | 2712057.4573 | 1242802.6693
108 | 2712061.6376 | 1242792.6572 | 2712044.5187 | 1242784.7276 | 2712044.5187 | 1242784.7276
109 | 2712032.5874 | 1242868.2995 | 2712032.6431 | 1242868.6832
110 | 2712057.1189 | 1242803.4797 | 2712057.4573 | 1242802.6693
111 | 2712036.6902 | 1242790.6656 | 2712038.4773 | 1242788.7501 | 2712044.5187 | 1242784.7276
112 | 2712111.8488 | 1242742.7716 | 2712125.1065 | 1242735.2544 | 2712125.7748 | 1242734.7267
113 | 2712026.0624 | 1242732.1622 | 2712052.2624 | 1242733.9928
114 | 2712039.1012 | 1242669.9713 | 2712043.6798 | 1242669.4292
115 | 2712039.1012 | 1242669.9713 | 2712028.2824 | 1242671.2523 | 2712028.3434 | 1242677.3108
116 | 2712046.6186 | 1242822.3381 | 2712048.7043 | 1242820.502 | 2712052.0238 | 1242815.6831 | 2712057.1189 | 1242803.4797
117 | 2712042.5457 | 1242825.9235 | 2712046.6186 | 1242822.3381
118 | 2712036.2275 | 1243165.1426 | 2712030.2243 | 1243163.8639
119 | 2712036.2275 | 1243165.1426 | 2712050.6279 | 1243225.2191
120 | 2712003.7711 | 1243158.2297 | 2712030.2243 | 1243163.8639
121 | 2711987.2646 | 1243160.2287 | 2712003.4038 | 1243158.1514 | 2712003.7711 | 1243158.2297
122 | 2711973.8697 | 1243161.9527 | 2711987.2646 | 1243160.2287
123 | 2711973.8697 | 1243161.9527 | 2711972.0706 | 1243148.1027
124 | 2711972.1993 | 1243101.6744 | 2711972.1069 | 1243111.2543
125 | 2711972.1993 | 1243101.6744 | 2711972.2015 | 1243101.4446
126 | 2711972.0531 | 1243116.8266 | 2711972.1069 | 1243111.2543
127 | 2711972.0531 | 1243116.8266 | 2711971.8245 | 1243132.5349 | 2711971.7773 | 1243145.8447 | 2711972.0706 | 1243148.1027
128 | 2711972.0531 | 1243116.8266 | 2711954.5363 | 1243117.2075
129 | 2712031.4917 | 1242860.7538 | 2712032.5874 | 1242868.2995

## bus_geodata
| x | y | coords
0 | 2712520.3562 | 1242403.5398
1 | 2712380.2778 | 1242356.1432
2 | 2712366.8547 | 1242408.9092
3 | 2712314.3387 | 1242352.392
4 | 2712156.8642 | 1242512.8649
5 | 2712309.7063 | 1242424.5167
6 | 2712093.316 | 1242731.5175
7 | 2712073.1652 | 1242719.5829
8 | 2712095.9022 | 1242736.5757
9 | 2712159.0793 | 1242534.4685
10 | 2712137.5485 | 1242725.4301
11 | 2712147.8011 | 1242495.5353
12 | 2712148.5357 | 1242513.4635
13 | 2712497.7274 | 1242586.2715
14 | 2712385.1525 | 1242619.4181
15 | 2712293.219 | 1242678.3412
16 | 2712267.8384 | 1242691.421
17 | 2712255.0383 | 1242697.7772
18 | 2712799.3551 | 1243045.8043
19 | 2712785.3298 | 1242913.8534
20 | 2713154.5027 | 1242930.561
21 | 2712651.3497 | 1242932.0899
22 | 2713182.9781 | 1242925.0554
23 | 2712578.3335 | 1242960.9609
24 | 2712639.9287 | 1242989.6417
25 | 2713189.3347 | 1242906.5395
26 | 2713201.1739 | 1242950.9345
27 | 2712322.7252 | 1242891.6171
28 | 2712604.5719 | 1243055.9351
29 | 2712209.6176 | 1242714.2682
30 | 2711687.7902 | 1241413.8991
31 | 2711790.8891 | 1241516.8993
32 | 2711800.6341 | 1241530.8134
33 | 2712046.3059 | 1242085.8677
34 | 2711988.7637 | 1241722.1573
35 | 2712043.9979 | 1242599.4222
36 | 2711797.0287 | 1242382.3265
37 | 2711788.5927 | 1242359.3381
38 | 2711873.5683 | 1243084.1984
39 | 2711778.6928 | 1242385.5594
40 | 2712032.9339 | 1242901.2692
41 | 2712047.3701 | 1242888.7094
42 | 2711973.8045 | 1243040.098
43 | 2712045.0569 | 1242962.3467
44 | 2711607.9522 | 1242920.2543
45 | 2711601.3665 | 1242913.9221
46 | 2711899.8653 | 1243158.5985
47 | 2711889.1483 | 1243133.5114
48 | 2711977.6306 | 1243190.9914
49 | 2711830.7762 | 1243165.2014
50 | 2711885.6784 | 1243162.1194
51 | 2711862.4064 | 1243104.0478
52 | 2711666.6741 | 1242701.8839
53 | 2711870.315 | 1243072.2788
54 | 2711984.5324 | 1243006.8849
55 | 2711985.8666 | 1243004.708
56 | 2711972.365 | 1242974.3919
57 | 2711979.4828 | 1243040.4721
58 | 2711972.647 | 1243055.284
59 | 2711670.2155 | 1242723.8126
60 | 2711976.8814 | 1243185.2045
61 | 2711822.7891 | 1243180.9389
62 | 2711824.3356 | 1243153.137
63 | 2711786.5655 | 1241457.9548
64 | 2712047.3866 | 1242615.471
65 | 2711776.3994 | 1242353.1591
66 | 2711775.377 | 1242386.144
67 | 2712085.5926 | 1242803.7185
68 | 2712037.3786 | 1242877.1487
69 | 2711864.1589 | 1243111.2761
70 | 2711994.6995 | 1243060.1487
71 | 2711972.4485 | 1243075.8505
72 | 2711976.1065 | 1243179.2199
73 | 2711822.9817 | 1243183.552
74 | 2711822.1995 | 1243149.1356
75 | 2713200.9896 | 1242816.8228
76 | 2713072.3402 | 1242724.5414
77 | 2713218.9469 | 1242935.9837
78 | 2713265.6309 | 1242924.9612
79 | 2713188.4381 | 1242967.1355
80 | 2713222.0561 | 1242850.3628
81 | 2713252.6396 | 1242652.0087
82 | 2713087.2785 | 1242684.7173
83 | 2713284.2384 | 1242920.2504
84 | 2712127.9099 | 1242733.0408
85 | 2712058.4118 | 1242667.6849
86 | 2712064.8562 | 1242725.665
87 | 2712101.8192 | 1242748.4584
88 | 2713235.6 | 1242660.8663
89 | 2713232.64 | 1242664.3259
90 | 2713264.9315 | 1242630.8747
91 | 2713296.1405 | 1242899.8527
92 | 2712144.4003 | 1242766.9111
93 | 2712101.7589 | 1242770.0413
94 | 2712141.5659 | 1242802.1454
95 | 2712338.8662 | 1242965.0928
96 | 2712095.2606 | 1242780.82
97 | 2712061.6376 | 1242792.6572
98 | 2712102.9782 | 1242752.0041
99 | 2712147.7565 | 1242806.3331
100 | 2712032.6431 | 1242868.6832
101 | 2712057.4573 | 1242802.6693
102 | 2712044.5187 | 1242784.7276
103 | 2712111.8488 | 1242742.7716
104 | 2712125.7748 | 1242734.7267
105 | 2712026.0624 | 1242732.1622
106 | 2712052.2624 | 1242733.9928
107 | 2712053.685 | 1242645.2992
108 | 2712043.6798 | 1242669.4292
109 | 2712039.1012 | 1242669.9713
110 | 2712028.3434 | 1242677.3108
111 | 2712036.6902 | 1242790.6656
112 | 2712057.1189 | 1242803.4797
113 | 2712046.6186 | 1242822.3381
114 | 2712042.5457 | 1242825.9235
115 | 2712036.2275 | 1243165.1426
116 | 2712030.2243 | 1243163.8639
117 | 2712050.6279 | 1243225.2191
118 | 2712003.7711 | 1243158.2297
119 | 2711987.2646 | 1243160.2287
120 | 2711973.8697 | 1243161.9527
121 | 2711972.1993 | 1243101.6744
122 | 2711972.1069 | 1243111.2543
123 | 2711972.2015 | 1243101.4446
124 | 2711972.0531 | 1243116.8266
125 | 2711972.0706 | 1243148.1027
126 | 2711954.5363 | 1243117.2075
127 | 2711955.3509 | 1243182.5754
128 | 2711821.658 | 1243108.8932
129 | 2712032.5874 | 1242868.2995
130 | 2712031.4917 | 1242860.7538
131 | 2712047.3701 | 1242888.7094

## line_std_types
| c_nf_per_km | r_ohm_per_km | x_ohm_per_km | max_i_ka | type | q_mm2 | alpha | voltage_rating
NAYY 4x50 SE | 210 | 0.642 | 0.083 | 0.142 | cs | 50 | 0.00403 | LV
NAYY 4x120 SE | 264 | 0.225 | 0.08 | 0.242 | cs | 120 | 0.00403 | LV
NAYY 4x150 SE | 261 | 0.208 | 0.08 | 0.27 | cs | 150 | 0.00403 | LV
NA2XS2Y 1x95 RM/25 12/20 kV | 216 | 0.313 | 0.132 | 0.252 | cs | 95 | 0.00403 | MV
NA2XS2Y 1x185 RM/25 12/20 kV | 273 | 0.161 | 0.117 | 0.362 | cs | 185 | 0.00403 | MV
NA2XS2Y 1x240 RM/25 12/20 kV | 304 | 0.122 | 0.112 | 0.421 | cs | 240 | 0.00403 | MV
NA2XS2Y 1x95 RM/25 6/10 kV | 315 | 0.313 | 0.123 | 0.249 | cs | 95 | 0.00403 | MV
NA2XS2Y 1x185 RM/25 6/10 kV | 406 | 0.161 | 0.11 | 0.358 | cs | 185 | 0.00403 | MV
NA2XS2Y 1x240 RM/25 6/10 kV | 456 | 0.122 | 0.105 | 0.416 | cs | 240 | 0.00403 | MV
NA2XS2Y 1x150 RM/25 12/20 kV | 250 | 0.206 | 0.116 | 0.319 | cs | 150 | 0.00403 | MV
NA2XS2Y 1x120 RM/25 12/20 kV | 230 | 0.253 | 0.119 | 0.283 | cs | 120 | 0.00403 | MV
NA2XS2Y 1x70 RM/25 12/20 kV | 190 | 0.443 | 0.132 | 0.22 | cs | 70 | 0.00403 | MV
NA2XS2Y 1x150 RM/25 6/10 kV | 360 | 0.206 | 0.11 | 0.315 | cs | 150 | 0.00403 | MV
NA2XS2Y 1x120 RM/25 6/10 kV | 340 | 0.253 | 0.113 | 0.28 | cs | 120 | 0.00403 | MV
NA2XS2Y 1x70 RM/25 6/10 kV | 280 | 0.443 | 0.123 | 0.217 | cs | 70 | 0.00403 | MV
N2XS(FL)2Y 1x120 RM/35 64/110 kV | 112 | 0.153 | 0.166 | 0.366 | cs | 120 | 0.00393 | HV
N2XS(FL)2Y 1x185 RM/35 64/110 kV | 125 | 0.099 | 0.156 | 0.457 | cs | 185 | 0.00393 | HV
N2XS(FL)2Y 1x240 RM/35 64/110 kV | 135 | 0.075 | 0.149 | 0.526 | cs | 240 | 0.00393 | HV
N2XS(FL)2Y 1x300 RM/35 64/110 kV | 144 | 0.06 | 0.144 | 0.588 | cs | 300 | 0.00393 | HV
15-AL1/3-ST1A 0.4 | 11 | 1.8769 | 0.35 | 0.105 | ol | 16 | 0.00403 | LV
24-AL1/4-ST1A 0.4 | 11.25 | 1.2012 | 0.335 | 0.14 | ol | 24 | 0.00403 | LV
48-AL1/8-ST1A 0.4 | 12.2 | 0.5939 | 0.3 | 0.21 | ol | 48 | 0.00403 | LV
94-AL1/15-ST1A 0.4 | 13.2 | 0.306 | 0.29 | 0.35 | ol | 94 | 0.00403 | LV
34-AL1/6-ST1A 10.0 | 9.7 | 0.8342 | 0.36 | 0.17 | ol | 34 | 0.00403 | MV
48-AL1/8-ST1A 10.0 | 10.1 | 0.5939 | 0.35 | 0.21 | ol | 48 | 0.00403 | MV
70-AL1/11-ST1A 10.0 | 10.4 | 0.4132 | 0.339 | 0.29 | ol | 70 | 0.00403 | MV
94-AL1/15-ST1A 10.0 | 10.75 | 0.306 | 0.33 | 0.35 | ol | 94 | 0.00403 | MV
122-AL1/20-ST1A 10.0 | 11.1 | 0.2376 | 0.323 | 0.41 | ol | 122 | 0.00403 | MV
149-AL1/24-ST1A 10.0 | 11.25 | 0.194 | 0.315 | 0.47 | ol | 149 | 0.00403 | MV
34-AL1/6-ST1A 20.0 | 9.15 | 0.8342 | 0.382 | 0.17 | ol | 34 | 0.00403 | MV
48-AL1/8-ST1A 20.0 | 9.5 | 0.5939 | 0.372 | 0.21 | ol | 48 | 0.00403 | MV
70-AL1/11-ST1A 20.0 | 9.7 | 0.4132 | 0.36 | 0.29 | ol | 70 | 0.00403 | MV
94-AL1/15-ST1A 20.0 | 10 | 0.306 | 0.35 | 0.35 | ol | 94 | 0.00403 | MV
122-AL1/20-ST1A 20.0 | 10.3 | 0.2376 | 0.344 | 0.41 | ol | 122 | 0.00403 | MV
149-AL1/24-ST1A 20.0 | 10.5 | 0.194 | 0.337 | 0.47 | ol | 149 | 0.00403 | MV
184-AL1/30-ST1A 20.0 | 10.75 | 0.1571 | 0.33 | 0.535 | ol | 184 | 0.00403 | MV
243-AL1/39-ST1A 20.0 | 11 | 0.1188 | 0.32 | 0.645 | ol | 243 | 0.00403 | MV
48-AL1/8-ST1A 110.0 | 8 | 0.5939 | 0.46 | 0.21 | ol | 48 | 0.00403 | HV
70-AL1/11-ST1A 110.0 | 8.4 | 0.4132 | 0.45 | 0.29 | ol | 70 | 0.00403 | HV
94-AL1/15-ST1A 110.0 | 8.65 | 0.306 | 0.44 | 0.35 | ol | 94 | 0.00403 | HV
122-AL1/20-ST1A 110.0 | 8.5 | 0.2376 | 0.43 | 0.41 | ol | 122 | 0.00403 | HV
149-AL1/24-ST1A 110.0 | 8.75 | 0.194 | 0.41 | 0.47 | ol | 149 | 0.00403 | HV
184-AL1/30-ST1A 110.0 | 8.8 | 0.1571 | 0.4 | 0.535 | ol | 184 | 0.00403 | HV
243-AL1/39-ST1A 110.0 | 9 | 0.1188 | 0.39 | 0.645 | ol | 243 | 0.00403 | HV
305-AL1/39-ST1A 110.0 | 9.2 | 0.0949 | 0.38 | 0.74 | ol | 305 | 0.00403 | HV
490-AL1/64-ST1A 110.0 | 9.75 | 0.059 | 0.37 | 0.96 | ol | 490 | 0.00403 | HV
679-AL1/86-ST1A 110.0 | 9.95 | 0.042 | 0.36 | 1.15 | ol | 679 | 0.00403 | HV
490-AL1/64-ST1A 220.0 | 10 | 0.059 | 0.285 | 0.96 | ol | 490 | 0.00403 | HV
679-AL1/86-ST1A 220.0 | 11.7 | 0.042 | 0.275 | 1.15 | ol | 679 | 0.00403 | HV
490-AL1/64-ST1A 380.0 | 11 | 0.059 | 0.253 | 0.96 | ol | 490 | 0.00403 | HV
679-AL1/86-ST1A 380.0 | 14.6 | 0.042 | 0.25 | 1.15 | ol | 679 | 0.00403 | HV

## trafo_std_types
| i0_percent | pfe_kw | vkr_percent | sn_mva | vn_lv_kv | vn_hv_kv | vk_percent | shift_degree | vector_group | tap_side | tap_neutral | tap_min | tap_max | tap_step_degree | tap_step_percent | tap_phase_shifter
160 MVA 380/110 kV | 0.06 | 60 | 0.25 | 160 | 110 | 380 | 12.2 | 0 | Yy0 | hv | 0 | -9 | 9 | 0 | 1.5 | FALSE
100 MVA 220/110 kV | 0.06 | 55 | 0.26 | 100 | 110 | 220 | 12 | 0 | Yy0 | hv | 0 | -9 | 9 | 0 | 1.5 | FALSE
63 MVA 110/20 kV | 0.04 | 22 | 0.32 | 63 | 20 | 110 | 18 | 150 | YNd5 | hv | 0 | -9 | 9 | 0 | 1.5 | FALSE
40 MVA 110/20 kV | 0.05 | 18 | 0.34 | 40 | 20 | 110 | 16.2 | 150 | YNd5 | hv | 0 | -9 | 9 | 0 | 1.5 | FALSE
25 MVA 110/20 kV | 0.07 | 14 | 0.41 | 25 | 20 | 110 | 12 | 150 | YNd5 | hv | 0 | -9 | 9 | 0 | 1.5 | FALSE
63 MVA 110/10 kV | 0.04 | 22 | 0.32 | 63 | 10 | 110 | 18 | 150 | YNd5 | hv | 0 | -9 | 9 | 0 | 1.5 | FALSE
40 MVA 110/10 kV | 0.05 | 18 | 0.34 | 40 | 10 | 110 | 16.2 | 150 | YNd5 | hv | 0 | -9 | 9 | 0 | 1.5 | FALSE
25 MVA 110/10 kV | 0.07 | 14 | 0.41 | 25 | 10 | 110 | 12 | 150 | YNd5 | hv | 0 | -9 | 9 | 0 | 1.5 | FALSE
0.25 MVA 20/0.4 kV | 0.32 | 0.8 | 1.44 | 0.25 | 0.4 | 20 | 6 | 150 | Yzn5 | hv | 0 | -2 | 2 | 0 | 2.5 | FALSE
0.4 MVA 20/0.4 kV | 0.3375 | 1.35 | 1.425 | 0.4 | 0.4 | 20 | 6 | 150 | Dyn5 | hv | 0 | -2 | 2 | 0 | 2.5 | FALSE
0.63 MVA 20/0.4 kV | 0.2619 | 1.65 | 1.206 | 0.63 | 0.4 | 20 | 6 | 150 | Dyn5 | hv | 0 | -2 | 2 | 0 | 2.5 | FALSE
0.25 MVA 10/0.4 kV | 0.24 | 0.6 | 1.2 | 0.25 | 0.4 | 10 | 4 | 150 | Dyn5 | hv | 0 | -2 | 2 | 0 | 2.5 | FALSE
0.4 MVA 10/0.4 kV | 0.2375 | 0.95 | 1.325 | 0.4 | 0.4 | 10 | 4 | 150 | Dyn5 | hv | 0 | -2 | 2 | 0 | 2.5 | FALSE
0.63 MVA 10/0.4 kV | 0.1873 | 1.18 | 1.0794 | 0.63 | 0.4 | 10 | 4 | 150 | Dyn5 | hv | 0 | -2 | 2 | 0 | 2.5 | FALSE

## trafo3w_std_types
| sn_hv_mva | sn_mv_mva | sn_lv_mva | vn_hv_kv | vn_mv_kv | vn_lv_kv | vk_hv_percent | vk_mv_percent | vk_lv_percent | vkr_hv_percent | vkr_mv_percent | vkr_lv_percent | pfe_kw | i0_percent | shift_mv_degree | shift_lv_degree | vector_group | tap_side | tap_neutral | tap_min | tap_max | tap_step_percent
63/25/38 MVA 110/20/10 kV | 63 | 25 | 38 | 110 | 20 | 10 | 10.4 | 10.4 | 10.4 | 0.28 | 0.32 | 0.35 | 35 | 0.89 | 0 | 0 | YN0yn0yn0 | hv | 0 | -10 | 10 | 1.2
63/25/38 MVA 110/10/10 kV | 63 | 25 | 38 | 110 | 10 | 10 | 10.4 | 10.4 | 10.4 | 0.28 | 0.32 | 0.35 | 35 | 0.89 | 0 | 0 | YN0yn0yn0 | hv | 0 | -10 | 10 | 1.2

## fuse_std_types
| fuse_type | i_rated_a | t_avg | t_min | t_total | x_avg | x_min | x_total
HV 100A | HV 100A | 100 | 0 | [10.0, 3.64, 0.854, 0.281, 0.1, 0.0531, 0.022, 0.01] | [10.0, 4.267, 1.21, 0.403, 0.1, 0.058, 0.022, 0.01] | 0 | [300.0, 350.0, 450.0, 550.0, 700.0, 850.0, 1200.0, 1752.0] | [600.0, 700.0, 900.0, 1150.0, 1665.0, 2000.0, 3000.0, 4313.0]
HV 10A | HV 10A | 10 | 0 | [10.0, 1675.0, 0.344, 0.156, 0.1, 0.0417, 0.0171, 0.01] | [10.0, 1.3, 0.3, 0.155, 0.1, 0.0555, 0.023, 0.01] | 0 | [30.0, 32.0, 35.0, 37.0, 39.0, 50.0, 70.0, 88.0] | [60.0, 70.0, 80.0, 87.0, 94.0, 110.0, 150.0, 216.0]
HV 125A | HV 125A | 125 | 0 | [10.0, 1.82, 0.344, 0.1, 0.0467, 0.0269, 0.01] | [10.0, 2.478, 0.426, 0.1, 0.0427, 0.0211, 0.01] | 0 | [375.0, 500.0, 700.0, 925.0, 1200.0, 1500.0, 2341.0] | [750.0, 1000.0, 1500.0, 2200.0, 3000.0, 4000.0, 5765.0]
HV 160A | HV 160A | 160 | 0 | [10.0, 4.15, 1.03, 0.198, 0.1, 0.051, 0.0172, 0.01] | [10.0, 2.3, 0.734, 0.274, 0.1, 0.046, 0.0177, 0.01] | 0 | [480.0, 550.0, 700.0, 1000.0, 1260.0, 1600.0, 2500.0, 3227.0] | [960.0, 1300.0, 1700.0, 2200.0, 2996.0, 4000.0, 6000.0, 7946.0]
HV 16A | HV 16A | 16 | 0 | [10.0, 0.352, 0.164, 0.1, 0.0649, 0.0342, 0.01] | [10.0, 2.34, 0.722, 0.181, 0.1, 0.055, 0.0296, 0.01] | 0 | [48.0, 60.0, 65.0, 71.0, 80.0, 100.0, 162.0] | [96.0, 110.0, 125.0, 150.0, 168.0, 200.0, 250.0, 398.0]
HV 200A | HV 200A | 200 | 0 | [10.0, 4.267, 1.21, 0.403, 0.1, 0.058, 0.022, 0.01] | [10.0, 3.73, 1.654, 0.328, 0.1, 0.0531, 0.019, 0.01] | 0 | [600.0, 700.0, 900.0, 1150.0, 1665.0, 2000.0, 3000.0, 4313.0] | [1200.0, 1500.0, 1800.0, 2700.0, 3960.0, 5000.0, 7500.0, 10620.0]
HV 20A | HV 20A | 20 | 0 | [10.0, 1.3, 0.3, 0.155, 0.1, 0.0555, 0.023, 0.01] | [10.0, 1.3, 0.161, 0.1, 0.0611, 0.0399, 0.0141, 0.01] | 0 | [60.0, 70.0, 80.0, 87.0, 94.0, 110.0, 150.0, 216.0] | [120.0, 150.0, 200.0, 223.0, 260.0, 300.0, 450.0, 532.0]
HV 25A | HV 25A | 25 | 0 | [10.0, 2.512, 0.833, 0.299, 0.1, 0.0372, 0.0223, 0.01] | [10.0, 3.125, 0.597, 0.198, 0.1, 0.0378, 0.022, 0.01] | 0 | [75.0, 82.0, 90.0, 100.0, 124.0, 170.0, 200.0, 289.0] | [150.0, 170.0, 210.0, 250.0, 294.0, 400.0, 500.0, 711.0]
HV 31.5A | HV 31.5A | 31.5 | 0 | [10.0, 2.34, 0.722, 0.181, 0.1, 0.055, 0.0296, 0.01] | [10.0, 2.84, 0.368, 0.164, 0.1, 0.0621, 0.0378, 0.0195, 0.01] | 0 | [95.0, 110.0, 125.0, 150.0, 165.0, 200.0, 250.0, 390.0] | [189.0, 220.0, 300.0, 350.0, 393.0, 450.0, 530.0, 700.0, 960.0]
HV 40A | HV 40A | 40 | 0 | [10.0, 1.3, 0.161, 0.1, 0.0611, 0.0399, 0.0141, 0.01] | [10.0, 2.05, 0.369, 0.198, 0.1, 0.051, 0.0298, 0.01] | 0 | [120.0, 150.0, 200.0, 223.0, 260.0, 300.0, 450.0, 532.0] | [240.0, 300.0, 400.0, 450.0, 530.0, 650.0, 800.0, 1311.0]
HV 50A | HV 50A | 50 | 0 | [10.0, 3.215, 0.597, 0.198, 0.1, 0.0378, 0.022, 0.01] | [10.0, 3.64, 0.854, 0.281, 0.1, 0.0531, 0.022, 0.01] | 0 | [150.0, 170.0, 210.0, 250.0, 294.0, 400.0, 500.0, 711.0] | [300.0, 350.0, 450.0, 550.0, 700.0, 850.0, 1200.0, 1752.0]
HV 6.3A | HV 6.3A | 6.3 | 0 | [10.0, 1.39, 0.344, 0.168, 0.1, 0.056, 0.0263, 0.01] | [10.0, 1.711, 0.516, 0.198, 0.1, 0.0634, 0.0303, 0.01] | 0 | [19.0, 19.5, 20.4, 20.8, 22.0, 25.0, 32.0, 48.0] | [38.0, 40.0, 43.0, 48.0, 53.0, 60.0, 75.0, 118.0]
HV 63A | HV 63A | 63 | 0 | [10.0, 2.84, 0.368, 0.164, 0.1, 0.0621, 0.0378, 0.0195, 0.01] | [10.0, 1.82, 0.344, 0.1, 0.0467, 0.0269, 0.01] | 0 | [189.0, 220.0, 300.0, 350.0, 393.0, 450.0, 530.0, 700.0, 961.0] | [378.0, 500.0, 700.0, 934.0, 1200.0, 1500.0, 2366.0]
HV 80A | HV 80A | 80 | 0 | [10.0, 2.05, 0.369, 0.198, 0.1, 0.051, 0.0298, 0.01] | [10.0, 4.15, 1.03, 0.198, 0.1, 0.051, 0.0172, 0.01] | 0 | [240.0, 300.0, 400.0, 450.0, 530.0, 650.0, 800.0, 1311.0] | [480.0, 550.0, 700.0, 1000.0, 1260.0, 1600.0, 2500.0, 3227.0]
Siemens NH-1-100 | Siemens NH-1-100 | 100 | [5400.0, 2000.0, 400.0, 20.0, 1.0, 0.2, 0.012, 0.004] | 0 | 0 | [150.0, 190.0, 250.0, 430.0, 900.0, 1250.0, 2700.0, 3600.0] | 0 | 0
Siemens NH-1-125 | Siemens NH-1-125 | 125 | [4800.0, 120.0, 7.0, 0.1, 0.004] | 0 | 0 | [180.0, 400.0, 740.0, 2000.0, 4250.0] | 0 | 0
Siemens NH-1-16 | Siemens NH-1-16 | 16 | [4000.0, 400.0, 2.0, 0.1, 0.04, 0.01] | 0 | 0 | [26.0, 35.0, 75.0, 150.0, 200.0, 300.0] | 0 | 0
Siemens NH-1-160 | Siemens NH-1-160 | 160 | [4800.0, 120.0, 7.0, 0.1, 0.004] | 0 | 0 | [210.0, 500.0, 900.0, 2300.0, 5000.0] | 0 | 0
Siemens NH-1-25 | Siemens NH-1-25 | 25 | [4000.0, 1000.0, 10.0, 0.2, 0.02, 0.01] | 0 | 0 | [40.0, 50.0, 100.0, 210.0, 400.0, 500.0] | 0 | 0
Siemens NH-1-50 | Siemens NH-1-50 | 50 | [4000.0, 40.0, 4.0, 1.0, 0.02, 0.01] | 0 | 0 | [86.0, 200.0, 300.0, 400.0, 1000.0, 1280.0] | 0 | 0
Siemens NH-1-63 | Siemens NH-1-63 | 63 | [4000.0, 100.0, 10.0, 2.0, 0.04, 0.01] | 0 | 0 | [100.0, 200.0, 300.0, 400.0, 1000.0, 1500.0] | 0 | 0
Siemens NH-1-80 | Siemens NH-1-80 | 80 | [4800.0, 120.0, 7.0, 0.1, 0.01] | 0 | 0 | [150.58, 250.0, 450.0, 1150.0, 2470.0] | 0 | 0
Siemens NH-2-1000 | Siemens NH-2-1000 | 1000 | [4800.0, 120.0, 7.0, 0.1, 0.004] | 0 | 0 | [1900.0, 3500.0, 8400.0, 24000.0, 52000.0] | 0 | 0
Siemens NH-2-200 | Siemens NH-2-200 | 200 | [4800.0, 120.0, 7.0, 0.1, 0.004] | 0 | 0 | [280.0, 650.0, 1200.0, 3000.0, 7000.0] | 0 | 0
Siemens NH-2-224 | Siemens NH-2-224 | 224 | [4800.0, 120.0, 7.0, 0.2, 0.04, 0.004] | 0 | 0 | [400.0, 750.0, 1453.0, 3025.0, 4315.0, 7600.0] | 0 | 0
Siemens NH-2-250 | Siemens NH-2-250 | 250 | [4800.0, 120.0, 7.0, 0.1, 0.004] | 0 | 0 | [450.0, 800.0, 1650.0, 4000.0, 8500.0] | 0 | 0
Siemens NH-2-315 | Siemens NH-2-315 | 315 | [4800.0, 120.0, 7.0, 0.1, 0.004] | 0 | 0 | [550.0, 920.0, 1900.0, 5000.0, 11000.0] | 0 | 0
Siemens NH-2-355 | Siemens NH-2-355 | 355 | [4800.0, 120.0, 6.0, 0.1, 0.004] | 0 | 0 | [650.0, 1116.27, 2350.0, 5840.0, 12790.0] | 0 | 0
Siemens NH-2-400 | Siemens NH-2-400 | 400 | [4800.0, 120.0, 7.0, 0.1, 0.004] | 0 | 0 | [720.0, 1350.0, 2800.0, 6500.0, 15000.0] | 0 | 0
Siemens NH-2-425 | Siemens NH-2-425 | 425 | [4800.0, 120.0, 7.0, 0.1, 0.004] | 0 | 0 | [850.0, 1500.0, 3050.0, 7500.0, 16500.0] | 0 | 0
Siemens NH-2-630 | Siemens NH-2-630 | 630 | [4800.0, 120.0, 7.0, 0.1, 0.004] | 0 | 0 | [1200.0, 2000.0, 4800.0, 12000.0, 26000.0] | 0 | 0

## res_bus
| vm_pu | va_degree | p_mw | q_mvar
0 | 0.97395 | -0.1843 | 8.8117e-05 | 2.2084e-05
1 | 0.97397 | -0.18415 | 0 | 0
2 | 0.97305 | -0.19078 | 0.010599 | 0.0026563
3 | 0.975 | -0.17674 | 0 | 0
4 | 0.97931 | -0.14589 | 0 | 0
5 | 0.97492 | -0.17735 | 0.00079751 | 0.00019987
6 | 0.98456 | -0.10856 | 0 | 0
7 | 0.98399 | -0.11263 | 0 | 0
8 | 0.98469 | -0.10763 | 0.00025515 | 6.3947e-05
9 | 0.97984 | -0.14207 | 0 | 0
10 | 0.98407 | -0.11202 | 0.00077329 | 0.00019381
11 | 0.97928 | -0.14609 | 0.00092068 | 0.00023074
12 | 0.97929 | -0.14598 | 0.0010032 | 0.00025143
13 | 0.98459 | -0.10839 | 0.0011306 | 0.00028335
14 | 0.98479 | -0.10695 | 0.00054884 | 0.00013755
15 | 0.98506 | -0.10504 | 0.00023492 | 5.8876e-05
16 | 0.98514 | -0.10447 | 0.00098309 | 0.00024639
17 | 0.9852 | -0.10404 | 0.00052097 | 0.00013057
18 | 0.98404 | -0.11407 | 7.0634e-05 | 1.7703e-05
19 | 0.98408 | -0.11375 | 0 | 0
20 | 0.98113 | -0.13518 | 0.0003179 | 7.9673e-05
21 | 0.98511 | -0.10619 | 0 | 0
22 | 0.98093 | -0.13663 | 0 | 0
23 | 0.98614 | -0.098745 | 0 | 0
24 | 0.98478 | -0.10856 | 0.0038978 | 0.00097687
25 | 0.98083 | -0.13731 | 0 | 0
26 | 0.98085 | -0.13716 | 0 | 0
27 | 0.99109 | -0.063135 | 0 | 0
28 | 0.9861 | -0.099034 | 0.00027258 | 6.8314e-05
29 | 0.98544 | -0.10233 | 0 | 0
30 | 0.97683 | -0.1651 | 0.0003444 | 8.6314e-05
31 | 0.97691 | -0.16456 | 0.0014834 | 0.00037178
32 | 0.97695 | -0.16423 | 0 | 0
33 | 0.97866 | -0.15169 | 0 | 0
34 | 0.97684 | -0.16492 | 0 | 0
35 | 0.98255 | -0.12313 | 0.00071746 | 0.00017981
36 | 0.97768 | -0.15811 | 0 | 0
37 | 0.97763 | -0.15849 | 0 | 0
38 | 0.98143 | -0.13108 | 0 | 0
39 | 0.97763 | -0.1585 | 0.00065729 | 0.00016473
40 | 0.99619 | -0.026516 | 0 | 0
41 | 0.99714 | -0.019893 | 0 | 0
42 | 0.98703 | -0.090923 | 0 | 0
43 | 0.99601 | -0.027777 | 0.0019523 | 0.00048929
44 | 0.98126 | -0.13235 | 0 | 0
45 | 0.98126 | -0.13237 | 0.00029496 | 7.3923e-05
46 | 0.98229 | -0.12485 | 0 | 0
47 | 0.98224 | -0.12522 | 0.0012194 | 0.00030561
48 | 0.98368 | -0.11483 | 0 | 0
49 | 0.98123 | -0.13241 | 0 | 0
50 | 0.98228 | -0.12495 | 0.00063914 | 0.00016018
51 | 0.98132 | -0.13187 | 0.00079295 | 0.00019873
52 | 0.97549 | -0.17372 | 0 | 0
53 | 0.9814 | -0.13125 | 0.0013285 | 0.00033295
54 | 0.98528 | -0.10334 | 0 | 0
55 | 0.98519 | -0.10399 | 0.024549 | 0.0061526
56 | 0.98476 | -0.10705 | 0.0095392 | 0.0023907
57 | 0.987 | -0.091116 | 0 | 0
58 | 0.98656 | -0.094258 | 0.0021646 | 0.0005425
59 | 0.97516 | -0.17613 | 0.010195 | 0.0025551
60 | 0.98375 | -0.11433 | 0.0024219 | 0.000607
61 | 0.9812 | -0.13265 | 0.00041799 | 0.00010476
62 | 0.98116 | -0.1329 | 0 | 0
63 | 0.97517 | -0.17694 | 0.0033489 | 0.00083932
64 | 0.98269 | -0.12209 | 0.00093066 | 0.00023324
65 | 0.9776 | -0.15869 | 0.0014376 | 0.00036031
66 | 0.97762 | -0.15854 | 0.0013141 | 0.00032934
67 | 0.98849 | -0.08063 | 0 | 0
68 | 0.99843 | -0.010871 | 0.0022762 | 0.00057047
69 | 0.98129 | -0.13203 | 0.0021261 | 0.00053284
70 | 0.98688 | -0.091989 | 0.0033325 | 0.00083519
71 | 0.98595 | -0.098612 | 0.0078026 | 0.0019555
72 | 0.98383 | -0.11376 | 0 | 0
73 | 0.9812 | -0.13267 | 0.00078695 | 0.00019723
74 | 0.98114 | -0.13306 | 0.00086549 | 0.00021691
75 | 0.98046 | -0.13997 | 0 | 0
76 | 0.98066 | -0.13855 | 0.00025363 | 6.3565e-05
77 | 0.98081 | -0.13745 | 0 | 0
78 | 0.98073 | -0.13805 | 0.00090965 | 0.00022798
79 | 0.98085 | -0.13721 | 0.00026916 | 6.7459e-05
80 | 0.98039 | -0.14051 | 0.0013053 | 0.00032713
81 | 0.98009 | -0.1427 | 0 | 0
82 | 0.98065 | -0.13867 | 0.00026869 | 6.7341e-05
83 | 0.98072 | -0.13811 | 0 | 0
84 | 0.98432 | -0.11022 | 0.00023092 | 5.7875e-05
85 | 0.98324 | -0.11811 | 0.00061981 | 0.00015534
86 | 0.9839 | -0.1133 | 0.0014811 | 0.00037119
87 | 0.985 | -0.10544 | 0 | 0
88 | 0.98004 | -0.14301 | 0.00021917 | 5.4928e-05
89 | 0.98004 | -0.14305 | 0.00079095 | 0.00019823
90 | 0.98007 | -0.14281 | 0.00043954 | 0.00011016
91 | 0.98071 | -0.13818 | 0.00028934 | 7.2516e-05
92 | 0.98585 | -0.099347 | 0 | 0
93 | 0.98616 | -0.09713 | 0 | 0
94 | 0.98577 | -0.099961 | 0.00031838 | 7.9793e-05
95 | 0.99103 | -0.063539 | 0.0005214 | 0.00013068
96 | 0.98692 | -0.091711 | 0.0016212 | 0.00040632
97 | 0.98775 | -0.08588 | 0 | 0
98 | 0.98517 | -0.10421 | 0.0049922 | 0.0012512
99 | 0.98575 | -0.10006 | 0.00124 | 0.00031078
100 | 0.9993 | -0.0048603 | 0.00079635 | 0.00019958
101 | 0.98751 | -0.087569 | 0.0023439 | 0.00058744
102 | 0.98763 | -0.086711 | 0.0025232 | 0.00063238
103 | 0.98473 | -0.10731 | 0.00074969 | 0.00018789
104 | 0.98438 | -0.10981 | 0.00058581 | 0.00014682
105 | 0.98372 | -0.11456 | 0.001893 | 0.00047443
106 | 0.9838 | -0.11405 | 0.0026083 | 0.00065371
107 | 0.98299 | -0.11988 | 0.00049742 | 0.00012467
108 | 0.9832 | -0.11837 | 0.00041871 | 0.00010494
109 | 0.98319 | -0.11843 | 0.00098809 | 0.00024764
110 | 0.98319 | -0.11848 | 0.00028353 | 7.1059e-05
111 | 0.9876 | -0.086891 | 0.0017793 | 0.00044593
112 | 0.98749 | -0.087684 | 0.0038757 | 0.00097134
113 | 0.98721 | -0.089695 | 0.0039751 | 0.00099626
114 | 0.98717 | -0.089973 | 0.0050098 | 0.0012556
115 | 0.98354 | -0.11581 | 0.0014069 | 0.0003526
116 | 0.98356 | -0.11566 | 0.0022272 | 0.00055818
117 | 0.98345 | -0.1165 | 0.001066 | 0.00026717
118 | 0.98375 | -0.11434 | 0.0024618 | 0.000617
119 | 0.98392 | -0.11311 | 0.0010699 | 0.00026814
120 | 0.98408 | -0.11197 | 0 | 0
121 | 0.98528 | -0.10339 | 0.00478 | 0.001198
122 | 0.98507 | -0.10487 | 0.0020203 | 0.00050634
123 | 0.98529 | -0.10335 | 0.0041819 | 0.0010481
124 | 0.98496 | -0.1057 | 0 | 0
125 | 0.98434 | -0.11013 | 0.0029825 | 0.0007475
126 | 0.98491 | -0.10602 | 0.0018135 | 0.0004545
127 | 0.98375 | -0.11433 | 0.0026016 | 0.00065202
128 | 0.98096 | -0.13434 | 0.0025721 | 0.00064464
129 | 0.99933 | -0.0046281 | 0.002551 | 0.00063935
130 | 1 | 0 | -0.18491 | -0.04638
131 | 0.99998 | 149.9947 | 0 | 0

## res_line
| p_from_mw | q_from_mvar | p_to_mw | q_to_mvar | pl_mw | ql_mvar | i_from_ka | i_to_ka | i_ka | vm_from_pu | va_from_degree | vm_to_pu | va_to_degree | loading_percent
0 | -8.8117e-05 | -2.2084e-05 | 8.8118e-05 | 2.0239e-05 | 1.6695e-09 | -1.8454e-06 | 0.00013463 | 0.00013399 | 0.00013463 | 0.97395 | -0.1843 | 0.97397 | -0.18415 | 0.049861
1 | 0.010609 | 0.0026593 | -0.010599 | -0.0026563 | 9.7251e-06 | 3.0028e-06 | 0.016208 | 0.016208 | 0.016208 | 0.97397 | -0.18415 | 0.97305 | -0.19078 | 6.003
2 | -0.010697 | -0.0026796 | 0.010708 | 0.002683 | 1.0973e-05 | 3.4002e-06 | 0.016342 | 0.016342 | 0.016342 | 0.97397 | -0.18415 | 0.975 | -0.17674 | 6.0526
3 | -0.011505 | -0.002882 | 0.011555 | 0.0028977 | 4.9251e-05 | 1.5736e-05 | 0.017559 | 0.017557 | 0.017559 | 0.975 | -0.17674 | 0.97931 | -0.14589 | 6.5031
4 | 0.00079757 | 0.000199 | -0.00079751 | -0.00019987 | 6.6871e-08 | -8.7649e-07 | 0.0012169 | 0.0012172 | 0.0012172 | 0.975 | -0.17674 | 0.97492 | -0.17735 | 0.45083
5 | 0.0009207 | 0.00023049 | -0.00092068 | -0.00023074 | 2.6024e-08 | -2.5812e-07 | 0.0013989 | 0.001399 | 0.001399 | 0.97931 | -0.14589 | 0.97928 | -0.14609 | 0.51814
6 | 0.0010032 | 0.00025133 | -0.0010032 | -0.00025143 | 1.2072e-08 | -1.0011e-07 | 0.0015243 | 0.0015244 | 0.0015244 | 0.97931 | -0.14589 | 0.97929 | -0.14598 | 0.56457
7 | -0.013478 | -0.0033795 | 0.013486 | 0.0033819 | 7.1294e-06 | 2.3992e-06 | 0.020481 | 0.02048 | 0.020481 | 0.97931 | -0.14589 | 0.97984 | -0.14207 | 7.5854
8 | 0.015671 | 0.0039067 | -0.015663 | -0.0039036 | 8.743e-06 | 3.045e-06 | 0.023678 | 0.023678 | 0.023678 | 0.98456 | -0.10856 | 0.98399 | -0.11263 | 8.7695
9 | -0.015671 | -0.0039067 | 0.015673 | 0.0039074 | 1.9874e-06 | 6.9211e-07 | 0.023678 | 0.023677 | 0.023678 | 0.98456 | -0.10856 | 0.98469 | -0.10763 | 8.7695
10 | 0.0096791 | 0.0024045 | -0.0096719 | -0.0024024 | 7.2073e-06 | 2.0871e-06 | 0.014629 | 0.01463 | 0.01463 | 0.98399 | -0.11263 | 0.98324 | -0.11811 | 5.4184
11 | 0.0059835 | 0.0014991 | -0.005983 | -0.001499 | 5.4904e-07 | 7.4665e-08 | 0.0090482 | 0.0090483 | 0.0090483 | 0.98399 | -0.11263 | 0.9839 | -0.1133 | 3.3512
12 | -0.015929 | -0.0039713 | 0.015933 | 0.003973 | 4.7964e-06 | 1.6759e-06 | 0.024063 | 0.024063 | 0.024063 | 0.98469 | -0.10763 | 0.985 | -0.10544 | 8.9122
13 | -0.013486 | -0.0033819 | 0.013542 | 0.0034009 | 5.637e-05 | 1.8956e-05 | 0.02048 | 0.020479 | 0.02048 | 0.97984 | -0.14207 | 0.98407 | -0.11202 | 7.5853
14 | -0.014315 | -0.0035947 | 0.014319 | 0.0035959 | 3.5916e-06 | 1.2253e-06 | 0.021649 | 0.021649 | 0.021649 | 0.98407 | -0.11202 | 0.98432 | -0.11022 | 8.0181
15 | -0.0011306 | -0.00028335 | 0.0011308 | 0.00028187 | 2.2402e-07 | -1.4786e-06 | 0.0017086 | 0.0017081 | 0.0017086 | 0.98459 | -0.10839 | 0.98479 | -0.10695 | 0.63282
16 | -0.0016796 | -0.00041942 | 0.0016801 | 0.0004182 | 4.3864e-07 | -1.2211e-06 | 0.0025374 | 0.0025369 | 0.0025374 | 0.98479 | -0.10695 | 0.98506 | -0.10504 | 0.93976
17 | -0.001915 | -0.00047707 | 0.0019151 | 0.00047677 | 1.4908e-07 | -3.0641e-07 | 0.0028917 | 0.0028916 | 0.0028917 | 0.98506 | -0.10504 | 0.98514 | -0.10447 | 1.071
18 | -0.0028982 | -0.00072315 | 0.0028984 | 0.00072304 | 1.7081e-07 | -1.1628e-07 | 0.0043765 | 0.0043765 | 0.0043765 | 0.98514 | -0.10447 | 0.9852 | -0.10404 | 1.6209
19 | -0.0034194 | -0.0008536 | 0.0034202 | 0.0008533 | 8.0481e-07 | -3.0667e-07 | 0.0051633 | 0.0051631 | 0.0051633 | 0.9852 | -0.10404 | 0.98544 | -0.10233 | 1.9123
20 | -7.0634e-05 | -1.7703e-05 | 7.0637e-05 | 1.3185e-05 | 2.4963e-09 | -4.5179e-06 | 0.00010681 | 0.00010539 | 0.00010681 | 0.98404 | -0.11407 | 0.98408 | -0.11375 | 0.039559
21 | 0.0050814 | 0.0012601 | -0.0050666 | -0.0012595 | 1.4777e-05 | 5.9734e-07 | 0.0076787 | 0.0076805 | 0.0076805 | 0.98408 | -0.11375 | 0.98113 | -0.13518 | 2.8446
22 | -0.005152 | -0.0012733 | 0.0051573 | 0.0012735 | 5.2451e-06 | 2.5281e-07 | 0.0077839 | 0.0077833 | 0.0077839 | 0.98408 | -0.11375 | 0.98511 | -0.10619 | 2.8829
23 | 0.0047487 | 0.0011798 | -0.0047478 | -0.0011798 | 9.4059e-07 | -5.5234e-09 | 0.0071984 | 0.0071985 | 0.0071985 | 0.98113 | -0.13518 | 0.98093 | -0.13663 | 2.6661
24 | -0.0090563 | -0.0022502 | 0.0090655 | 0.0022527 | 9.1856e-06 | 2.5293e-06 | 0.013673 | 0.013672 | 0.013673 | 0.98511 | -0.10619 | 0.98614 | -0.098745 | 5.0639
25 | 0.0038991 | 0.00097661 | -0.0038978 | -0.00097687 | 1.2789e-06 | -2.6015e-07 | 0.0058893 | 0.0058896 | 0.0058896 | 0.98511 | -0.10619 | 0.98478 | -0.10856 | 2.1813
26 | 0.0032793 | 0.00081391 | -0.003279 | -0.00081404 | 3.0192e-07 | -1.3095e-07 | 0.0049718 | 0.0049718 | 0.0049718 | 0.98093 | -0.13663 | 0.98083 | -0.13731 | 1.8414
27 | 0.0014684 | 0.00036593 | -0.0014683 | -0.00036631 | 1.0489e-07 | -3.8754e-07 | 0.0022268 | 0.0022269 | 0.0022269 | 0.98093 | -0.13663 | 0.98085 | -0.13716 | 0.82479
28 | -0.0093381 | -0.0023197 | 0.0093835 | 0.0023325 | 4.5379e-05 | 1.2751e-05 | 0.014083 | 0.014081 | 0.014083 | 0.98614 | -0.098745 | 0.99109 | -0.063135 | 5.216
29 | 0.00027259 | 6.7022e-05 | -0.00027258 | -6.8314e-05 | 1.0709e-08 | -1.2915e-06 | 0.00041086 | 0.00041131 | 0.00041131 | 0.98614 | -0.098745 | 0.9861 | -0.099034 | 0.15234
30 | 0.0027566 | 0.00068644 | -0.0027556 | -0.00068722 | 1.0028e-06 | -7.7436e-07 | 0.0041805 | 0.0041809 | 0.0041809 | 0.98083 | -0.13731 | 0.98046 | -0.13997 | 1.5485
31 | 0.00052241 | 0.0001276 | -0.00052233 | -0.00013036 | 8.677e-08 | -2.765e-06 | 0.00079137 | 0.00079236 | 0.00079236 | 0.98083 | -0.13731 | 0.98066 | -0.13855 | 0.29347
32 | 0.00026917 | 6.72e-05 | -0.00026916 | -6.7459e-05 | 2.1437e-09 | -2.5928e-07 | 0.00040825 | 0.00040834 | 0.00040834 | 0.98085 | -0.13716 | 0.98085 | -0.13721 | 0.15124
33 | 0.0011991 | 0.00029912 | -0.0011991 | -0.00029939 | 4.8001e-08 | -2.7506e-07 | 0.0018187 | 0.0018188 | 0.0018188 | 0.98085 | -0.13716 | 0.98081 | -0.13745 | 0.67362
34 | 0.00052143 | 0.00012971 | -0.0005214 | -0.00013068 | 2.8978e-08 | -9.6564e-07 | 0.00078253 | 0.00078288 | 0.00078288 | 0.99109 | -0.063135 | 0.99103 | -0.063539 | 0.28996
35 | -0.0099049 | -0.0024622 | 0.0099635 | 0.0024792 | 5.8577e-05 | 1.702e-05 | 0.014864 | 0.014862 | 0.014864 | 0.99109 | -0.063135 | 0.99714 | -0.019893 | 5.5052
36 | -0.0034202 | -0.0008533 | 0.0034216 | 0.00085276 | 1.3989e-06 | -5.3391e-07 | 0.0051631 | 0.0051627 | 0.0051631 | 0.98544 | -0.10233 | 0.98585 | -0.099347 | 1.9123
37 | -0.0003444 | -8.6314e-05 | 0.00034442 | 8.4489e-05 | 2.5135e-08 | -1.8249e-06 | 0.00052462 | 0.00052397 | 0.00052462 | 0.97683 | -0.1651 | 0.97691 | -0.16456 | 0.1943
38 | -0.0018278 | -0.00045627 | 0.0018279 | 0.00045608 | 8.2125e-08 | -1.8111e-07 | 0.0027835 | 0.0027834 | 0.0027835 | 0.97691 | -0.16456 | 0.97695 | -0.16423 | 1.0309
39 | -0.0018279 | -0.00045608 | 0.001831 | 0.00044923 | 3.0983e-06 | -6.8556e-06 | 0.0027834 | 0.0027805 | 0.0027834 | 0.97695 | -0.16423 | 0.97866 | -0.15169 | 1.0309
40 | 0.0033605 | 0.00083485 | -0.0033545 | -0.00083719 | 6.0741e-06 | -2.3433e-06 | 0.0051069 | 0.0051086 | 0.0051086 | 0.97866 | -0.15169 | 0.97684 | -0.16492 | 1.8921
41 | -0.0051915 | -0.0012841 | 0.0052115 | 0.0012853 | 1.9988e-05 | 1.1903e-06 | 0.0078875 | 0.0078852 | 0.0078875 | 0.97866 | -0.15169 | 0.98255 | -0.12313 | 2.9213
42 | 0.0033545 | 0.00083719 | -0.0033489 | -0.00083932 | 5.5504e-06 | -2.1234e-06 | 0.0051086 | 0.0051101 | 0.0051101 | 0.97684 | -0.16492 | 0.97517 | -0.17694 | 1.8926
43 | -0.005929 | -0.0014651 | 0.0059298 | 0.0014652 | 8.2385e-07 | 1.0909e-07 | 0.0089717 | 0.0089716 | 0.0089717 | 0.98255 | -0.12313 | 0.98269 | -0.12209 | 3.3229
44 | 0.0014378 | 0.00035987 | -0.0014377 | -0.00036015 | 7.4034e-08 | -2.8226e-07 | 0.0021881 | 0.0021882 | 0.0021882 | 0.97768 | -0.15811 | 0.97763 | -0.15849 | 0.81044
45 | -0.0034092 | -0.00085371 | 0.0034219 | 0.00084909 | 1.2647e-05 | -4.6192e-06 | 0.0051885 | 0.0051851 | 0.0051885 | 0.97768 | -0.15811 | 0.98143 | -0.13108 | 1.9217
46 | 0.0019715 | 0.00049384 | -0.0019714 | -0.00049403 | 1.046e-07 | -1.9324e-07 | 0.0030005 | 0.0030005 | 0.0030005 | 0.97768 | -0.15811 | 0.97763 | -0.1585 | 1.1113
47 | 0.0014377 | 0.00036015 | -0.0014376 | -0.00036031 | 4.0746e-08 | -1.5532e-07 | 0.0021882 | 0.0021882 | 0.0021882 | 0.97763 | -0.15849 | 0.9776 | -0.15869 | 0.81046
48 | 0.0029194 | 0.00073129 | -0.0029191 | -0.0007315 | 3.1819e-07 | -2.0648e-07 | 0.0044262 | 0.0044263 | 0.0044263 | 0.98143 | -0.13108 | 0.98132 | -0.13187 | 1.6394
49 | 0.010258 | 0.0025592 | -0.010198 | -0.0025561 | 6.0113e-05 | 3.1119e-06 | 0.015549 | 0.015557 | 0.015557 | 0.98143 | -0.13108 | 0.97549 | -0.17372 | 2.8808
50 | 0.0013285 | 0.00033281 | -0.0013285 | -0.00033295 | 3.1302e-08 | -1.4419e-07 | 0.0020142 | 0.0020143 | 0.0020143 | 0.98143 | -0.13108 | 0.9814 | -0.13125 | 0.74603
51 | 0.00029501 | 6.8919e-05 | -0.00029496 | -7.3808e-05 | 4.83e-08 | -4.8894e-06 | 0.00044555 | 0.00044724 | 0.00044724 | 0.98143 | -0.13108 | 0.98126 | -0.13235 | 0.16565
52 | -0.018223 | -0.0045413 | 0.018239 | 0.0045436 | 1.5541e-05 | 2.2611e-06 | 0.02762 | 0.027619 | 0.02762 | 0.98143 | -0.13108 | 0.98229 | -0.12485 | 3.4099
53 | 0.0013141 | 0.0003293 | -0.0013141 | -0.00032934 | 8.405e-09 | -3.8985e-08 | 0.0020001 | 0.0020001 | 0.0020001 | 0.97763 | -0.1585 | 0.97762 | -0.15854 | 0.74078
54 | -0.1043 | -0.026245 | 0.10439 | 0.026282 | 9.6494e-05 | 3.6366e-05 | 0.15583 | 0.15583 | 0.15583 | 0.99619 | -0.026516 | 0.99714 | -0.019893 | 19.238
55 | 0.10235 | 0.025757 | -0.10143 | -0.025413 | 0.00091195 | 0.00034349 | 0.15291 | 0.15291 | 0.15291 | 0.99619 | -0.026516 | 0.98703 | -0.090923 | 18.8783
56 | 0.0019526 | 0.00048859 | -0.0019523 | -0.00048929 | 3.4028e-07 | -7.0363e-07 | 0.0029164 | 0.0029167 | 0.0029167 | 0.99619 | -0.026516 | 0.99601 | -0.027777 | 1.0803
57 | 0.063627 | 0.016019 | -0.063092 | -0.015814 | 0.00053522 | 0.00020462 | 0.094975 | 0.094975 | 0.094975 | 0.99714 | -0.019893 | 0.98849 | -0.08063 | 35.1761
58 | -0.17798 | -0.04478 | 0.17821 | 0.044865 | 0.00022431 | 8.5676e-05 | 0.26566 | 0.26566 | 0.26566 | 0.99714 | -0.019893 | 0.99843 | -0.010871 | 32.7981
59 | 0.0033329 | 0.00083498 | -0.0033329 | -0.00083502 | 8.9385e-08 | -3.814e-08 | 0.0050245 | 0.0050245 | 0.0050245 | 0.98703 | -0.090923 | 0.987 | -0.091116 | 1.8609
60 | 0.063946 | 0.016011 | -0.063917 | -0.016 | 2.946e-05 | 1.0747e-05 | 0.096397 | 0.096398 | 0.096398 | 0.98703 | -0.090923 | 0.98656 | -0.094258 | 11.9009
61 | 0.034154 | 0.0085677 | -0.034095 | -0.0085455 | 5.8738e-05 | 2.2139e-05 | 0.051492 | 0.051493 | 0.051493 | 0.98703 | -0.090923 | 0.98528 | -0.10334 | 19.0713
62 | 0.00029496 | 7.3808e-05 | -0.00029496 | -7.3923e-05 | 1.1405e-09 | -1.1497e-07 | 0.00044724 | 0.00044728 | 0.00044728 | 0.98126 | -0.13235 | 0.98126 | -0.13237 | 0.16566
63 | 0.0012195 | 0.00030527 | -0.0012194 | -0.00030561 | 6.171e-08 | -3.4312e-07 | 0.0018472 | 0.0018473 | 0.0018473 | 0.98229 | -0.12485 | 0.98224 | -0.12522 | 0.68418
64 | -0.024746 | -0.0061715 | 0.02478 | 0.0061801 | 3.4017e-05 | 8.6547e-06 | 0.037475 | 0.037473 | 0.037475 | 0.98229 | -0.12485 | 0.98368 | -0.11483 | 4.6265
65 | 0.0046482 | 0.0011626 | -0.0046434 | -0.0011627 | 4.8455e-06 | -1.1709e-07 | 0.0070405 | 0.0070412 | 0.0070412 | 0.98229 | -0.12485 | 0.98123 | -0.13241 | 2.6078
66 | 0.00063915 | 0.00016 | -0.00063914 | -0.00016018 | 8.5498e-09 | -1.8174e-07 | 0.00096814 | 0.00096821 | 0.00096821 | 0.98229 | -0.12485 | 0.98228 | -0.12495 | 0.3586
67 | -0.02478 | -0.0061801 | 0.024781 | 0.0061806 | 1.7044e-06 | 4.3328e-07 | 0.037473 | 0.037473 | 0.037473 | 0.98368 | -0.11483 | 0.98375 | -0.11433 | 4.6263
68 | 0.001205 | 0.00030172 | -0.0012049 | -0.00030195 | 4.0477e-08 | -2.2982e-07 | 0.0018272 | 0.0018273 | 0.0018273 | 0.98123 | -0.13241 | 0.9812 | -0.13265 | 0.67678
69 | 0.0034384 | 0.000861 | -0.0034381 | -0.00086109 | 2.3186e-07 | -8.3457e-08 | 0.005214 | 0.005214 | 0.005214 | 0.98123 | -0.13241 | 0.98116 | -0.1329 | 1.9311
70 | 0.0021261 | 0.00053277 | -0.0021261 | -0.00053284 | 4.8239e-08 | -7.541e-08 | 0.0032239 | 0.0032239 | 0.0032239 | 0.98132 | -0.13187 | 0.98129 | -0.13203 | 1.1941
71 | 0.010198 | 0.0025561 | -0.010195 | -0.0025551 | 3.3998e-06 | 1.0266e-06 | 0.015557 | 0.015557 | 0.015557 | 0.97549 | -0.17372 | 0.97516 | -0.17613 | 5.7617
72 | 0.024551 | 0.0061534 | -0.024549 | -0.0061526 | 2.1903e-06 | 8.0993e-07 | 0.037079 | 0.037079 | 0.037079 | 0.98528 | -0.10334 | 0.98519 | -0.10399 | 13.7328
73 | 0.0095441 | 0.0023921 | -0.0095392 | -0.0023907 | 4.9004e-06 | 1.4036e-06 | 0.014414 | 0.014414 | 0.014414 | 0.98528 | -0.10334 | 0.98476 | -0.10705 | 5.3386
74 | 0.0033329 | 0.00083502 | -0.0033325 | -0.00083519 | 4.0247e-07 | -1.7167e-07 | 0.0050245 | 0.0050247 | 0.0050247 | 0.987 | -0.091116 | 0.98688 | -0.091989 | 1.861
75 | 0.061752 | 0.015457 | -0.061715 | -0.015444 | 3.7107e-05 | 1.3484e-05 | 0.093133 | 0.093133 | 0.093133 | 0.98656 | -0.094258 | 0.98595 | -0.098612 | 11.4979
76 | -0.027203 | -0.0067876 | 0.027205 | 0.0067882 | 2.1241e-06 | 5.8708e-07 | 0.041137 | 0.041137 | 0.041137 | 0.98375 | -0.11433 | 0.98383 | -0.11376 | 5.0786
77 | 0.00078695 | 0.0001972 | -0.00078695 | -0.00019723 | 2.3297e-09 | -3.2213e-08 | 0.0011934 | 0.0011934 | 0.0011934 | 0.9812 | -0.13265 | 0.9812 | -0.13267 | 0.44201
78 | 0.0034381 | 0.00086109 | -0.0034381 | -0.00086112 | 7.6946e-08 | -2.769e-08 | 0.005214 | 0.005214 | 0.005214 | 0.98116 | -0.1329 | 0.98114 | -0.13306 | 1.9311
79 | -0.0068605 | -0.0016984 | 0.0068625 | 0.0016988 | 2.05e-06 | 4.021e-07 | 0.010381 | 0.010381 | 0.010381 | 0.98269 | -0.12209 | 0.98299 | -0.11988 | 3.8448
80 | 0.043563 | 0.010918 | -0.043497 | -0.010893 | 6.6729e-05 | 2.5347e-05 | 0.065578 | 0.065578 | 0.065578 | 0.98849 | -0.08063 | 0.98692 | -0.091711 | 24.2882
81 | 0.019528 | 0.0048959 | -0.019514 | -0.0048907 | 1.4194e-05 | 5.122e-06 | 0.029397 | 0.029397 | 0.029397 | 0.98849 | -0.08063 | 0.98775 | -0.08588 | 10.8879
82 | -0.18049 | -0.045436 | 0.18064 | 0.045494 | 0.00015166 | 5.7934e-05 | 0.26906 | 0.26906 | 0.26906 | 0.99843 | -0.010871 | 0.9993 | -0.0048603 | 33.2169
83 | 0.053912 | 0.013488 | -0.053877 | -0.013476 | 3.5239e-05 | 1.2575e-05 | 0.081357 | 0.081358 | 0.081358 | 0.98595 | -0.098612 | 0.98529 | -0.10335 | 10.0442
84 | 0.0026018 | 0.00065183 | -0.0026016 | -0.00065202 | 2.0258e-07 | -1.8829e-07 | 0.003935 | 0.0039351 | 0.0039351 | 0.98383 | -0.11376 | 0.98375 | -0.11433 | 1.4575
85 | -0.029807 | -0.00744 | 0.029815 | 0.0074421 | 7.3577e-06 | 2.1664e-06 | 0.045072 | 0.045071 | 0.045072 | 0.98383 | -0.11376 | 0.98408 | -0.11197 | 5.5644
86 | 0.0025726 | 0.0006442 | -0.0025721 | -0.00064464 | 4.5618e-07 | -4.3097e-07 | 0.0039014 | 0.0039016 | 0.0039016 | 0.98114 | -0.13306 | 0.98096 | -0.13434 | 1.4451
87 | 0.0013054 | 0.00032667 | -0.0013053 | -0.00032713 | 9.7101e-08 | -4.6268e-07 | 0.0019809 | 0.0019811 | 0.0019811 | 0.98046 | -0.13997 | 0.98039 | -0.14051 | 0.73375
88 | 0.0014502 | 0.00036055 | -0.0014497 | -0.00036261 | 5.4307e-07 | -2.0573e-06 | 0.0021999 | 0.0022008 | 0.0022008 | 0.98046 | -0.13997 | 0.98009 | -0.1427 | 0.81509
89 | 0.0002687 | 6.68e-05 | -0.00026869 | -6.7341e-05 | 4.4644e-09 | -5.4156e-07 | 0.00040752 | 0.00040771 | 0.00040771 | 0.98066 | -0.13855 | 0.98065 | -0.13867 | 0.151
90 | 0.0011991 | 0.00029939 | -0.001199 | -0.00029996 | 9.9111e-08 | -5.6774e-07 | 0.0018188 | 0.001819 | 0.001819 | 0.98081 | -0.13745 | 0.98073 | -0.13805 | 0.6737
91 | 0.00028935 | 7.1977e-05 | -0.00028934 | -7.2219e-05 | 2.3069e-09 | -2.4132e-07 | 0.00043882 | 0.00043891 | 0.00043891 | 0.98073 | -0.13805 | 0.98072 | -0.13811 | 0.16256
92 | 0.00043954 | 0.00010985 | -0.00043954 | -0.00011016 | 6.7929e-09 | -3.0548e-07 | 0.00066723 | 0.00066734 | 0.00066734 | 0.98009 | -0.1427 | 0.98007 | -0.14281 | 0.24716
93 | 0.0010102 | 0.00025275 | -0.0010101 | -0.0002531 | 4.256e-08 | -3.4907e-07 | 0.0015335 | 0.0015337 | 0.0015337 | 0.98009 | -0.1427 | 0.98004 | -0.14301 | 0.56802
94 | 0.00028934 | 7.2219e-05 | -0.00028934 | -7.2516e-05 | 2.8395e-09 | -2.969e-07 | 0.00043891 | 0.00043901 | 0.00043901 | 0.98072 | -0.13811 | 0.98071 | -0.13818 | 0.1626
95 | -0.01455 | -0.0036538 | 0.014551 | 0.0036541 | 8.2145e-07 | 2.8136e-07 | 0.021998 | 0.021998 | 0.021998 | 0.98432 | -0.11022 | 0.98438 | -0.10981 | 8.1473
96 | 0.0073617 | 0.0018239 | -0.00736 | -0.0018235 | 1.7697e-06 | 3.9055e-07 | 0.011134 | 0.011134 | 0.011134 | 0.98324 | -0.11811 | 0.98299 | -0.11988 | 4.1236
97 | 0.0016904 | 0.0004232 | -0.0016903 | -0.00042337 | 6.0576e-08 | -1.6485e-07 | 0.0025581 | 0.0025581 | 0.0025581 | 0.98324 | -0.11811 | 0.9832 | -0.11837 | 0.94745
98 | 0.0045019 | 0.0011278 | -0.0045015 | -0.0011279 | 4.6867e-07 | -2.5501e-08 | 0.0068084 | 0.0068084 | 0.0068084 | 0.9839 | -0.1133 | 0.9838 | -0.11405 | 2.5216
99 | -0.031829 | -0.007965 | 0.031834 | 0.007967 | 5.3807e-06 | 2.022e-06 | 0.048079 | 0.048079 | 0.048079 | 0.985 | -0.10544 | 0.98517 | -0.10421 | 17.807
100 | 0.015896 | 0.003992 | -0.015891 | -0.0039906 | 4.1496e-06 | 1.4493e-06 | 0.024016 | 0.024016 | 0.024016 | 0.985 | -0.10544 | 0.98473 | -0.10731 | 8.8948
101 | 0.00079095 | 0.00019817 | -0.00079095 | -0.00019823 | 4.0974e-09 | -5.5796e-08 | 0.0012009 | 0.0012009 | 0.0012009 | 0.98004 | -0.14301 | 0.98004 | -0.14305 | 0.44478
102 | -0.0049801 | -0.0012428 | 0.0049816 | 0.0012428 | 1.5156e-06 | 3.4351e-08 | 0.0075149 | 0.0075147 | 0.0075149 | 0.98585 | -0.099347 | 0.98616 | -0.09713 | 2.7833
103 | 0.0015585 | 0.00039004 | -0.0015584 | -0.00039048 | 1.323e-07 | -4.3763e-07 | 0.0023522 | 0.0023524 | 0.0023524 | 0.98585 | -0.099347 | 0.98577 | -0.099961 | 0.87125
104 | -0.041844 | -0.010475 | 0.041875 | 0.010487 | 3.1336e-05 | 1.1891e-05 | 0.063134 | 0.063134 | 0.063134 | 0.98616 | -0.09713 | 0.98692 | -0.091711 | 23.3829
105 | 0.036862 | 0.0092318 | -0.036826 | -0.0092182 | 3.6048e-05 | 1.3626e-05 | 0.055619 | 0.055619 | 0.055619 | 0.98616 | -0.09713 | 0.98517 | -0.10421 | 20.5997
106 | 0.00124 | 0.00031069 | -0.00124 | -0.00031078 | 1.634e-08 | -8.8996e-08 | 0.0018718 | 0.0018718 | 0.0018718 | 0.98577 | -0.099961 | 0.98575 | -0.10006 | 0.69327
107 | 0.015211 | 0.0038126 | -0.015207 | -0.0038114 | 3.5551e-06 | 1.2285e-06 | 0.022915 | 0.022915 | 0.022915 | 0.98775 | -0.08588 | 0.98751 | -0.087569 | 8.4871
108 | 0.004303 | 0.0010781 | -0.0043025 | -0.0010782 | 4.9469e-07 | -5.1188e-08 | 0.0064823 | 0.0064824 | 0.0064824 | 0.98775 | -0.08588 | 0.98763 | -0.086711 | 2.4009
109 | -0.18143 | -0.045693 | 0.18144 | 0.045695 | 5.8893e-06 | 2.2499e-06 | 0.27024 | 0.27024 | 0.27024 | 0.9993 | -0.0048603 | 0.99933 | -0.0046281 | 33.3633
110 | 0.012863 | 0.0032239 | -0.012863 | -0.0032238 | 2.0588e-07 | 6.7949e-08 | 0.019383 | 0.019383 | 0.019383 | 0.98751 | -0.087569 | 0.98749 | -0.087684 | 7.179
111 | 0.0017793 | 0.00044582 | -0.0017793 | -0.00044593 | 4.4296e-08 | -1.0936e-07 | 0.0026808 | 0.0026808 | 0.0026808 | 0.98763 | -0.086711 | 0.9876 | -0.086891 | 0.99289
112 | 0.015142 | 0.0038027 | -0.015136 | -0.0038009 | 5.2582e-06 | 1.8177e-06 | 0.022883 | 0.022883 | 0.022883 | 0.98473 | -0.10731 | 0.98438 | -0.10981 | 8.4753
113 | -0.001893 | -0.00047443 | 0.0018931 | 0.00047415 | 1.3437e-07 | -2.8178e-07 | 0.0028634 | 0.0028633 | 0.0028634 | 0.98372 | -0.11456 | 0.9838 | -0.11405 | 1.0605
114 | 0.0012716 | 0.00031843 | -0.0012716 | -0.00031848 | 1.0655e-08 | -5.4374e-08 | 0.0019244 | 0.0019245 | 0.0019245 | 0.9832 | -0.11837 | 0.98319 | -0.11843 | 0.71276
115 | 0.00028353 | 7.0845e-05 | -0.00028353 | -7.1059e-05 | 1.9476e-09 | -2.1425e-07 | 0.00042903 | 0.00042911 | 0.00042911 | 0.98319 | -0.11843 | 0.98319 | -0.11848 | 0.15893
116 | 0.0089876 | 0.0022525 | -0.0089851 | -0.0022518 | 2.5013e-06 | 6.8253e-07 | 0.013543 | 0.013543 | 0.013543 | 0.98749 | -0.087684 | 0.98721 | -0.089695 | 5.016
117 | 0.0050099 | 0.0012556 | -0.0050098 | -0.0012556 | 1.9308e-07 | 4.8872e-09 | 0.0075515 | 0.0075515 | 0.0075515 | 0.98721 | -0.089695 | 0.98717 | -0.089973 | 2.7968
118 | -0.002473 | -0.00061903 | 0.0024731 | 0.00061898 | 5.3609e-08 | -5.728e-08 | 0.0037412 | 0.0037412 | 0.0037412 | 0.98354 | -0.11581 | 0.98356 | -0.11566 | 1.3856
119 | 0.0010661 | 0.00026643 | -0.001066 | -0.00026717 | 1.0028e-07 | -7.4538e-07 | 0.0016127 | 0.001613 | 0.001613 | 0.98354 | -0.11581 | 0.98345 | -0.1165 | 0.5974
120 | -0.0047003 | -0.0011772 | 0.0047011 | 0.0011771 | 8.5332e-07 | -1.5129e-08 | 0.0071107 | 0.0071106 | 0.0071107 | 0.98356 | -0.11566 | 0.98375 | -0.11434 | 2.6336
121 | -0.007163 | -0.0017941 | 0.0071642 | 0.0017944 | 1.2194e-06 | 2.576e-07 | 0.010834 | 0.010834 | 0.010834 | 0.98375 | -0.11434 | 0.98392 | -0.11311 | 4.0127
122 | -0.0082341 | -0.0020625 | 0.0082354 | 0.0020629 | 1.3067e-06 | 3.3103e-07 | 0.012452 | 0.012452 | 0.012452 | 0.98392 | -0.11311 | 0.98408 | -0.11197 | 4.612
123 | -0.03805 | -0.009505 | 0.03806 | 0.0095082 | 9.6125e-06 | 3.1647e-06 | 0.057524 | 0.057523 | 0.057524 | 0.98408 | -0.11197 | 0.98434 | -0.11013 | 7.1017
124 | 0.044915 | 0.01123 | -0.044906 | -0.011226 | 9.1665e-06 | 3.1596e-06 | 0.067823 | 0.067823 | 0.067823 | 0.98528 | -0.10339 | 0.98507 | -0.10487 | 8.3732
125 | -0.049695 | -0.012428 | 0.049695 | 0.012428 | 2.6912e-07 | 9.4729e-08 | 0.075042 | 0.075042 | 0.075042 | 0.98528 | -0.10339 | 0.98529 | -0.10335 | 9.2644
126 | 0.042886 | 0.01072 | -0.042881 | -0.010718 | 4.8627e-06 | 1.6575e-06 | 0.064771 | 0.064771 | 0.064771 | 0.98507 | -0.10487 | 0.98496 | -0.1057 | 7.9965
127 | 0.041067 | 0.010264 | -0.041042 | -0.010256 | 2.5049e-05 | 8.4401e-06 | 0.062032 | 0.062032 | 0.062032 | 0.98496 | -0.1057 | 0.98434 | -0.11013 | 7.6583
128 | 0.0018135 | 0.0004543 | -0.0018135 | -0.0004545 | 8.2067e-08 | -1.9143e-07 | 0.0027397 | 0.0027398 | 0.0027398 | 0.98496 | -0.1057 | 0.98491 | -0.10602 | 1.0147
129 | -0.18399 | -0.046335 | 0.18411 | 0.04638 | 0.0001191 | 4.5509e-05 | 0.27404 | 0.27404 | 0.27404 | 0.99933 | -0.0046281 | 1 | 0 | 33.8322

## res_trafo
| p_hv_mw | q_hv_mvar | p_lv_mw | q_lv_mvar | pl_mw | ql_mvar | i_hv_ka | i_lv_ka | vm_hv_pu | va_hv_degree | vm_lv_pu | va_lv_degree | loading_percent
0 | 2.5187e-16 | 8.8016e-16 | 0.00079998 | 7.4552e-08 | 0.00079998 | 7.4552e-08 | 2.6429e-17 | 0.0011547 | 0.99998 | 149.9947 | 1 | 0 | 0.31999

## res_ext_grid
| p_mw | q_mvar
0 | 0.18719 | 0.046952

## res_load
| p_mw | q_mvar
0 | 8.8117e-05 | 2.2084e-05
1 | 0.010599 | 0.0026563
2 | 0.00079751 | 0.00019987
3 | 0.00025515 | 6.3947e-05
4 | 0.00077329 | 0.00019381
5 | 0.00092068 | 0.00023074
6 | 0.0010032 | 0.00025143
7 | 0.0011306 | 0.00028335
8 | 0.00054884 | 0.00013755
9 | 0.00023492 | 5.8876e-05
10 | 0.00098309 | 0.00024639
11 | 0.00052097 | 0.00013057
12 | 7.0634e-05 | 1.7703e-05
13 | 0.0003179 | 7.9673e-05
14 | 0.0038978 | 0.00097687
15 | 0.00027258 | 6.8314e-05
16 | 0.0003444 | 8.6314e-05
17 | 0.0014834 | 0.00037178
18 | 0.00071746 | 0.00017981
19 | 0.00065729 | 0.00016473
20 | 0.0019523 | 0.00048929
21 | 0.00029496 | 7.3923e-05
22 | 0.0012194 | 0.00030561
23 | 0.00063914 | 0.00016018
24 | 0.00079295 | 0.00019873
25 | 0.0013285 | 0.00033295
26 | 0.024549 | 0.0061526
27 | 0.0095392 | 0.0023907
28 | 0.0021646 | 0.0005425
29 | 0.010195 | 0.0025551
30 | 0.0024219 | 0.000607
31 | 0.00041799 | 0.00010476
32 | 0.0033489 | 0.00083932
33 | 0.00093066 | 0.00023324
34 | 0.0014376 | 0.00036031
35 | 0.0013141 | 0.00032934
36 | 0.0022762 | 0.00057047
37 | 0.0021261 | 0.00053284
38 | 0.0033325 | 0.00083519
39 | 0.0078026 | 0.0019555
40 | 0.00078695 | 0.00019723
41 | 0.00086549 | 0.00021691
42 | 0.00025363 | 6.3565e-05
43 | 0.00090965 | 0.00022798
44 | 0.00026916 | 6.7459e-05
45 | 0.0013053 | 0.00032713
46 | 0.00026869 | 6.7341e-05
47 | 0.00023092 | 5.7875e-05
48 | 0.00061981 | 0.00015534
49 | 0.0014811 | 0.00037119
50 | 0.00021917 | 5.4928e-05
51 | 0.00079095 | 0.00019823
52 | 0.00043954 | 0.00011016
53 | 0.00028934 | 7.2516e-05
54 | 0.00031838 | 7.9793e-05
55 | 0.0005214 | 0.00013068
56 | 0.0016212 | 0.00040632
57 | 0.0049922 | 0.0012512
58 | 0.00124 | 0.00031078
59 | 0.00079635 | 0.00019958
60 | 0.0023439 | 0.00058744
61 | 0.0025232 | 0.00063238
62 | 0.00074969 | 0.00018789
63 | 0.00058581 | 0.00014682
64 | 0.001893 | 0.00047443
65 | 0.0026083 | 0.00065371
66 | 0.00049742 | 0.00012467
67 | 0.00041871 | 0.00010494
68 | 0.00098809 | 0.00024764
69 | 0.00028353 | 7.1059e-05
70 | 0.0017793 | 0.00044593
71 | 0.0038757 | 0.00097134
72 | 0.0039751 | 0.00099626
73 | 0.0050098 | 0.0012556
74 | 0.0014069 | 0.0003526
75 | 0.0022272 | 0.00055818
76 | 0.001066 | 0.00026717
77 | 0.0024618 | 0.000617
78 | 0.0010699 | 0.00026814
79 | 0.00478 | 0.001198
80 | 0.0020203 | 0.00050634
81 | 0.0041819 | 0.0010481
82 | 0.0029825 | 0.0007475
83 | 0.0018135 | 0.0004545
84 | 0.0026016 | 0.00065202
85 | 0.0025721 | 0.00064464
86 | 0.002551 | 0.00063935
87 | 0.0022792 | 0.00057122

## dtypes
| element | column | dtype
0 | bus | name | object
1 | bus | vn_kv | float64
2 | bus | type | object
3 | bus | zone | object
4 | bus | in_service | bool
5 | load | name | object
6 | load | bus | uint32
7 | load | p_mw | float64
8 | load | q_mvar | float64
9 | load | const_z_percent | float64
10 | load | const_i_percent | float64
11 | load | sn_mva | float64
12 | load | scaling | float64
13 | load | in_service | bool
14 | load | type | object
15 | ext_grid | name | object
16 | ext_grid | bus | uint32
17 | ext_grid | vm_pu | float64
18 | ext_grid | va_degree | float64
19 | ext_grid | slack_weight | float64
20 | ext_grid | in_service | bool
21 | line | name | object
22 | line | std_type | object
23 | line | from_bus | uint32
24 | line | to_bus | uint32
25 | line | length_km | float64
26 | line | r_ohm_per_km | float64
27 | line | x_ohm_per_km | float64
28 | line | c_nf_per_km | float64
29 | line | g_us_per_km | float64
30 | line | max_i_ka | float64
31 | line | df | float64
32 | line | parallel | uint32
33 | line | type | object
34 | line | in_service | bool
35 | trafo | name | object
36 | trafo | std_type | object
37 | trafo | hv_bus | uint32
38 | trafo | lv_bus | uint32
39 | trafo | sn_mva | float64
40 | trafo | vn_hv_kv | float64
41 | trafo | vn_lv_kv | float64
42 | trafo | vk_percent | float64
43 | trafo | vkr_percent | float64
44 | trafo | pfe_kw | float64
45 | trafo | i0_percent | float64
46 | trafo | shift_degree | float64
47 | trafo | tap_side | object
48 | trafo | tap_neutral | int32
49 | trafo | tap_min | int32
50 | trafo | tap_max | int32
51 | trafo | tap_step_percent | float64
52 | trafo | tap_step_degree | float64
53 | trafo | tap_pos | int32
54 | trafo | tap_phase_shifter | bool
55 | trafo | parallel | uint32
56 | trafo | df | float64
57 | trafo | in_service | bool
58 | line_geodata | coords | object
59 | bus_geodata | x | float64
60 | bus_geodata | y | float64
61 | bus_geodata | coords | object
62 | res_bus | vm_pu | float64
63 | res_bus | va_degree | float64
64 | res_bus | p_mw | float64
65 | res_bus | q_mvar | float64
66 | res_line | p_from_mw | float64
67 | res_line | q_from_mvar | float64
68 | res_line | p_to_mw | float64
69 | res_line | q_to_mvar | float64
70 | res_line | pl_mw | float64
71 | res_line | ql_mvar | float64
72 | res_line | i_from_ka | float64
73 | res_line | i_to_ka | float64
74 | res_line | i_ka | float64
75 | res_line | vm_from_pu | float64
76 | res_line | va_from_degree | float64
77 | res_line | vm_to_pu | float64
78 | res_line | va_to_degree | float64
79 | res_line | loading_percent | float64
80 | res_trafo | p_hv_mw | float64
81 | res_trafo | q_hv_mvar | float64
82 | res_trafo | p_lv_mw | float64
83 | res_trafo | q_lv_mvar | float64
84 | res_trafo | pl_mw | float64
85 | res_trafo | ql_mvar | float64
86 | res_trafo | i_hv_ka | float64
87 | res_trafo | i_lv_ka | float64
88 | res_trafo | vm_hv_pu | float64
89 | res_trafo | va_hv_degree | float64
90 | res_trafo | vm_lv_pu | float64
91 | res_trafo | va_lv_degree | float64
92 | res_trafo | loading_percent | float64
93 | res_ext_grid | p_mw | float64
94 | res_ext_grid | q_mvar | float64
95 | res_load | p_mw | float64
96 | res_load | q_mvar | float64

## parameters
| version | format_version | converged | OPF_converged | name | f_hz | sn_mva
0 | 2.14.6 | 2.14.0 | TRUE | FALSE |  | 50 | 1