## bus
| name | vn_kv | type | zone | in_service
0 | bus_LV_1150-4_0_2_node_0 | 0.4 | n |  | TRUE
1 | bus_LV_1150-4_0_2_node_1 | 0.4 | n |  | TRUE
2 | bus_LV_1150-4_0_2_node_2 | 0.4 | n |  | TRUE
3 | bus_LV_1150-4_0_2_node_3 | 0.4 | n |  | TRUE
4 | bus_LV_1150-4_0_2_node_124 | 0.4 | n |  | TRUE
5 | bus_LV_1150-4_0_2_node_68 | 0.4 | n |  | TRUE
6 | bus_LV_1150-4_0_2_node_121 | 0.4 | n |  | TRUE
7 | bus_LV_1150-4_0_2_node_160 | 0.4 | n |  | TRUE
8 | bus_LV_1150-4_0_2_node_74 | 0.4 | n |  | TRUE
9 | bus_LV_1150-4_0_2_node_46 | 0.4 | n |  | TRUE
10 | bus_LV_1150-4_0_2_node_122 | 0.4 | n |  | TRUE
11 | bus_LV_1150-4_0_2_node_4 | 0.4 | n |  | TRUE
12 | bus_LV_1150-4_0_2_node_5 | 0.4 | n |  | TRUE
13 | bus_LV_1150-4_0_2_node_7 | 0.4 | n |  | TRUE
14 | bus_LV_1150-4_0_2_node_61 | 0.4 | n |  | TRUE
15 | bus_LV_1150-4_0_2_node_63 | 0.4 | n |  | TRUE
16 | bus_LV_1150-4_0_2_node_60 | 0.4 | n |  | TRUE
17 | bus_LV_1150-4_0_2_node_43 | 0.4 | n |  | TRUE
18 | bus_LV_1150-4_0_2_node_44 | 0.4 | n |  | TRUE
19 | bus_LV_1150-4_0_2_node_45 | 0.4 | n |  | TRUE
20 | bus_LV_1150-4_0_2_node_47 | 0.4 | n |  | TRUE
21 | bus_LV_1150-4_0_2_node_67 | 0.4 | n |  | TRUE
22 | bus_LV_1150-4_0_2_node_77 | 0.4 | n |  | TRUE
23 | bus_LV_1150-4_0_2_node_66 | 0.4 | n |  | TRUE
24 | bus_LV_1150-4_0_2_node_81 | 0.4 | n |  | TRUE
25 | bus_LV_1150-4_0_2_node_48 | 0.4 | n |  | TRUE
26 | bus_LV_1150-4_0_2_node_49 | 0.4 | n |  | TRUE
27 | bus_LV_1150-4_0_2_node_50 | 0.4 | n |  | TRUE
28 | bus_LV_1150-4_0_2_node_51 | 0.4 | n |  | TRUE
29 | bus_LV_1150-4_0_2_node_52 | 0.4 | n |  | TRUE
30 | bus_LV_1150-4_0_2_node_62 | 0.4 | n |  | TRUE
31 | bus_LV_1150-4_0_2_node_75 | 0.4 | n |  | TRUE
32 | bus_LV_1150-4_0_2_node_76 | 0.4 | n |  | TRUE
33 | bus_LV_1150-4_0_2_node_53 | 0.4 | n |  | TRUE
34 | bus_LV_1150-4_0_2_node_54 | 0.4 | n |  | TRUE
35 | bus_LV_1150-4_0_2_node_55 | 0.4 | n |  | TRUE
36 | bus_LV_1150-4_0_2_node_56 | 0.4 | n |  | TRUE
37 | bus_LV_1150-4_0_2_node_57 | 0.4 | n |  | TRUE
38 | bus_LV_1150-4_0_2_node_64 | 0.4 | n |  | TRUE
39 | bus_LV_1150-4_0_2_node_58 | 0.4 | n |  | TRUE
40 | bus_LV_1150-4_0_2_node_65 | 0.4 | n |  | TRUE
41 | bus_LV_1150-4_0_2_node_59 | 0.4 | n |  | TRUE
42 | bus_LV_1150-4_0_2_node_72 | 0.4 | n |  | TRUE
43 | bus_LV_1150-4_0_2_node_73 | 0.4 | n |  | TRUE
44 | bus_LV_1150-4_0_2_node_69 | 0.4 | n |  | TRUE
45 | bus_LV_1150-4_0_2_node_70 | 0.4 | n |  | TRUE
46 | bus_LV_1150-4_0_2_node_78 | 0.4 | n |  | TRUE
47 | bus_LV_1150-4_0_2_node_79 | 0.4 | n |  | TRUE
48 | bus_LV_1150-4_0_2_node_80 | 0.4 | n |  | TRUE
49 | bus_LV_1150-4_0_2_node_102 | 0.4 | n |  | TRUE
50 | bus_LV_1150-4_0_2_node_103 | 0.4 | n |  | TRUE
51 | bus_LV_1150-4_0_2_node_82 | 0.4 | n |  | TRUE
52 | bus_LV_1150-4_0_2_node_83 | 0.4 | n |  | TRUE
53 | bus_LV_1150-4_0_2_node_84 | 0.4 | n |  | TRUE
54 | bus_LV_1150-4_0_2_node_85 | 0.4 | n |  | TRUE
55 | bus_LV_1150-4_0_2_node_87 | 0.4 | n |  | TRUE
56 | bus_LV_1150-4_0_2_node_86 | 0.4 | n |  | TRUE
57 | bus_LV_1150-4_0_2_node_88 | 0.4 | n |  | TRUE
58 | bus_LV_1150-4_0_2_node_105 | 0.4 | n |  | TRUE
59 | bus_LV_1150-4_0_2_node_98 | 0.4 | n |  | TRUE
60 | bus_LV_1150-4_0_2_node_89 | 0.4 | n |  | TRUE
61 | bus_LV_1150-4_0_2_node_90 | 0.4 | n |  | TRUE
62 | bus_LV_1150-4_0_2_node_91 | 0.4 | n |  | TRUE
63 | bus_LV_1150-4_0_2_node_92 | 0.4 | n |  | TRUE
64 | bus_LV_1150-4_0_2_node_100 | 0.4 | n |  | TRUE
65 | bus_LV_1150-4_0_2_node_101 | 0.4 | n |  | TRUE
66 | bus_LV_1150-4_0_2_node_104 | 0.4 | n |  | TRUE
67 | bus_LV_1150-4_0_2_node_99 | 0.4 | n |  | TRUE
68 | bus_LV_1150-4_0_2_node_149 | 0.4 | n |  | TRUE
69 | bus_LV_1150-4_0_2_node_106 | 0.4 | n |  | TRUE
70 | bus_LV_1150-4_0_2_node_93 | 0.4 | n |  | TRUE
71 | bus_LV_1150-4_0_2_node_94 | 0.4 | n |  | TRUE
72 | bus_LV_1150-4_0_2_node_96 | 0.4 | n |  | TRUE
73 | bus_LV_1150-4_0_2_node_97 | 0.4 | n |  | TRUE
74 | bus_LV_1150-4_0_2_node_153 | 0.4 | n |  | TRUE
75 | bus_LV_1150-4_0_2_node_151 | 0.4 | n |  | TRUE
76 | bus_LV_1150-4_0_2_node_164 | 0.4 | n |  | TRUE
77 | bus_LV_1150-4_0_2_node_107 | 0.4 | n |  | TRUE
78 | bus_LV_1150-4_0_2_node_108 | 0.4 | n |  | TRUE
79 | bus_LV_1150-4_0_2_node_109 | 0.4 | n |  | TRUE
80 | bus_LV_1150-4_0_2_node_135 | 0.4 | n |  | TRUE
81 | bus_LV_1150-4_0_2_node_126 | 0.4 | n |  | TRUE
82 | bus_LV_1150-4_0_2_node_134 | 0.4 | n |  | TRUE
83 | bus_LV_1150-4_0_2_node_110 | 0.4 | n |  | TRUE
84 | bus_LV_1150-4_0_2_node_111 | 0.4 | n |  | TRUE
85 | bus_LV_1150-4_0_2_node_127 | 0.4 | n |  | TRUE
86 | bus_LV_1150-4_0_2_node_128 | 0.4 | n |  | TRUE
87 | bus_LV_1150-4_0_2_node_125 | 0.4 | n |  | TRUE
88 | bus_LV_1150-4_0_2_node_112 | 0.4 | n |  | TRUE
89 | bus_LV_1150-4_0_2_node_113 | 0.4 | n |  | TRUE
90 | bus_LV_1150-4_0_2_node_114 | 0.4 | n |  | TRUE
91 | bus_LV_1150-4_0_2_node_115 | 0.4 | n |  | TRUE
92 | bus_LV_1150-4_0_2_node_116 | 0.4 | n |  | TRUE
93 | bus_LV_1150-4_0_2_node_144 | 0.4 | n |  | TRUE
94 | bus_LV_1150-4_0_2_node_132 | 0.4 | n |  | TRUE
95 | bus_LV_1150-4_0_2_node_130 | 0.4 | n |  | TRUE
96 | bus_LV_1150-4_0_2_node_117 | 0.4 | n |  | TRUE
97 | bus_LV_1150-4_0_2_node_118 | 0.4 | n |  | TRUE
98 | bus_LV_1150-4_0_2_node_119 | 0.4 | n |  | TRUE
99 | bus_LV_1150-4_0_2_node_120 | 0.4 | n |  | TRUE
100 | bus_LV_1150-4_0_2_node_152 | 0.4 | n |  | TRUE
101 | bus_LV_1150-4_0_2_node_136 | 0.4 | n |  | TRUE
102 | bus_LV_1150-4_0_2_node_157 | 0.4 | n |  | TRUE
103 | bus_LV_1150-4_0_2_node_137 | 0.4 | n |  | TRUE
104 | bus_LV_1150-4_0_2_node_138 | 0.4 | n |  | TRUE
105 | bus_LV_1150-4_0_2_node_123 | 0.4 | n |  | TRUE
106 | bus_LV_1150-4_0_2_node_161 | 0.4 | n |  | TRUE
107 | bus_LV_1150-4_0_2_node_129 | 0.4 | n |  | TRUE
108 | bus_LV_1150-4_0_2_node_131 | 0.4 | n |  | TRUE
109 | bus_LV_1150-4_0_2_node_133 | 0.4 | n |  | TRUE
110 | bus_LV_1150-4_0_2_node_143 | 0.4 | n |  | TRUE
111 | bus_LV_1150-4_0_2_node_141 | 0.4 | n |  | TRUE
112 | bus_LV_1150-4_0_2_node_139 | 0.4 | n |  | TRUE
113 | bus_LV_1150-4_0_2_node_140 | 0.4 | n |  | TRUE
114 | bus_LV_1150-4_0_2_node_142 | 0.4 | n |  | TRUE
115 | bus_LV_1150-4_0_2_node_148 | 0.4 | n |  | TRUE
116 | bus_LV_1150-4_0_2_node_155 | 0.4 | n |  | TRUE
117 | bus_LV_1150-4_0_2_node_146 | 0.4 | n |  | TRUE
118 | bus_LV_1150-4_0_2_node_145 | 0.4 | n |  | TRUE
119 | bus_LV_1150-4_0_2_node_147 | 0.4 | n |  | TRUE
120 | bus_LV_1150-4_0_2_node_150 | 0.4 | n |  | TRUE
121 | bus_LV_1150-4_0_2_node_154 | 0.4 | n |  | TRUE
122 | bus_LV_1150-4_0_2_node_158 | 0.4 | n |  | TRUE
123 | bus_LV_1150-4_0_2_node_159 | 0.4 | n |  | TRUE
124 | bus_LV_1150-4_0_2_node_156 | 0.4 | n |  | TRUE
125 | bus_LV_1150-4_0_2_node_162 | 0.4 | n |  | TRUE
126 | bus_MV_129_0_node_48 | 20 | n |  | TRUE

## load
| name | bus | p_mw | q_mvar | const_z_percent | const_i_percent | sn_mva | scaling | in_service | type
0 | LV_1150-4_0_2_load_0 | 0 | 0.00042337 | 0.00010611 | 0 | 0 |  | 1 | TRUE | wye
1 | LV_1150-4_0_2_load_1 | 1 | 0.00016383 | 4.1059e-05 | 0 | 0 |  | 1 | TRUE | wye
2 | LV_1150-4_0_2_load_124 | 4 | 0.0019003 | 0.00047627 | 0 | 0 |  | 1 | TRUE | wye
3 | LV_1150-4_0_2_load_121 | 6 | 0.00041813 | 0.00010479 | 0 | 0 |  | 1 | TRUE | wye
4 | LV_1150-4_0_2_load_160 | 7 | 0.0018774 | 0.00047052 | 0 | 0 |  | 1 | TRUE | wye
5 | LV_1150-4_0_2_load_74 | 8 | 0.0027726 | 0.00069488 | 0 | 0 |  | 1 | TRUE | wye
6 | LV_1150-4_0_2_load_122 | 10 | 0.00017508 | 4.3879e-05 | 0 | 0 |  | 1 | TRUE | wye
7 | LV_1150-4_0_2_load_4 | 11 | 0.00080715 | 0.00020229 | 0 | 0 |  | 1 | TRUE | wye
8 | LV_1150-4_0_2_load_7 | 13 | 0.0010493 | 0.00026297 | 0 | 0 |  | 1 | TRUE | wye
9 | LV_1150-4_0_2_load_60 | 16 | 0.00098099 | 0.00024586 | 0 | 0 |  | 1 | TRUE | wye
10 | LV_1150-4_0_2_load_43 | 17 | 0.0026919 | 0.00067465 | 0 | 0 |  | 1 | TRUE | wye
11 | LV_1150-4_0_2_load_44 | 18 | 0.0019912 | 0.00049904 | 0 | 0 |  | 1 | TRUE | wye
12 | LV_1150-4_0_2_load_45 | 19 | 0.0018129 | 0.00045436 | 0 | 0 |  | 1 | TRUE | wye
13 | LV_1150-4_0_2_load_47 | 20 | 0.00087499 | 0.00021929 | 0 | 0 |  | 1 | TRUE | wye
14 | LV_1150-4_0_2_load_67 | 21 | 0.0037587 | 0.00094203 | 0 | 0 |  | 1 | TRUE | wye
15 | LV_1150-4_0_2_load_77 | 22 | 0.00087581 | 0.0002195 | 0 | 0 |  | 1 | TRUE | wye
16 | LV_1150-4_0_2_load_66 | 23 | 0.0019219 | 0.00048167 | 0 | 0 |  | 1 | TRUE | wye
17 | LV_1150-4_0_2_load_81 | 24 | 0.00087568 | 0.00021947 | 0 | 0 |  | 1 | TRUE | wye
18 | LV_1150-4_0_2_load_48 | 25 | 0.0012946 | 0.00032446 | 0 | 0 |  | 1 | TRUE | wye
19 | LV_1150-4_0_2_load_49 | 26 | 0.00068559 | 0.00017183 | 0 | 0 |  | 1 | TRUE | wye
20 | LV_1150-4_0_2_load_50 | 27 | 0.00042789 | 0.00010724 | 0 | 0 |  | 1 | TRUE | wye
21 | LV_1150-4_0_2_load_52 | 29 | 0.00065378 | 0.00016385 | 0 | 0 |  | 1 | TRUE | wye
22 | LV_1150-4_0_2_load_62 | 30 | 0.00073755 | 0.00018485 | 0 | 0 |  | 1 | TRUE | wye
23 | LV_1150-4_0_2_load_75 | 31 | 0.00072716 | 0.00018224 | 0 | 0 |  | 1 | TRUE | wye
24 | LV_1150-4_0_2_load_76 | 32 | 0.00095567 | 0.00023951 | 0 | 0 |  | 1 | TRUE | wye
25 | LV_1150-4_0_2_load_53 | 33 | 0.0058912 | 0.0014765 | 0 | 0 |  | 1 | TRUE | wye
26 | LV_1150-4_0_2_load_54 | 34 | 0.0034301 | 0.00085966 | 0 | 0 |  | 1 | TRUE | wye
27 | LV_1150-4_0_2_load_55 | 35 | 0.0038271 | 0.00095917 | 0 | 0 |  | 1 | TRUE | wye
28 | LV_1150-4_0_2_load_56 | 36 | 0.0027943 | 0.00070032 | 0 | 0 |  | 1 | TRUE | wye
29 | LV_1150-4_0_2_load_57 | 37 | 0.0033727 | 0.00084528 | 0 | 0 |  | 1 | TRUE | wye
30 | LV_1150-4_0_2_load_64 | 38 | 0.0011827 | 0.00029641 | 0 | 0 |  | 1 | TRUE | wye
31 | LV_1150-4_0_2_load_58 | 39 | 0.00041029 | 0.00010283 | 0 | 0 |  | 1 | TRUE | wye
32 | LV_1150-4_0_2_load_65 | 40 | 0.0019783 | 0.0004958 | 0 | 0 |  | 1 | TRUE | wye
33 | LV_1150-4_0_2_load_59 | 41 | 0.00099478 | 0.00024931 | 0 | 0 |  | 1 | TRUE | wye
34 | LV_1150-4_0_2_load_72 | 42 | 0.0011968 | 0.00029995 | 0 | 0 |  | 1 | TRUE | wye
35 | LV_1150-4_0_2_load_73 | 43 | 0.00079252 | 0.00019863 | 0 | 0 |  | 1 | TRUE | wye
36 | LV_1150-4_0_2_load_69 | 44 | 0.00016409 | 4.1125e-05 | 0 | 0 |  | 1 | TRUE | wye
37 | LV_1150-4_0_2_load_70 | 45 | 0.00031288 | 7.8416e-05 | 0 | 0 |  | 1 | TRUE | wye
38 | LV_1150-4_0_2_load_78 | 46 | 0.00056649 | 0.00014197 | 0 | 0 |  | 1 | TRUE | wye
39 | LV_1150-4_0_2_load_79 | 47 | 0.0024324 | 0.00060961 | 0 | 0 |  | 1 | TRUE | wye
40 | LV_1150-4_0_2_load_103 | 50 | 0.00054351 | 0.00013622 | 0 | 0 |  | 1 | TRUE | wye
41 | LV_1150-4_0_2_load_82 | 51 | 0.00049074 | 0.00012299 | 0 | 0 |  | 1 | TRUE | wye
42 | LV_1150-4_0_2_load_84 | 53 | 0.00049243 | 0.00012342 | 0 | 0 |  | 1 | TRUE | wye
43 | LV_1150-4_0_2_load_86 | 56 | 0.00043468 | 0.00010894 | 0 | 0 |  | 1 | TRUE | wye
44 | LV_1150-4_0_2_load_88 | 57 | 0.0032237 | 0.00080794 | 0 | 0 |  | 1 | TRUE | wye
45 | LV_1150-4_0_2_load_105 | 58 | 0.00031701 | 7.945e-05 | 0 | 0 |  | 1 | TRUE | wye
46 | LV_1150-4_0_2_load_89 | 60 | 0.00036259 | 9.0872e-05 | 0 | 0 |  | 1 | TRUE | wye
47 | LV_1150-4_0_2_load_90 | 61 | 0.00047781 | 0.00011975 | 0 | 0 |  | 1 | TRUE | wye
48 | LV_1150-4_0_2_load_91 | 62 | 0.0047373 | 0.0011873 | 0 | 0 |  | 1 | TRUE | wye
49 | LV_1150-4_0_2_load_99 | 67 | 0.00080404 | 0.00020151 | 0 | 0 |  | 1 | TRUE | wye
50 | LV_1150-4_0_2_load_106 | 69 | 0.00061468 | 0.00015405 | 0 | 0 |  | 1 | TRUE | wye
51 | LV_1150-4_0_2_load_93 | 70 | 0.00010612 | 2.6597e-05 | 0 | 0 |  | 1 | TRUE | wye
52 | LV_1150-4_0_2_load_96 | 72 | 0.00074051 | 0.00018559 | 0 | 0 |  | 1 | TRUE | wye
53 | LV_1150-4_0_2_load_97 | 73 | 0.00048269 | 0.00012097 | 0 | 0 |  | 1 | TRUE | wye
54 | LV_1150-4_0_2_load_151 | 75 | 0.00049511 | 0.00012409 | 0 | 0 |  | 1 | TRUE | wye
55 | LV_1150-4_0_2_load_164 | 76 | 0.0054883 | 0.0013755 | 0 | 0 |  | 1 | TRUE | wye
56 | LV_1150-4_0_2_load_107 | 77 | 0.00015127 | 3.7911e-05 | 0 | 0 |  | 1 | TRUE | wye
57 | LV_1150-4_0_2_load_108 | 78 | 0.00029803 | 7.4694e-05 | 0 | 0 |  | 1 | TRUE | wye
58 | LV_1150-4_0_2_load_109 | 79 | 0.00016143 | 4.0458e-05 | 0 | 0 |  | 1 | TRUE | wye
59 | LV_1150-4_0_2_load_135 | 80 | 0.00071768 | 0.00017987 | 0 | 0 |  | 1 | TRUE | wye
60 | LV_1150-4_0_2_load_126 | 81 | 0.00012283 | 3.0785e-05 | 0 | 0 |  | 1 | TRUE | wye
61 | LV_1150-4_0_2_load_134 | 82 | 0.000226 | 5.664e-05 | 0 | 0 |  | 1 | TRUE | wye
62 | LV_1150-4_0_2_load_110 | 83 | 9.5286e-05 | 2.3881e-05 | 0 | 0 |  | 1 | TRUE | wye
63 | LV_1150-4_0_2_load_128 | 86 | 7.6965e-05 | 1.9289e-05 | 0 | 0 |  | 1 | TRUE | wye
64 | LV_1150-4_0_2_load_125 | 87 | 0.00065426 | 0.00016397 | 0 | 0 |  | 1 | TRUE | wye
65 | LV_1150-4_0_2_load_112 | 88 | 0.00020448 | 5.1247e-05 | 0 | 0 |  | 1 | TRUE | wye
66 | LV_1150-4_0_2_load_113 | 89 | 0.00018807 | 4.7134e-05 | 0 | 0 |  | 1 | TRUE | wye
67 | LV_1150-4_0_2_load_114 | 90 | 0.00031122 | 7.7999e-05 | 0 | 0 |  | 1 | TRUE | wye
68 | LV_1150-4_0_2_load_115 | 91 | 0.00023261 | 5.8299e-05 | 0 | 0 |  | 1 | TRUE | wye
69 | LV_1150-4_0_2_load_116 | 92 | 0.00099771 | 0.00025005 | 0 | 0 |  | 1 | TRUE | wye
70 | LV_1150-4_0_2_load_144 | 93 | 0.00010029 | 2.5135e-05 | 0 | 0 |  | 1 | TRUE | wye
71 | LV_1150-4_0_2_load_132 | 94 | 0.00010531 | 2.6393e-05 | 0 | 0 |  | 1 | TRUE | wye
72 | LV_1150-4_0_2_load_130 | 95 | 4.1143e-05 | 1.0311e-05 | 0 | 0 |  | 1 | TRUE | wye
73 | LV_1150-4_0_2_load_117 | 96 | 0.0016733 | 0.00041936 | 0 | 0 |  | 1 | TRUE | wye
74 | LV_1150-4_0_2_load_118 | 97 | 0.00060687 | 0.00015209 | 0 | 0 |  | 1 | TRUE | wye
75 | LV_1150-4_0_2_load_119 | 98 | 0.00082735 | 0.00020735 | 0 | 0 |  | 1 | TRUE | wye
76 | LV_1150-4_0_2_load_152 | 100 | 0.00079006 | 0.00019801 | 0 | 0 |  | 1 | TRUE | wye
77 | LV_1150-4_0_2_load_137 | 103 | 0.00030001 | 7.5188e-05 | 0 | 0 |  | 1 | TRUE | wye
78 | LV_1150-4_0_2_load_138 | 104 | 0.0021866 | 0.000548 | 0 | 0 |  | 1 | TRUE | wye
79 | LV_1150-4_0_2_load_123 | 105 | 0.00036234 | 9.0811e-05 | 0 | 0 |  | 1 | TRUE | wye
80 | LV_1150-4_0_2_load_161 | 106 | 0.0029621 | 0.00074236 | 0 | 0 |  | 1 | TRUE | wye
81 | LV_1150-4_0_2_load_129 | 107 | 0.00015457 | 3.874e-05 | 0 | 0 |  | 1 | TRUE | wye
82 | LV_1150-4_0_2_load_131 | 108 | 4.0092e-05 | 1.0048e-05 | 0 | 0 |  | 1 | TRUE | wye
83 | LV_1150-4_0_2_load_133 | 109 | 0.00052944 | 0.00013269 | 0 | 0 |  | 1 | TRUE | wye
84 | LV_1150-4_0_2_load_143 | 110 | 0.0017945 | 0.00044973 | 0 | 0 |  | 1 | TRUE | wye
85 | LV_1150-4_0_2_load_141 | 111 | 0.00033867 | 8.4878e-05 | 0 | 0 |  | 1 | TRUE | wye
86 | LV_1150-4_0_2_load_139 | 112 | 0.0038343 | 0.00096096 | 0 | 0 |  | 1 | TRUE | wye
87 | LV_1150-4_0_2_load_140 | 113 | 0.00026595 | 6.6653e-05 | 0 | 0 |  | 1 | TRUE | wye
88 | LV_1150-4_0_2_load_155 | 116 | 0.00088883 | 0.00022276 | 0 | 0 |  | 1 | TRUE | wye
89 | LV_1150-4_0_2_load_145 | 118 | 0.0031156 | 0.00078084 | 0 | 0 |  | 1 | TRUE | wye
90 | LV_1150-4_0_2_load_150 | 120 | 0.0005586 | 0.00014 | 0 | 0 |  | 1 | TRUE | wye
91 | LV_1150-4_0_2_load_154 | 121 | 0.0074341 | 0.0018632 | 0 | 0 |  | 1 | TRUE | wye
92 | LV_1150-4_0_2_load_158 | 122 | 0.00041904 | 0.00010502 | 0 | 0 |  | 1 | TRUE | wye
93 | LV_1150-4_0_2_load_159 | 123 | 0.0029249 | 0.00073305 | 0 | 0 |  | 1 | TRUE | wye
94 | LV_1150-4_0_2_load_156 | 124 | 0.0027837 | 0.00069766 | 0 | 0 |  | 1 | TRUE | wye
95 | LV_1150-4_0_2_load_162 | 125 | 0.0014019 | 0.00035135 | 0 | 0 |  | 1 | TRUE | wye

## ext_grid
| name | bus | vm_pu | va_degree | slack_weight | in_service
0 |  | 1 | 1 | 0 | 1 | TRUE

## line
| name | std_type | from_bus | to_bus | length_km | r_ohm_per_km | x_ohm_per_km | c_nf_per_km | g_us_per_km | max_i_ka | df | parallel | type | in_service
0 | LV_1150-4_0_2_line_0 | NAYY 4x150 SE | 0 | 1 | 0.015368 | 0.208 | 0.08 | 261 | 0 | 0.27 | 1 | 2 | cs | TRUE
1 | LV_1150-4_0_2_line_1 | NAYY 4x150 SE | 0 | 2 | 0.043476 | 0.208 | 0.08 | 261 | 0 | 0.27 | 1 | 2 | cs | TRUE
2 | LV_1150-4_0_2_line_2 | NAYY 4x150 SE | 2 | 3 | 0.042154 | 0.208 | 0.08 | 261 | 0 | 0.27 | 1 | 2 | cs | TRUE
3 | LV_1150-4_0_2_line_3 | NAYY 4x150 SE | 3 | 4 | 0.016469 | 0.208 | 0.08 | 261 | 0 | 0.27 | 1 | 1 | cs | TRUE
4 | LV_1150-4_0_2_line_4 | NAYY 4x150 SE | 3 | 5 | 0.061901 | 0.208 | 0.08 | 261 | 0 | 0.27 | 1 | 1 | cs | TRUE
5 | LV_1150-4_0_2_line_5 | NAYY 4x150 SE | 3 | 6 | 0.021746 | 0.208 | 0.08 | 261 | 0 | 0.27 | 1 | 2 | cs | TRUE
6 | LV_1150-4_0_2_line_6 | NAYY 4x150 SE | 4 | 7 | 0.03112 | 0.208 | 0.08 | 261 | 0 | 0.27 | 1 | 1 | cs | TRUE
7 | LV_1150-4_0_2_line_7 | NAYY 4x150 SE | 5 | 8 | 0.0078793 | 0.208 | 0.08 | 261 | 0 | 0.27 | 1 | 1 | cs | TRUE
8 | LV_1150-4_0_2_line_8 | NAYY 4x150 SE | 5 | 9 | 0.014736 | 0.208 | 0.08 | 261 | 0 | 0.27 | 1 | 1 | cs | TRUE
9 | LV_1150-4_0_2_line_9 | NAYY 4x150 SE | 6 | 10 | 0.0039456 | 0.208 | 0.08 | 261 | 0 | 0.27 | 1 | 2 | cs | TRUE
10 | LV_1150-4_0_2_line_10 | NAYY 4x150 SE | 7 | 106 | 0.018608 | 0.208 | 0.08 | 261 | 0 | 0.27 | 1 | 1 | cs | TRUE
11 | LV_1150-4_0_2_line_11 | NAYY 4x150 SE | 8 | 15 | 0.05077 | 0.208 | 0.08 | 261 | 0 | 0.27 | 1 | 1 | cs | TRUE
12 | LV_1150-4_0_2_line_12 | NAYY 4x150 SE | 9 | 21 | 0.015837 | 0.208 | 0.08 | 261 | 0 | 0.27 | 1 | 1 | cs | TRUE
13 | LV_1150-4_0_2_line_13 | NAYY 4x150 SE | 9 | 18 | 0.010946 | 0.208 | 0.08 | 261 | 0 | 0.27 | 1 | 1 | cs | TRUE
14 | LV_1150-4_0_2_line_14 | NAYY 4x150 SE | 10 | 105 | 0.011679 | 0.208 | 0.08 | 261 | 0 | 0.27 | 1 | 2 | cs | TRUE
15 | LV_1150-4_0_2_line_15 | NAYY 4x150 SE | 11 | 12 | 0.016781 | 0.208 | 0.08 | 261 | 0 | 0.27 | 1 | 1 | cs | TRUE
16 | LV_1150-4_0_2_line_16 | NAYY 4x150 SE | 12 | 13 | 0.077528 | 0.208 | 0.08 | 261 | 0 | 0.27 | 1 | 1 | cs | TRUE
17 | LV_1150-4_0_2_line_17 | NAYY 4x150 SE | 13 | 14 | 0.0149 | 0.208 | 0.08 | 261 | 0 | 0.27 | 1 | 1 | cs | TRUE
18 | LV_1150-4_0_2_line_18 | NAYY 4x150 SE | 14 | 15 | 0.009279 | 0.208 | 0.08 | 261 | 0 | 0.27 | 1 | 1 | cs | TRUE
19 | LV_1150-4_0_2_line_19 | NAYY 4x150 SE | 14 | 16 | 0.0085411 | 0.208 | 0.08 | 261 | 0 | 0.27 | 1 | 1 | cs | TRUE
20 | LV_1150-4_0_2_line_20 | NAYY 4x150 SE | 15 | 42 | 0.048162 | 0.208 | 0.08 | 261 | 0 | 0.27 | 1 | 1 | cs | TRUE
21 | LV_1150-4_0_2_line_21 | NAYY 4x150 SE | 16 | 28 | 0.0050122 | 0.208 | 0.08 | 261 | 0 | 0.27 | 1 | 1 | cs | TRUE
22 | LV_1150-4_0_2_line_22 | NAYY 4x150 SE | 17 | 18 | 0.04305 | 0.208 | 0.08 | 261 | 0 | 0.27 | 1 | 1 | cs | TRUE
23 | LV_1150-4_0_2_line_23 | NAYY 4x150 SE | 17 | 19 | 0.03927 | 0.208 | 0.08 | 261 | 0 | 0.27 | 1 | 1 | cs | TRUE
24 | LV_1150-4_0_2_line_24 | NAYY 4x150 SE | 19 | 20 | 0.0024868 | 0.208 | 0.08 | 261 | 0 | 0.27 | 1 | 1 | cs | TRUE
25 | LV_1150-4_0_2_line_25 | NAYY 4x150 SE | 20 | 22 | 0.00024026 | 0.208 | 0.08 | 261 | 0 | 0.27 | 1 | 1 | cs | TRUE
26 | LV_1150-4_0_2_line_26 | NAYY 4x150 SE | 21 | 23 | 0.031983 | 0.208 | 0.08 | 261 | 0 | 0.27 | 1 | 1 | cs | TRUE
27 | LV_1150-4_0_2_line_27 | NAYY 4x150 SE | 22 | 24 | 0.00024232 | 0.208 | 0.08 | 261 | 0 | 0.27 | 1 | 1 | cs | TRUE
28 | LV_1150-4_0_2_line_28 | NAYY 4x150 SE | 23 | 40 | 0.033205 | 0.208 | 0.08 | 261 | 0 | 0.27 | 1 | 1 | cs | TRUE
29 | LV_1150-4_0_2_line_29 | NAYY 4x150 SE | 25 | 26 | 0.077149 | 0.208 | 0.08 | 261 | 0 | 0.27 | 1 | 1 | cs | TRUE
30 | LV_1150-4_0_2_line_30 | NAYY 4x150 SE | 25 | 27 | 0.031254 | 0.208 | 0.08 | 261 | 0 | 0.27 | 1 | 1 | cs | TRUE
31 | LV_1150-4_0_2_line_31 | NAYY 4x150 SE | 26 | 28 | 0.041922 | 0.208 | 0.08 | 261 | 0 | 0.27 | 1 | 1 | cs | TRUE
32 | LV_1150-4_0_2_line_32 | NAYY 4x150 SE | 27 | 29 | 0.025208 | 0.208 | 0.08 | 261 | 0 | 0.27 | 1 | 1 | cs | TRUE
33 | LV_1150-4_0_2_line_33 | NAYY 4x150 SE | 28 | 30 | 0.059825 | 0.208 | 0.08 | 261 | 0 | 0.27 | 1 | 1 | cs | TRUE
34 | LV_1150-4_0_2_line_34 | NAYY 4x150 SE | 29 | 31 | 0.028376 | 0.208 | 0.08 | 261 | 0 | 0.27 | 1 | 1 | cs | TRUE
35 | LV_1150-4_0_2_line_35 | NAYY 4x150 SE | 30 | 32 | 0.0072472 | 0.208 | 0.08 | 261 | 0 | 0.27 | 1 | 1 | cs | TRUE
36 | LV_1150-4_0_2_line_36 | NAYY 4x150 SE | 33 | 34 | 0.015081 | 0.208 | 0.08 | 261 | 0 | 0.27 | 1 | 1 | cs | TRUE
37 | LV_1150-4_0_2_line_37 | NAYY 4x150 SE | 33 | 35 | 0.027865 | 0.208 | 0.08 | 261 | 0 | 0.27 | 1 | 1 | cs | TRUE
38 | LV_1150-4_0_2_line_38 | NAYY 4x150 SE | 34 | 36 | 0.019898 | 0.208 | 0.08 | 261 | 0 | 0.27 | 1 | 1 | cs | TRUE
39 | LV_1150-4_0_2_line_39 | NAYY 4x150 SE | 35 | 37 | 0.0096158 | 0.208 | 0.08 | 261 | 0 | 0.27 | 1 | 1 | cs | TRUE
40 | LV_1150-4_0_2_line_40 | NAYY 4x150 SE | 36 | 38 | 0.0085787 | 0.208 | 0.08 | 261 | 0 | 0.27 | 1 | 1 | cs | TRUE
41 | LV_1150-4_0_2_line_41 | NAYY 4x150 SE | 37 | 39 | 0.030069 | 0.208 | 0.08 | 261 | 0 | 0.27 | 1 | 1 | cs | TRUE
42 | LV_1150-4_0_2_line_42 | NAYY 4x150 SE | 38 | 40 | 0.022418 | 0.208 | 0.08 | 261 | 0 | 0.27 | 1 | 1 | cs | TRUE
43 | LV_1150-4_0_2_line_43 | NAYY 4x150 SE | 39 | 41 | 0.032822 | 0.208 | 0.08 | 261 | 0 | 0.27 | 1 | 1 | cs | TRUE
44 | LV_1150-4_0_2_line_44 | NAYY 4x150 SE | 42 | 43 | 0.0221 | 0.208 | 0.08 | 261 | 0 | 0.27 | 1 | 1 | cs | TRUE
45 | LV_1150-4_0_2_line_45 | NAYY 4x150 SE | 44 | 45 | 0.034191 | 0.208 | 0.08 | 261 | 0 | 0.27 | 1 | 1 | cs | TRUE
46 | LV_1150-4_0_2_line_46 | NAYY 4x150 SE | 45 | 46 | 0.18476 | 0.208 | 0.08 | 261 | 0 | 0.27 | 1 | 1 | cs | TRUE
47 | LV_1150-4_0_2_line_47 | NAYY 4x150 SE | 46 | 47 | 0.097733 | 0.208 | 0.08 | 261 | 0 | 0.27 | 1 | 1 | cs | TRUE
48 | LV_1150-4_0_2_line_48 | NAYY 4x150 SE | 47 | 48 | 0.10702 | 0.208 | 0.08 | 261 | 0 | 0.27 | 1 | 1 | cs | TRUE
49 | LV_1150-4_0_2_line_49 | NAYY 4x150 SE | 48 | 49 | 0.005717 | 0.208 | 0.08 | 261 | 0 | 0.27 | 1 | 1 | cs | TRUE
50 | LV_1150-4_0_2_line_50 | NAYY 4x150 SE | 49 | 50 | 0.033496 | 0.208 | 0.08 | 261 | 0 | 0.27 | 1 | 1 | cs | TRUE
51 | LV_1150-4_0_2_line_51 | NAYY 4x150 SE | 50 | 72 | 0.047134 | 0.208 | 0.08 | 261 | 0 | 0.27 | 1 | 1 | cs | TRUE
52 | LV_1150-4_0_2_line_52 | NAYY 4x150 SE | 51 | 52 | 0.014302 | 0.208 | 0.08 | 261 | 0 | 0.27 | 1 | 1 | cs | TRUE
53 | LV_1150-4_0_2_line_53 | NAYY 4x150 SE | 52 | 53 | 0.020316 | 0.208 | 0.08 | 261 | 0 | 0.27 | 1 | 1 | cs | TRUE
54 | LV_1150-4_0_2_line_54 | NAYY 4x150 SE | 53 | 54 | 0.054514 | 0.208 | 0.08 | 261 | 0 | 0.27 | 1 | 1 | cs | TRUE
55 | LV_1150-4_0_2_line_55 | NAYY 4x150 SE | 54 | 55 | 0.40954 | 0.208 | 0.08 | 261 | 0 | 0.27 | 1 | 1 | cs | TRUE
56 | LV_1150-4_0_2_line_56 | NAYY 4x150 SE | 55 | 56 | 0.066746 | 0.208 | 0.08 | 261 | 0 | 0.27 | 1 | 1 | cs | TRUE
57 | LV_1150-4_0_2_line_57 | NAYY 4x150 SE | 56 | 57 | 0.0063418 | 0.208 | 0.08 | 261 | 0 | 0.27 | 1 | 1 | cs | TRUE
58 | LV_1150-4_0_2_line_58 | NAYY 4x150 SE | 57 | 58 | 0.41737 | 0.208 | 0.08 | 261 | 0 | 0.27 | 1 | 1 | cs | TRUE
59 | LV_1150-4_0_2_line_59 | NAYY 4x150 SE | 58 | 59 | 0.015252 | 0.208 | 0.08 | 261 | 0 | 0.27 | 1 | 1 | cs | TRUE
60 | LV_1150-4_0_2_line_60 | NAYY 4x150 SE | 59 | 69 | 0.032009 | 0.208 | 0.08 | 261 | 0 | 0.27 | 1 | 1 | cs | TRUE
61 | LV_1150-4_0_2_line_61 | NAYY 4x150 SE | 60 | 61 | 0.018156 | 0.208 | 0.08 | 261 | 0 | 0.27 | 1 | 1 | cs | TRUE
62 | LV_1150-4_0_2_line_62 | NAYY 4x150 SE | 60 | 62 | 0.0085194 | 0.208 | 0.08 | 261 | 0 | 0.27 | 1 | 1 | cs | TRUE
63 | LV_1150-4_0_2_line_63 | NAYY 4x150 SE | 61 | 63 | 0.020333 | 0.208 | 0.08 | 261 | 0 | 0.27 | 1 | 1 | cs | TRUE
64 | LV_1150-4_0_2_line_64 | NAYY 4x150 SE | 63 | 64 | 0.097615 | 0.208 | 0.08 | 261 | 0 | 0.27 | 1 | 1 | cs | TRUE
65 | LV_1150-4_0_2_line_65 | NAYY 4x150 SE | 63 | 65 | 0.017124 | 0.208 | 0.08 | 261 | 0 | 0.27 | 1 | 1 | cs | TRUE
66 | LV_1150-4_0_2_line_66 | NAYY 4x150 SE | 64 | 66 | 0.010153 | 0.208 | 0.08 | 261 | 0 | 0.27 | 1 | 1 | cs | TRUE
67 | LV_1150-4_0_2_line_67 | NAYY 4x150 SE | 64 | 67 | 0.042891 | 0.208 | 0.08 | 261 | 0 | 0.27 | 1 | 1 | cs | TRUE
68 | LV_1150-4_0_2_line_68 | NAYY 4x150 SE | 65 | 68 | 0.029615 | 0.208 | 0.08 | 261 | 0 | 0.27 | 1 | 1 | cs | TRUE
69 | LV_1150-4_0_2_line_69 | NAYY 4x150 SE | 65 | 69 | 0.066377 | 0.208 | 0.08 | 261 | 0 | 0.27 | 1 | 1 | cs | TRUE
70 | LV_1150-4_0_2_line_70 | NAYY 4x150 SE | 66 | 74 | 0.004946 | 0.208 | 0.08 | 261 | 0 | 0.27 | 1 | 1 | cs | TRUE
71 | LV_1150-4_0_2_line_71 | NAYY 4x150 SE | 66 | 73 | 0.020152 | 0.208 | 0.08 | 261 | 0 | 0.27 | 1 | 1 | cs | TRUE
72 | LV_1150-4_0_2_line_72 | NAYY 4x150 SE | 68 | 75 | 0.014072 | 0.208 | 0.08 | 261 | 0 | 0.27 | 1 | 1 | cs | TRUE
73 | LV_1150-4_0_2_line_73 | NAYY 4x150 SE | 70 | 71 | 0.045714 | 0.208 | 0.08 | 261 | 0 | 0.27 | 1 | 1 | cs | TRUE
74 | LV_1150-4_0_2_line_74 | NAYY 4x150 SE | 71 | 72 | 0.055505 | 0.208 | 0.08 | 261 | 0 | 0.27 | 1 | 1 | cs | TRUE
75 | LV_1150-4_0_2_line_75 | NAYY 4x150 SE | 71 | 73 | 0.016299 | 0.208 | 0.08 | 261 | 0 | 0.27 | 1 | 1 | cs | TRUE
76 | LV_1150-4_0_2_line_76 | NAYY 4x150 SE | 74 | 76 | 0.074467 | 0.208 | 0.08 | 261 | 0 | 0.27 | 1 | 1 | cs | TRUE
77 | LV_1150-4_0_2_line_77 | NAYY 4x150 SE | 75 | 119 | 0.067308 | 0.208 | 0.08 | 261 | 0 | 0.27 | 1 | 1 | cs | TRUE
78 | LV_1150-4_0_2_line_78 | NAYY 4x150 SE | 77 | 78 | 0.025197 | 0.208 | 0.08 | 261 | 0 | 0.27 | 1 | 1 | cs | TRUE
79 | LV_1150-4_0_2_line_79 | NAYY 4x150 SE | 78 | 79 | 0.0093699 | 0.208 | 0.08 | 261 | 0 | 0.27 | 1 | 1 | cs | TRUE
80 | LV_1150-4_0_2_line_80 | NAYY 4x150 SE | 79 | 83 | 0.01102 | 0.208 | 0.08 | 261 | 0 | 0.27 | 1 | 1 | cs | TRUE
81 | LV_1150-4_0_2_line_81 | NAYY 4x150 SE | 80 | 81 | 0.36043 | 0.208 | 0.08 | 261 | 0 | 0.27 | 1 | 1 | cs | TRUE
82 | LV_1150-4_0_2_line_82 | NAYY 4x150 SE | 80 | 82 | 0.031951 | 0.208 | 0.08 | 261 | 0 | 0.27 | 1 | 1 | cs | TRUE
83 | LV_1150-4_0_2_line_83 | NAYY 4x150 SE | 81 | 87 | 0.04169 | 0.208 | 0.08 | 261 | 0 | 0.27 | 1 | 1 | cs | TRUE
84 | LV_1150-4_0_2_line_84 | NAYY 4x150 SE | 82 | 101 | 0.046007 | 0.208 | 0.08 | 261 | 0 | 0.27 | 1 | 1 | cs | TRUE
85 | LV_1150-4_0_2_line_85 | NAYY 4x150 SE | 83 | 84 | 0.072269 | 0.208 | 0.08 | 261 | 0 | 0.27 | 1 | 1 | cs | TRUE
86 | LV_1150-4_0_2_line_86 | NAYY 4x150 SE | 84 | 85 | 0.003634 | 0.208 | 0.08 | 261 | 0 | 0.27 | 1 | 1 | cs | TRUE
87 | LV_1150-4_0_2_line_87 | NAYY 4x150 SE | 85 | 86 | 0.022296 | 0.208 | 0.08 | 261 | 0 | 0.27 | 1 | 1 | cs | TRUE
88 | LV_1150-4_0_2_line_88 | NAYY 4x150 SE | 85 | 87 | 0.031501 | 0.208 | 0.08 | 261 | 0 | 0.27 | 1 | 1 | cs | TRUE
89 | LV_1150-4_0_2_line_89 | NAYY 4x150 SE | 86 | 93 | 0.0043618 | 0.208 | 0.08 | 261 | 0 | 0.27 | 1 | 1 | cs | TRUE
90 | LV_1150-4_0_2_line_90 | NAYY 4x150 SE | 88 | 89 | 0.033306 | 0.208 | 0.08 | 261 | 0 | 0.27 | 1 | 1 | cs | TRUE
91 | LV_1150-4_0_2_line_91 | NAYY 4x150 SE | 88 | 90 | 0.0041071 | 0.208 | 0.08 | 261 | 0 | 0.27 | 1 | 1 | cs | TRUE
92 | LV_1150-4_0_2_line_92 | NAYY 4x150 SE | 89 | 91 | 0.067301 | 0.208 | 0.08 | 261 | 0 | 0.27 | 1 | 1 | cs | TRUE
93 | LV_1150-4_0_2_line_93 | NAYY 4x150 SE | 90 | 92 | 0.0065664 | 0.208 | 0.08 | 261 | 0 | 0.27 | 1 | 1 | cs | TRUE
94 | LV_1150-4_0_2_line_94 | NAYY 4x150 SE | 91 | 93 | 0.034926 | 0.208 | 0.08 | 261 | 0 | 0.27 | 1 | 1 | cs | TRUE
95 | LV_1150-4_0_2_line_95 | NAYY 4x150 SE | 92 | 94 | 0.01621 | 0.208 | 0.08 | 261 | 0 | 0.27 | 1 | 1 | cs | TRUE
96 | LV_1150-4_0_2_line_96 | NAYY 4x150 SE | 94 | 95 | 0.0096688 | 0.208 | 0.08 | 261 | 0 | 0.27 | 1 | 1 | cs | TRUE
97 | LV_1150-4_0_2_line_97 | NAYY 4x150 SE | 95 | 107 | 0.013074 | 0.208 | 0.08 | 261 | 0 | 0.27 | 1 | 1 | cs | TRUE
98 | LV_1150-4_0_2_line_98 | NAYY 4x150 SE | 96 | 97 | 0.00020297 | 0.208 | 0.08 | 261 | 0 | 0.27 | 1 | 1 | cs | TRUE
99 | LV_1150-4_0_2_line_99 | NAYY 4x150 SE | 96 | 98 | 0.022537 | 0.208 | 0.08 | 261 | 0 | 0.27 | 1 | 1 | cs | TRUE
100 | LV_1150-4_0_2_line_100 | NAYY 4x150 SE | 97 | 99 | 0.038694 | 0.208 | 0.08 | 261 | 0 | 0.27 | 1 | 1 | cs | TRUE
101 | LV_1150-4_0_2_line_101 | NAYY 4x150 SE | 99 | 100 | 0.054755 | 0.208 | 0.08 | 261 | 0 | 0.27 | 1 | 1 | cs | TRUE
102 | LV_1150-4_0_2_line_102 | NAYY 4x150 SE | 99 | 101 | 0.007687 | 0.208 | 0.08 | 261 | 0 | 0.27 | 1 | 1 | cs | TRUE
103 | LV_1150-4_0_2_line_103 | NAYY 4x150 SE | 100 | 102 | 0.037771 | 0.208 | 0.08 | 261 | 0 | 0.27 | 1 | 1 | cs | TRUE
104 | LV_1150-4_0_2_line_104 | NAYY 4x150 SE | 101 | 103 | 0.017467 | 0.208 | 0.08 | 261 | 0 | 0.27 | 1 | 2 | cs | TRUE
105 | LV_1150-4_0_2_line_105 | NAYY 4x150 SE | 101 | 104 | 0.052625 | 0.208 | 0.08 | 261 | 0 | 0.27 | 1 | 2 | cs | TRUE
106 | LV_1150-4_0_2_line_106 | NAYY 4x150 SE | 102 | 122 | 0.041584 | 0.208 | 0.08 | 261 | 0 | 0.27 | 1 | 1 | cs | TRUE
107 | LV_1150-4_0_2_line_107 | NAYY 4x150 SE | 102 | 123 | 0.076689 | 0.208 | 0.08 | 261 | 0 | 0.27 | 1 | 1 | cs | TRUE
108 | LV_1150-4_0_2_line_108 | NAYY 4x150 SE | 103 | 110 | 0.0084608 | 0.208 | 0.08 | 261 | 0 | 0.27 | 1 | 2 | cs | TRUE
109 | LV_1150-4_0_2_line_109 | NAYY 4x150 SE | 104 | 105 | 0.0068738 | 0.208 | 0.08 | 261 | 0 | 0.27 | 1 | 2 | cs | TRUE
110 | LV_1150-4_0_2_line_110 | NAYY 4x150 SE | 107 | 108 | 0.011017 | 0.208 | 0.08 | 261 | 0 | 0.27 | 1 | 1 | cs | TRUE
111 | LV_1150-4_0_2_line_111 | NAYY 4x150 SE | 108 | 109 | 0.030297 | 0.208 | 0.08 | 261 | 0 | 0.27 | 1 | 1 | cs | TRUE
112 | LV_1150-4_0_2_line_112 | NAYY 4x150 SE | 110 | 111 | 0.023349 | 0.208 | 0.08 | 261 | 0 | 0.27 | 1 | 2 | cs | TRUE
113 | LV_1150-4_0_2_line_113 | NAYY 4x150 SE | 111 | 112 | 0.0093674 | 0.208 | 0.08 | 261 | 0 | 0.27 | 1 | 2 | cs | TRUE
114 | LV_1150-4_0_2_line_114 | NAYY 4x150 SE | 112 | 113 | 0.016898 | 0.208 | 0.08 | 261 | 0 | 0.27 | 1 | 2 | cs | TRUE
115 | LV_1150-4_0_2_line_115 | NAYY 4x150 SE | 113 | 114 | 0.032138 | 0.208 | 0.08 | 261 | 0 | 0.27 | 1 | 2 | cs | TRUE
116 | LV_1150-4_0_2_line_116 | NAYY 4x150 SE | 114 | 115 | 0.085376 | 0.208 | 0.08 | 261 | 0 | 0.27 | 1 | 2 | cs | TRUE
117 | LV_1150-4_0_2_line_117 | NAYY 4x150 SE | 115 | 116 | 0.048938 | 0.208 | 0.08 | 261 | 0 | 0.27 | 1 | 1 | cs | TRUE
118 | LV_1150-4_0_2_line_118 | NAYY 4x150 SE | 115 | 117 | 0.004865 | 0.208 | 0.08 | 261 | 0 | 0.27 | 1 | 1 | cs | TRUE
119 | LV_1150-4_0_2_line_119 | NAYY 4x150 SE | 116 | 121 | 0.00448 | 0.208 | 0.08 | 261 | 0 | 0.27 | 1 | 1 | cs | TRUE
120 | LV_1150-4_0_2_line_120 | NAYY 4x150 SE | 117 | 118 | 0.019907 | 0.208 | 0.08 | 261 | 0 | 0.27 | 1 | 1 | cs | TRUE
121 | LV_1150-4_0_2_line_121 | NAYY 4x150 SE | 118 | 119 | 0.032669 | 0.208 | 0.08 | 261 | 0 | 0.27 | 1 | 1 | cs | TRUE
122 | LV_1150-4_0_2_line_122 | NAYY 4x150 SE | 119 | 120 | 0.045571 | 0.208 | 0.08 | 261 | 0 | 0.27 | 1 | 1 | cs | TRUE
123 | LV_1150-4_0_2_line_123 | NAYY 4x150 SE | 121 | 124 | 0.0033161 | 0.208 | 0.08 | 261 | 0 | 0.27 | 1 | 1 | cs | TRUE
124 | LV_1150-4_0_2_line_124 | NAYY 4x150 SE | 123 | 125 | 0.030523 | 0.208 | 0.08 | 261 | 0 | 0.27 | 1 | 1 | cs | TRUE

## trafo
| name | std_type | hv_bus | lv_bus | sn_mva | vn_hv_kv | vn_lv_kv | vk_percent | vkr_percent | pfe_kw | i0_percent | shift_degree | tap_side | tap_neutral | tap_min | tap_max | tap_step_percent | tap_step_degree | tap_pos | tap_phase_shifter | parallel | df | in_service
0 | LV_1150-4_0_2_trafo_1 | 0.25 MVA 20/0.4 kV | 126 | 1 | 0.25 | 20 | 0.4 | 6 | 1.44 | 0.8 | 0.32 | 150 | hv | 0 | -2 | 2 | 2.5 | 0 | 0 | FALSE | 1 | 1 | TRUE

## line_geodata
| x0 | y0 | x1 | y1 | x2 | y2 | x3 | y3 | x4 | y4 | x5 | y5 | x6 | y6 | x7 | y7 | x8 | y8 | x9 | y9 | x10 | y10
0 | 2635456.2715 | 1219824.9851 | 2635465.4732 | 1219836.5711 | 2635465.8294 | 1219837.0198
1 | 2635425.4617 | 1219794.8086 | 2635441.1677 | 1219806.3643 | 2635449.4242 | 1219816.3637 | 2635456.2715 | 1219824.9851
2 | 2635398.9102 | 1219762.0094 | 2635425.4617 | 1219794.8086
3 | 2635398.9102 | 1219762.0094 | 2635387.1254 | 1219750.5051
4 | 2635340.0898 | 1219780.0713 | 2635354.6444 | 1219778.5344 | 2635365.2299 | 1219775.84 | 2635379.0972 | 1219771.2306 | 2635383.4003 | 1219769.7998 | 2635398.9102 | 1219762.0094
5 | 2635398.9102 | 1219762.0094 | 2635408.9258 | 1219756.9103 | 2635418.2657 | 1219752.097
6 | 2635387.1254 | 1219750.5051 | 2635364.8568 | 1219728.7664
7 | 2635340.0898 | 1219780.0713 | 2635332.2337 | 1219779.4669
8 | 2635340.0898 | 1219780.0713 | 2635338.4861 | 1219788.1999 | 2635338.5693 | 1219794.6486
9 | 2635418.2657 | 1219752.097 | 2635418.9495 | 1219751.7446 | 2635421.5778 | 1219749.9611
10 | 2635351.5415 | 1219715.7679 | 2635364.8568 | 1219728.7664
11 | 2635287.5555 | 1219756.5686 | 2635315.1147 | 1219774.3644 | 2635328.6604 | 1219779.1919 | 2635332.2337 | 1219779.4669
12 | 2635338.5693 | 1219794.6486 | 2635328.2623 | 1219799.0013 | 2635325.1838 | 1219802.4851
13 | 2635338.5693 | 1219794.6486 | 2635338.6587 | 1219801.3198 | 2635339.9724 | 1219805.3875
14 | 2635430.9248 | 1219742.9845 | 2635427.0707 | 1219746.234 | 2635421.5778 | 1219749.9611
15 | 2635195.9236 | 1219737.8495 | 2635193.4522 | 1219742.6266 | 2635196.5429 | 1219746.0469 | 2635190.5979 | 1219749.3327
16 | 2635195.9236 | 1219737.8495 | 2635239.5797 | 1219755.1174 | 2635244.2579 | 1219755.701 | 2635256.2888 | 1219752.3701 | 2635262.1918 | 1219752.405 | 2635268.6593 | 1219756.1629
17 | 2635281.5421 | 1219763.6483 | 2635268.6593 | 1219756.1629
18 | 2635281.5421 | 1219763.6483 | 2635287.5555 | 1219756.5686
19 | 2635281.5421 | 1219763.6483 | 2635276.0143 | 1219770.1594
20 | 2635287.5555 | 1219756.5686 | 2635246.5066 | 1219731.3772
21 | 2635272.7704 | 1219773.9803 | 2635276.0143 | 1219770.1594
22 | 2635360.7742 | 1219842.8199 | 2635350.3141 | 1219828.049 | 2635341.4826 | 1219810.0639 | 2635339.9724 | 1219805.3875
23 | 2635360.7742 | 1219842.8199 | 2635370.8862 | 1219857.0993 | 2635384.2716 | 1219874.2709
24 | 2635385.8005 | 1219876.2323 | 2635384.2716 | 1219874.2709
25 | 2635385.9482 | 1219876.4217 | 2635385.8005 | 1219876.2323
26 | 2635325.1838 | 1219802.4851 | 2635325.1838 | 1219802.4851 | 2635323.3084 | 1219810.3897 | 2635323.6643 | 1219819.475 | 2635325.4303 | 1219830.0361 | 2635327.1028 | 1219833.7339
27 | 2635386.0972 | 1219876.6129 | 2635385.9482 | 1219876.4217
28 | 2635341.3942 | 1219863.682 | 2635337.4807 | 1219856.6788 | 2635327.1028 | 1219833.7339
29 | 2635175.9994 | 1219842.7247 | 2635204.8524 | 1219825.5428 | 2635240.3342 | 1219800.2614
30 | 2635175.9994 | 1219842.7247 | 2635169.2478 | 1219846.7452 | 2635156.5826 | 1219857.299 | 2635152.2761 | 1219862.7024
31 | 2635272.7704 | 1219773.9803 | 2635270.3483 | 1219776.8232 | 2635263.4097 | 1219783.8196 | 2635240.3342 | 1219800.2614
32 | 2635138.5968 | 1219883.6982 | 2635143.3889 | 1219873.8532 | 2635152.2761 | 1219862.7024
33 | 2635272.7704 | 1219773.9803 | 2635271.529 | 1219790.1492 | 2635269.324 | 1219797.3292 | 2635265.3636 | 1219801.1192 | 2635240.7334 | 1219819.3035
34 | 2635138.5968 | 1219883.6982 | 2635137.7284 | 1219885.4823 | 2635135.0821 | 1219895.4837 | 2635135.6542 | 1219911.5194
35 | 2635234.903 | 1219823.608 | 2635240.7334 | 1219819.3035
36 | 2635378.8874 | 1219917.9295 | 2635370.1859 | 1219905.6119
37 | 2635378.8874 | 1219917.9295 | 2635382.6713 | 1219923.286 | 2635393.0705 | 1219941.8827
38 | 2635358.7055 | 1219889.3604 | 2635370.1859 | 1219905.6119
39 | 2635397.7637 | 1219950.2753 | 2635393.0705 | 1219941.8827
40 | 2635353.7558 | 1219882.3536 | 2635358.7055 | 1219889.3604
41 | 2635408.805 | 1219978.0643 | 2635406.3856 | 1219973.7899 | 2635400.9976 | 1219956.0585 | 2635397.7637 | 1219950.2753
42 | 2635353.7558 | 1219882.3536 | 2635344.5306 | 1219869.2947 | 2635341.3942 | 1219863.682
43 | 2635408.805 | 1219978.0643 | 2635424.9727 | 1220006.6285
44 | 2635246.5066 | 1219731.3772 | 2635228.7822 | 1219720.4999 | 2635227.6276 | 1219719.8937
45 | 2635666.8896 | 1220429.0049 | 2635669.0284 | 1220430.6025 | 2635678.5659 | 1220435.5292 | 2635697.339 | 1220444.4534
46 | 2635823.6918 | 1220309.6475 | 2635697.339 | 1220444.4534
47 | 2635823.6918 | 1220309.6475 | 2635831.1688 | 1220302.6989 | 2635833.0264 | 1220299.1079 | 2635831.8247 | 1220295.8098 | 2635799.8355 | 1220268.4349 | 2635797.0073 | 1220264.3599 | 2635796.8429 | 1220258.8779 | 2635798.6473 | 1220255.32 | 2635802.4606 | 1220250.7513 | 2635807.302 | 1220245.5551 | 2635815.2609 | 1220238.8882
48 | 2635899.7273 | 1220173.7905 | 2635898.7759 | 1220174.2851 | 2635881.5439 | 1220183.3645 | 2635815.2609 | 1220238.8882
49 | 2635904.7964 | 1220171.1194 | 2635899.7273 | 1220173.7905
50 | 2635904.7964 | 1220171.1194 | 2635890.8862 | 1220145.1537 | 2635889.0286 | 1220141.5668
51 | 2635867.3532 | 1220099.7127 | 2635889.0286 | 1220141.5668
52 | 2636132.0279 | 1220087.8537 | 2636117.8907 | 1220085.6914
53 | 2636132.0279 | 1220087.8537 | 2636131.0383 | 1220083.3784 | 2636134.1592 | 1220067.9587
54 | 2636183.3594 | 1220057.2357 | 2636157.0643 | 1220054.33 | 2636151.7661 | 1220054.6981 | 2636137.8782 | 1220062.7298 | 2636134.6049 | 1220065.7562 | 2636134.1592 | 1220067.9587
55 | 2636183.3594 | 1220057.2357 | 2636264.1636 | 1219655.7448
56 | 2636264.1636 | 1219655.7448 | 2636201.7907 | 1219631.9833
57 | 2636195.8644 | 1219629.7257 | 2636201.7907 | 1219631.9833
58 | 2635829.2348 | 1219829.1684 | 2636195.8644 | 1219629.7257
59 | 2635817.2811 | 1219838.6413 | 2635829.2348 | 1219829.1684
60 | 2635817.2811 | 1219838.6413 | 2635797.8658 | 1219852.3217 | 2635791.9832 | 1219858.117
61 | 2635797.0658 | 1219902.9465 | 2635782.9395 | 1219914.3525
62 | 2635803.6942 | 1219897.5945 | 2635797.0658 | 1219902.9465
63 | 2635767.1198 | 1219927.1258 | 2635782.9395 | 1219914.3525
64 | 2635767.1198 | 1219927.1258 | 2635785.9365 | 1219953.7099 | 2635807.4858 | 1219988.9045 | 2635819.083 | 1220009.742
65 | 2635767.1198 | 1219927.1258 | 2635756.6776 | 1219913.533
66 | 2635824.1363 | 1220018.5554 | 2635819.083 | 1220009.742
67 | 2635819.083 | 1220009.742 | 2635856.8918 | 1219989.4907
68 | 2635737.0073 | 1219891.3464 | 2635740.5796 | 1219895.3702 | 2635755.4039 | 1219912.1023 | 2635756.6776 | 1219913.533
69 | 2635756.6776 | 1219913.533 | 2635764.6398 | 1219895.3366 | 2635772.6661 | 1219880.3759 | 2635783.1271 | 1219866.8418 | 2635791.9832 | 1219858.117
70 | 2635824.1363 | 1220018.5554 | 2635819.3708 | 1220019.9275
71 | 2635824.1363 | 1220018.5554 | 2635833.9174 | 1220036.1748
72 | 2635737.0073 | 1219891.3464 | 2635726.9098 | 1219881.5446
73 | 2635841.8281 | 1220050.4249 | 2635858.3877 | 1220042.1751 | 2635865.5579 | 1220035.8367 | 2635875.3143 | 1220021.1365
74 | 2635841.8281 | 1220050.4249 | 2635867.3532 | 1220099.7127
75 | 2635841.8281 | 1220050.4249 | 2635833.9174 | 1220036.1748
76 | 2635745.9462 | 1220024.0561 | 2635766.2767 | 1220028.4361 | 2635782.361 | 1220027.3209 | 2635815.5706 | 1220021.0276 | 2635819.3708 | 1220019.9275
77 | 2635676.1442 | 1219837.4613 | 2635706.8176 | 1219862.0483 | 2635721.392 | 1219876.1884 | 2635726.9098 | 1219881.5446
78 | 2635828.5046 | 1219362.8608 | 2635831.4157 | 1219350.2825 | 2635831.2771 | 1219337.9967
79 | 2635828.4853 | 1219329.0524 | 2635831.2771 | 1219337.9967 | 2635831.2771 | 1219337.9967
80 | 2635828.4853 | 1219329.0524 | 2635828.4853 | 1219329.0524 | 2635823.0267 | 1219321.9154 | 2635821.2501 | 1219320.9236
81 | 2635510.5728 | 1219632.7695 | 2635716.0094 | 1219336.6194
82 | 2635491.9634 | 1219658.7272 | 2635493.0543 | 1219656.8291 | 2635510.5728 | 1219632.7695
83 | 2635716.0094 | 1219336.6194 | 2635730.3447 | 1219316.7454 | 2635740.539 | 1219302.9106
84 | 2635469.9714 | 1219699.0611 | 2635476.5599 | 1219688.4607 | 2635482.7573 | 1219674.7451 | 2635491.9634 | 1219658.7272
85 | 2635761.6831 | 1219280.2339 | 2635801.7297 | 1219310.025 | 2635821.2501 | 1219320.9236
86 | 2635761.6831 | 1219280.2339 | 2635759.2254 | 1219277.5509
87 | 2635759.2254 | 1219277.5509 | 2635750.9026 | 1219268.4401 | 2635744.3322 | 1219260.96
88 | 2635759.2254 | 1219277.5509 | 2635740.539 | 1219302.9106
89 | 2635741.4537 | 1219257.6829 | 2635744.3322 | 1219260.96
90 | 2635665.3279 | 1219145.6666 | 2635665.3279 | 1219145.6666 | 2635681.8543 | 1219173.7598 | 2635682.2662 | 1219174.3415
91 | 2635663.7008 | 1219141.8955 | 2635665.3279 | 1219145.6666
92 | 2635682.2662 | 1219174.3415 | 2635685.7672 | 1219179.2864 | 2635688.7169 | 1219183.451 | 2635721.161 | 1219229.2654
93 | 2635663.7008 | 1219141.8955 | 2635661.0996 | 1219135.8663
94 | 2635721.161 | 1219229.2654 | 2635740.5847 | 1219256.6936 | 2635741.4537 | 1219257.6829
95 | 2635654.6781 | 1219120.9825 | 2635661.0996 | 1219135.8663
96 | 2635654.6781 | 1219120.9825 | 2635650.8478 | 1219112.1047
97 | 2635646.4305 | 1219099.8118 | 2635649.2657 | 1219108.4376 | 2635650.8478 | 1219112.1047
98 | 2635484.098 | 1219664.1287 | 2635484.21 | 1219663.9595
99 | 2635497.0607 | 1219645.4491 | 2635488.8653 | 1219656.9265 | 2635484.21 | 1219663.9595
100 | 2635462.7409 | 1219696.3943 | 2635484.098 | 1219664.1287
101 | 2635462.7409 | 1219696.3943 | 2635455.8078 | 1219692.2173 | 2635429.5464 | 1219676.93 | 2635415.9424 | 1219667.9985
102 | 2635469.9714 | 1219699.0611 | 2635462.7409 | 1219696.3943
103 | 2635387.2295 | 1219643.6926 | 2635390.7189 | 1219647.6823 | 2635396.8969 | 1219653.8226 | 2635409.8949 | 1219664.028 | 2635415.9424 | 1219667.9985
104 | 2635469.9714 | 1219699.0611 | 2635472.4915 | 1219698.8983 | 2635474.9931 | 1219699.28 | 2635477.3475 | 1219700.1946 | 2635479.4409 | 1219701.6078 | 2635485.8394 | 1219705.2438
105 | 2635469.9714 | 1219699.0611 | 2635467.0977 | 1219699.9779 | 2635464.5613 | 1219701.6082 | 2635462.5373 | 1219703.8309 | 2635441.5017 | 1219732.3226 | 2635435.9858 | 1219738.3514
106 | 2635387.2295 | 1219643.6926 | 2635381.6178 | 1219638.0226 | 2635361.9911 | 1219610.7424
107 | 2635387.2295 | 1219643.6926 | 2635379.6279 | 1219648.5615 | 2635372.7587 | 1219648.9432 | 2635358.8366 | 1219643.5686 | 2635343.0427 | 1219635.2256 | 2635320.2384 | 1219618.9846
108 | 2635485.8394 | 1219705.2438 | 2635493.1955 | 1219709.4238
109 | 2635430.9248 | 1219742.9845 | 2635434.5212 | 1219739.9523 | 2635435.9858 | 1219738.3514
110 | 2635646.4305 | 1219099.8118 | 2635642.9904 | 1219089.3456
111 | 2635637.1877 | 1219059.7238 | 2635637.7098 | 1219067.5778 | 2635641.0824 | 1219083.5407 | 2635642.9904 | 1219089.3456
112 | 2635513.7158 | 1219720.5329 | 2635508.3207 | 1219718.0227 | 2635507.5569 | 1219717.5846 | 2635493.1955 | 1219709.4238
113 | 2635513.7158 | 1219720.5329 | 2635516.9619 | 1219722.0432 | 2635522.2119 | 1219724.4781
114 | 2635522.2119 | 1219724.4781 | 2635532.7462 | 1219729.3638 | 2635537.5073 | 1219731.6602
115 | 2635565.7388 | 1219746.9597 | 2635560.8019 | 1219743.9729 | 2635557.256 | 1219741.8283 | 2635549.5729 | 1219737.4799 | 2635537.5073 | 1219731.6602
116 | 2635631.4262 | 1219801.395 | 2635580.7825 | 1219756.2994 | 2635569.7458 | 1219749.385 | 2635565.7388 | 1219746.9597
117 | 2635631.4262 | 1219801.395 | 2635633.2023 | 1219798.7596 | 2635658.7588 | 1219760.8013
118 | 2635631.4262 | 1219801.395 | 2635635.194 | 1219804.486
119 | 2635658.7588 | 1219760.8013 | 2635661.2609 | 1219757.0851
120 | 2635635.194 | 1219804.486 | 2635650.6992 | 1219816.9716
121 | 2635676.1442 | 1219837.4613 | 2635650.6992 | 1219816.9716
122 | 2635676.1442 | 1219837.4613 | 2635706.3729 | 1219803.2887
123 | 2635663.1129 | 1219754.3343 | 2635661.2609 | 1219757.0851
124 | 2635295.3761 | 1219601.2781 | 2635320.2384 | 1219618.9846

## bus_geodata
| x | y | coords
0 | 2635456.2715 | 1219824.9851
1 | 2635465.8294 | 1219837.0198
2 | 2635425.4617 | 1219794.8086
3 | 2635398.9102 | 1219762.0094
4 | 2635387.1254 | 1219750.5051
5 | 2635340.0898 | 1219780.0713
6 | 2635418.2657 | 1219752.097
7 | 2635364.8568 | 1219728.7664
8 | 2635332.2337 | 1219779.4669
9 | 2635338.5693 | 1219794.6486
10 | 2635421.5778 | 1219749.9611
11 | 2635190.5979 | 1219749.3327
12 | 2635195.9236 | 1219737.8495
13 | 2635268.6593 | 1219756.1629
14 | 2635281.5421 | 1219763.6483
15 | 2635287.5555 | 1219756.5686
16 | 2635276.0143 | 1219770.1594
17 | 2635360.7742 | 1219842.8199
18 | 2635339.9724 | 1219805.3875
19 | 2635384.2716 | 1219874.2709
20 | 2635385.8005 | 1219876.2323
21 | 2635325.1838 | 1219802.4851
22 | 2635385.9482 | 1219876.4217
23 | 2635327.1028 | 1219833.7339
24 | 2635386.0972 | 1219876.6129
25 | 2635175.9994 | 1219842.7247
26 | 2635240.3342 | 1219800.2614
27 | 2635152.2761 | 1219862.7024
28 | 2635272.7704 | 1219773.9803
29 | 2635138.5968 | 1219883.6982
30 | 2635240.7334 | 1219819.3035
31 | 2635135.6542 | 1219911.5194
32 | 2635234.903 | 1219823.608
33 | 2635378.8874 | 1219917.9295
34 | 2635370.1859 | 1219905.6119
35 | 2635393.0705 | 1219941.8827
36 | 2635358.7055 | 1219889.3604
37 | 2635397.7637 | 1219950.2753
38 | 2635353.7558 | 1219882.3536
39 | 2635408.805 | 1219978.0643
40 | 2635341.3942 | 1219863.682
41 | 2635424.9727 | 1220006.6285
42 | 2635246.5066 | 1219731.3772
43 | 2635227.6276 | 1219719.8937
44 | 2635666.8896 | 1220429.0049
45 | 2635697.339 | 1220444.4534
46 | 2635823.6918 | 1220309.6475
47 | 2635815.2609 | 1220238.8882
48 | 2635899.7273 | 1220173.7905
49 | 2635904.7964 | 1220171.1194
50 | 2635889.0286 | 1220141.5668
51 | 2636117.8907 | 1220085.6914
52 | 2636132.0279 | 1220087.8537
53 | 2636134.1592 | 1220067.9587
54 | 2636183.3594 | 1220057.2357
55 | 2636264.1636 | 1219655.7448
56 | 2636201.7907 | 1219631.9833
57 | 2636195.8644 | 1219629.7257
58 | 2635829.2348 | 1219829.1684
59 | 2635817.2811 | 1219838.6413
60 | 2635797.0658 | 1219902.9465
61 | 2635782.9395 | 1219914.3525
62 | 2635803.6942 | 1219897.5945
63 | 2635767.1198 | 1219927.1258
64 | 2635819.083 | 1220009.742
65 | 2635756.6776 | 1219913.533
66 | 2635824.1363 | 1220018.5553
67 | 2635856.8918 | 1219989.4907
68 | 2635737.0073 | 1219891.3464
69 | 2635791.9832 | 1219858.117
70 | 2635875.3143 | 1220021.1365
71 | 2635841.8281 | 1220050.4249
72 | 2635867.3532 | 1220099.7127
73 | 2635833.9174 | 1220036.1748
74 | 2635819.3708 | 1220019.9275
75 | 2635726.9098 | 1219881.5446
76 | 2635745.9462 | 1220024.0561
77 | 2635828.5046 | 1219362.8608
78 | 2635831.2771 | 1219337.9967
79 | 2635828.4853 | 1219329.0524
80 | 2635510.5728 | 1219632.7695
81 | 2635716.0094 | 1219336.6194
82 | 2635491.9634 | 1219658.7272
83 | 2635821.2501 | 1219320.9236
84 | 2635761.6831 | 1219280.2339
85 | 2635759.2254 | 1219277.5509
86 | 2635744.3322 | 1219260.96
87 | 2635740.539 | 1219302.9106
88 | 2635665.3279 | 1219145.6666
89 | 2635682.2662 | 1219174.3415
90 | 2635663.7008 | 1219141.8955
91 | 2635721.161 | 1219229.2654
92 | 2635661.0996 | 1219135.8663
93 | 2635741.4537 | 1219257.6829
94 | 2635654.6781 | 1219120.9825
95 | 2635650.8478 | 1219112.1047
96 | 2635484.21 | 1219663.9595
97 | 2635484.098 | 1219664.1287
98 | 2635497.0607 | 1219645.4491
99 | 2635462.7409 | 1219696.3943
100 | 2635415.9424 | 1219667.9985
101 | 2635469.9714 | 1219699.0611
102 | 2635387.2295 | 1219643.6926
103 | 2635485.8394 | 1219705.2438
104 | 2635435.9858 | 1219738.3514
105 | 2635430.9248 | 1219742.9845
106 | 2635351.5415 | 1219715.7679
107 | 2635646.4305 | 1219099.8118
108 | 2635642.9904 | 1219089.3456
109 | 2635637.1877 | 1219059.7238
110 | 2635493.1955 | 1219709.4238
111 | 2635513.7158 | 1219720.5329
112 | 2635522.2119 | 1219724.4781
113 | 2635537.5073 | 1219731.6602
114 | 2635565.7388 | 1219746.9597
115 | 2635631.4262 | 1219801.395
116 | 2635658.7588 | 1219760.8013
117 | 2635635.194 | 1219804.486
118 | 2635650.6992 | 1219816.9716
119 | 2635676.1442 | 1219837.4613
120 | 2635706.3729 | 1219803.2887
121 | 2635661.2609 | 1219757.0851
122 | 2635361.9911 | 1219610.7424
123 | 2635320.2384 | 1219618.9846
124 | 2635663.1129 | 1219754.3343
125 | 2635295.3761 | 1219601.2781
126 | 2635475.2711 | 1219848.9144

## line_std_types
| c_nf_per_km | r_ohm_per_km | x_ohm_per_km | max_i_ka | type | q_mm2 | alpha | voltage_rating
NAYY 4x50 SE | 210 | 0.642 | 0.083 | 0.142 | cs | 50 | 0.00403 | LV
NAYY 4x120 SE | 264 | 0.225 | 0.08 | 0.242 | cs | 120 | 0.00403 | LV
NAYY 4x150 SE | 261 | 0.208 | 0.08 | 0.27 | cs | 150 | 0.00403 | LV
NA2XS2Y 1x95 RM/25 12/20 kV | 216 | 0.313 | 0.132 | 0.252 | cs | 95 | 0.00403 | MV
NA2XS2Y 1x185 RM/25 12/20 kV | 273 | 0.161 | 0.117 | 0.362 | cs | 185 | 0.00403 | MV
NA2XS2Y 1x240 RM/25 12/20 kV | 304 | 0.122 | 0.112 | 0.421 | cs | 240 | 0.00403 | MV
NA2XS2Y 1x95 RM/25 6/10 kV | 315 | 0.313 | 0.123 | 0.249 | cs | 95 | 0.00403 | MV
NA2XS2Y 1x185 RM/25 6/10 kV | 406 | 0.161 | 0.11 | 0.358 | cs | 185 | 0.00403 | MV
NA2XS2Y 1x240 RM/25 6/10 kV | 456 | 0.122 | 0.105 | 0.416 | cs | 240 | 0.00403 | MV
NA2XS2Y 1x150 RM/25 12/20 kV | 250 | 0.206 | 0.116 | 0.319 | cs | 150 | 0.00403 | MV
NA2XS2Y 1x120 RM/25 12/20 kV | 230 | 0.253 | 0.119 | 0.283 | cs | 120 | 0.00403 | MV
NA2XS2Y 1x70 RM/25 12/20 kV | 190 | 0.443 | 0.132 | 0.22 | cs | 70 | 0.00403 | MV
NA2XS2Y 1x150 RM/25 6/10 kV | 360 | 0.206 | 0.11 | 0.315 | cs | 150 | 0.00403 | MV
NA2XS2Y 1x120 RM/25 6/10 kV | 340 | 0.253 | 0.113 | 0.28 | cs | 120 | 0.00403 | MV
NA2XS2Y 1x70 RM/25 6/10 kV | 280 | 0.443 | 0.123 | 0.217 | cs | 70 | 0.00403 | MV
N2XS(FL)2Y 1x120 RM/35 64/110 kV | 112 | 0.153 | 0.166 | 0.366 | cs | 120 | 0.00393 | HV
N2XS(FL)2Y 1x185 RM/35 64/110 kV | 125 | 0.099 | 0.156 | 0.457 | cs | 185 | 0.00393 | HV
N2XS(FL)2Y 1x240 RM/35 64/110 kV | 135 | 0.075 | 0.149 | 0.526 | cs | 240 | 0.00393 | HV
N2XS(FL)2Y 1x300 RM/35 64/110 kV | 144 | 0.06 | 0.144 | 0.588 | cs | 300 | 0.00393 | HV
15-AL1/3-ST1A 0.4 | 11 | 1.8769 | 0.35 | 0.105 | ol | 16 | 0.00403 | LV
24-AL1/4-ST1A 0.4 | 11.25 | 1.2012 | 0.335 | 0.14 | ol | 24 | 0.00403 | LV
48-AL1/8-ST1A 0.4 | 12.2 | 0.5939 | 0.3 | 0.21 | ol | 48 | 0.00403 | LV
94-AL1/15-ST1A 0.4 | 13.2 | 0.306 | 0.29 | 0.35 | ol | 94 | 0.00403 | LV
34-AL1/6-ST1A 10.0 | 9.7 | 0.8342 | 0.36 | 0.17 | ol | 34 | 0.00403 | MV
48-AL1/8-ST1A 10.0 | 10.1 | 0.5939 | 0.35 | 0.21 | ol | 48 | 0.00403 | MV
70-AL1/11-ST1A 10.0 | 10.4 | 0.4132 | 0.339 | 0.29 | ol | 70 | 0.00403 | MV
94-AL1/15-ST1A 10.0 | 10.75 | 0.306 | 0.33 | 0.35 | ol | 94 | 0.00403 | MV
122-AL1/20-ST1A 10.0 | 11.1 | 0.2376 | 0.323 | 0.41 | ol | 122 | 0.00403 | MV
149-AL1/24-ST1A 10.0 | 11.25 | 0.194 | 0.315 | 0.47 | ol | 149 | 0.00403 | MV
34-AL1/6-ST1A 20.0 | 9.15 | 0.8342 | 0.382 | 0.17 | ol | 34 | 0.00403 | MV
48-AL1/8-ST1A 20.0 | 9.5 | 0.5939 | 0.372 | 0.21 | ol | 48 | 0.00403 | MV
70-AL1/11-ST1A 20.0 | 9.7 | 0.4132 | 0.36 | 0.29 | ol | 70 | 0.00403 | MV
94-AL1/15-ST1A 20.0 | 10 | 0.306 | 0.35 | 0.35 | ol | 94 | 0.00403 | MV
122-AL1/20-ST1A 20.0 | 10.3 | 0.2376 | 0.344 | 0.41 | ol | 122 | 0.00403 | MV
149-AL1/24-ST1A 20.0 | 10.5 | 0.194 | 0.337 | 0.47 | ol | 149 | 0.00403 | MV
184-AL1/30-ST1A 20.0 | 10.75 | 0.1571 | 0.33 | 0.535 | ol | 184 | 0.00403 | MV
243-AL1/39-ST1A 20.0 | 11 | 0.1188 | 0.32 | 0.645 | ol | 243 | 0.00403 | MV
48-AL1/8-ST1A 110.0 | 8 | 0.5939 | 0.46 | 0.21 | ol | 48 | 0.00403 | HV
70-AL1/11-ST1A 110.0 | 8.4 | 0.4132 | 0.45 | 0.29 | ol | 70 | 0.00403 | HV
94-AL1/15-ST1A 110.0 | 8.65 | 0.306 | 0.44 | 0.35 | ol | 94 | 0.00403 | HV
122-AL1/20-ST1A 110.0 | 8.5 | 0.2376 | 0.43 | 0.41 | ol | 122 | 0.00403 | HV
149-AL1/24-ST1A 110.0 | 8.75 | 0.194 | 0.41 | 0.47 | ol | 149 | 0.00403 | HV
184-AL1/30-ST1A 110.0 | 8.8 | 0.1571 | 0.4 | 0.535 | ol | 184 | 0.00403 | HV
243-AL1/39-ST1A 110.0 | 9 | 0.1188 | 0.39 | 0.645 | ol | 243 | 0.00403 | HV
305-AL1/39-ST1A 110.0 | 9.2 | 0.0949 | 0.38 | 0.74 | ol | 305 | 0.00403 | HV
490-AL1/64-ST1A 110.0 | 9.75 | 0.059 | 0.37 | 0.96 | ol | 490 | 0.00403 | HV
679-AL1/86-ST1A 110.0 | 9.95 | 0.042 | 0.36 | 1.15 | ol | 679 | 0.00403 | HV
490-AL1/64-ST1A 220.0 | 10 | 0.059 | 0.285 | 0.96 | ol | 490 | 0.00403 | HV
679-AL1/86-ST1A 220.0 | 11.7 | 0.042 | 0.275 | 1.15 | ol | 679 | 0.00403 | HV
490-AL1/64-ST1A 380.0 | 11 | 0.059 | 0.253 | 0.96 | ol | 490 | 0.00403 | HV
679-AL1/86-ST1A 380.0 | 14.6 | 0.042 | 0.25 | 1.15 | ol | 679 | 0.00403 | HV

## trafo_std_types
| i0_percent | pfe_kw | vkr_percent | sn_mva | vn_lv_kv | vn_hv_kv | vk_percent | shift_degree | vector_group | tap_side | tap_neutral | tap_min | tap_max | tap_step_degree | tap_step_percent | tap_phase_shifter
160 MVA 380/110 kV | 0.06 | 60 | 0.25 | 160 | 110 | 380 | 12.2 | 0 | Yy0 | hv | 0 | -9 | 9 | 0 | 1.5 | FALSE
100 MVA 220/110 kV | 0.06 | 55 | 0.26 | 100 | 110 | 220 | 12 | 0 | Yy0 | hv | 0 | -9 | 9 | 0 | 1.5 | FALSE
63 MVA 110/20 kV | 0.04 | 22 | 0.32 | 63 | 20 | 110 | 18 | 150 | YNd5 | hv | 0 | -9 | 9 | 0 | 1.5 | FALSE
40 MVA 110/20 kV | 0.05 | 18 | 0.34 | 40 | 20 | 110 | 16.2 | 150 | YNd5 | hv | 0 | -9 | 9 | 0 | 1.5 | FALSE
25 MVA 110/20 kV | 0.07 | 14 | 0.41 | 25 | 20 | 110 | 12 | 150 | YNd5 | hv | 0 | -9 | 9 | 0 | 1.5 | FALSE
63 MVA 110/10 kV | 0.04 | 22 | 0.32 | 63 | 10 | 110 | 18 | 150 | YNd5 | hv | 0 | -9 | 9 | 0 | 1.5 | FALSE
40 MVA 110/10 kV | 0.05 | 18 | 0.34 | 40 | 10 | 110 | 16.2 | 150 | YNd5 | hv | 0 | -9 | 9 | 0 | 1.5 | FALSE
25 MVA 110/10 kV | 0.07 | 14 | 0.41 | 25 | 10 | 110 | 12 | 150 | YNd5 | hv | 0 | -9 | 9 | 0 | 1.5 | FALSE
0.25 MVA 20/0.4 kV | 0.32 | 0.8 | 1.44 | 0.25 | 0.4 | 20 | 6 | 150 | Yzn5 | hv | 0 | -2 | 2 | 0 | 2.5 | FALSE
0.4 MVA 20/0.4 kV | 0.3375 | 1.35 | 1.425 | 0.4 | 0.4 | 20 | 6 | 150 | Dyn5 | hv | 0 | -2 | 2 | 0 | 2.5 | FALSE
0.63 MVA 20/0.4 kV | 0.2619 | 1.65 | 1.206 | 0.63 | 0.4 | 20 | 6 | 150 | Dyn5 | hv | 0 | -2 | 2 | 0 | 2.5 | FALSE
0.25 MVA 10/0.4 kV | 0.24 | 0.6 | 1.2 | 0.25 | 0.4 | 10 | 4 | 150 | Dyn5 | hv | 0 | -2 | 2 | 0 | 2.5 | FALSE
0.4 MVA 10/0.4 kV | 0.2375 | 0.95 | 1.325 | 0.4 | 0.4 | 10 | 4 | 150 | Dyn5 | hv | 0 | -2 | 2 | 0 | 2.5 | FALSE
0.63 MVA 10/0.4 kV | 0.1873 | 1.18 | 1.0794 | 0.63 | 0.4 | 10 | 4 | 150 | Dyn5 | hv | 0 | -2 | 2 | 0 | 2.5 | FALSE

## trafo3w_std_types
| sn_hv_mva | sn_mv_mva | sn_lv_mva | vn_hv_kv | vn_mv_kv | vn_lv_kv | vk_hv_percent | vk_mv_percent | vk_lv_percent | vkr_hv_percent | vkr_mv_percent | vkr_lv_percent | pfe_kw | i0_percent | shift_mv_degree | shift_lv_degree | vector_group | tap_side | tap_neutral | tap_min | tap_max | tap_step_percent
63/25/38 MVA 110/20/10 kV | 63 | 25 | 38 | 110 | 20 | 10 | 10.4 | 10.4 | 10.4 | 0.28 | 0.32 | 0.35 | 35 | 0.89 | 0 | 0 | YN0yn0yn0 | hv | 0 | -10 | 10 | 1.2
63/25/38 MVA 110/10/10 kV | 63 | 25 | 38 | 110 | 10 | 10 | 10.4 | 10.4 | 10.4 | 0.28 | 0.32 | 0.35 | 35 | 0.89 | 0 | 0 | YN0yn0yn0 | hv | 0 | -10 | 10 | 1.2

## fuse_std_types
| fuse_type | i_rated_a | t_avg | t_min | t_total | x_avg | x_min | x_total
HV 100A | HV 100A | 100 | 0 | [10.0, 3.64, 0.854, 0.281, 0.1, 0.0531, 0.022, 0.01] | [10.0, 4.267, 1.21, 0.403, 0.1, 0.058, 0.022, 0.01] | 0 | [300.0, 350.0, 450.0, 550.0, 700.0, 850.0, 1200.0, 1752.0] | [600.0, 700.0, 900.0, 1150.0, 1665.0, 2000.0, 3000.0, 4313.0]
HV 10A | HV 10A | 10 | 0 | [10.0, 1675.0, 0.344, 0.156, 0.1, 0.0417, 0.0171, 0.01] | [10.0, 1.3, 0.3, 0.155, 0.1, 0.0555, 0.023, 0.01] | 0 | [30.0, 32.0, 35.0, 37.0, 39.0, 50.0, 70.0, 88.0] | [60.0, 70.0, 80.0, 87.0, 94.0, 110.0, 150.0, 216.0]
HV 125A | HV 125A | 125 | 0 | [10.0, 1.82, 0.344, 0.1, 0.0467, 0.0269, 0.01] | [10.0, 2.478, 0.426, 0.1, 0.0427, 0.0211, 0.01] | 0 | [375.0, 500.0, 700.0, 925.0, 1200.0, 1500.0, 2341.0] | [750.0, 1000.0, 1500.0, 2200.0, 3000.0, 4000.0, 5765.0]
HV 160A | HV 160A | 160 | 0 | [10.0, 4.15, 1.03, 0.198, 0.1, 0.051, 0.0172, 0.01] | [10.0, 2.3, 0.734, 0.274, 0.1, 0.046, 0.0177, 0.01] | 0 | [480.0, 550.0, 700.0, 1000.0, 1260.0, 1600.0, 2500.0, 3227.0] | [960.0, 1300.0, 1700.0, 2200.0, 2996.0, 4000.0, 6000.0, 7946.0]
HV 16A | HV 16A | 16 | 0 | [10.0, 0.352, 0.164, 0.1, 0.0649, 0.0342, 0.01] | [10.0, 2.34, 0.722, 0.181, 0.1, 0.055, 0.0296, 0.01] | 0 | [48.0, 60.0, 65.0, 71.0, 80.0, 100.0, 162.0] | [96.0, 110.0, 125.0, 150.0, 168.0, 200.0, 250.0, 398.0]
HV 200A | HV 200A | 200 | 0 | [10.0, 4.267, 1.21, 0.403, 0.1, 0.058, 0.022, 0.01] | [10.0, 3.73, 1.654, 0.328, 0.1, 0.0531, 0.019, 0.01] | 0 | [600.0, 700.0, 900.0, 1150.0, 1665.0, 2000.0, 3000.0, 4313.0] | [1200.0, 1500.0, 1800.0, 2700.0, 3960.0, 5000.0, 7500.0, 10620.0]
HV 20A | HV 20A | 20 | 0 | [10.0, 1.3, 0.3, 0.155, 0.1, 0.0555, 0.023, 0.01] | [10.0, 1.3, 0.161, 0.1, 0.0611, 0.0399, 0.0141, 0.01] | 0 | [60.0, 70.0, 80.0, 87.0, 94.0, 110.0, 150.0, 216.0] | [120.0, 150.0, 200.0, 223.0, 260.0, 300.0, 450.0, 532.0]
HV 25A | HV 25A | 25 | 0 | [10.0, 2.512, 0.833, 0.299, 0.1, 0.0372, 0.0223, 0.01] | [10.0, 3.125, 0.597, 0.198, 0.1, 0.0378, 0.022, 0.01] | 0 | [75.0, 82.0, 90.0, 100.0, 124.0, 170.0, 200.0, 289.0] | [150.0, 170.0, 210.0, 250.0, 294.0, 400.0, 500.0, 711.0]
HV 31.5A | HV 31.5A | 31.5 | 0 | [10.0, 2.34, 0.722, 0.181, 0.1, 0.055, 0.0296, 0.01] | [10.0, 2.84, 0.368, 0.164, 0.1, 0.0621, 0.0378, 0.0195, 0.01] | 0 | [95.0, 110.0, 125.0, 150.0, 165.0, 200.0, 250.0, 390.0] | [189.0, 220.0, 300.0, 350.0, 393.0, 450.0, 530.0, 700.0, 960.0]
HV 40A | HV 40A | 40 | 0 | [10.0, 1.3, 0.161, 0.1, 0.0611, 0.0399, 0.0141, 0.01] | [10.0, 2.05, 0.369, 0.198, 0.1, 0.051, 0.0298, 0.01] | 0 | [120.0, 150.0, 200.0, 223.0, 260.0, 300.0, 450.0, 532.0] | [240.0, 300.0, 400.0, 450.0, 530.0, 650.0, 800.0, 1311.0]
HV 50A | HV 50A | 50 | 0 | [10.0, 3.215, 0.597, 0.198, 0.1, 0.0378, 0.022, 0.01] | [10.0, 3.64, 0.854, 0.281, 0.1, 0.0531, 0.022, 0.01] | 0 | [150.0, 170.0, 210.0, 250.0, 294.0, 400.0, 500.0, 711.0] | [300.0, 350.0, 450.0, 550.0, 700.0, 850.0, 1200.0, 1752.0]
HV 6.3A | HV 6.3A | 6.3 | 0 | [10.0, 1.39, 0.344, 0.168, 0.1, 0.056, 0.0263, 0.01] | [10.0, 1.711, 0.516, 0.198, 0.1, 0.0634, 0.0303, 0.01] | 0 | [19.0, 19.5, 20.4, 20.8, 22.0, 25.0, 32.0, 48.0] | [38.0, 40.0, 43.0, 48.0, 53.0, 60.0, 75.0, 118.0]
HV 63A | HV 63A | 63 | 0 | [10.0, 2.84, 0.368, 0.164, 0.1, 0.0621, 0.0378, 0.0195, 0.01] | [10.0, 1.82, 0.344, 0.1, 0.0467, 0.0269, 0.01] | 0 | [189.0, 220.0, 300.0, 350.0, 393.0, 450.0, 530.0, 700.0, 961.0] | [378.0, 500.0, 700.0, 934.0, 1200.0, 1500.0, 2366.0]
HV 80A | HV 80A | 80 | 0 | [10.0, 2.05, 0.369, 0.198, 0.1, 0.051, 0.0298, 0.01] | [10.0, 4.15, 1.03, 0.198, 0.1, 0.051, 0.0172, 0.01] | 0 | [240.0, 300.0, 400.0, 450.0, 530.0, 650.0, 800.0, 1311.0] | [480.0, 550.0, 700.0, 1000.0, 1260.0, 1600.0, 2500.0, 3227.0]
Siemens NH-1-100 | Siemens NH-1-100 | 100 | [5400.0, 2000.0, 400.0, 20.0, 1.0, 0.2, 0.012, 0.004] | 0 | 0 | [150.0, 190.0, 250.0, 430.0, 900.0, 1250.0, 2700.0, 3600.0] | 0 | 0
Siemens NH-1-125 | Siemens NH-1-125 | 125 | [4800.0, 120.0, 7.0, 0.1, 0.004] | 0 | 0 | [180.0, 400.0, 740.0, 2000.0, 4250.0] | 0 | 0
Siemens NH-1-16 | Siemens NH-1-16 | 16 | [4000.0, 400.0, 2.0, 0.1, 0.04, 0.01] | 0 | 0 | [26.0, 35.0, 75.0, 150.0, 200.0, 300.0] | 0 | 0
Siemens NH-1-160 | Siemens NH-1-160 | 160 | [4800.0, 120.0, 7.0, 0.1, 0.004] | 0 | 0 | [210.0, 500.0, 900.0, 2300.0, 5000.0] | 0 | 0
Siemens NH-1-25 | Siemens NH-1-25 | 25 | [4000.0, 1000.0, 10.0, 0.2, 0.02, 0.01] | 0 | 0 | [40.0, 50.0, 100.0, 210.0, 400.0, 500.0] | 0 | 0
Siemens NH-1-50 | Siemens NH-1-50 | 50 | [4000.0, 40.0, 4.0, 1.0, 0.02, 0.01] | 0 | 0 | [86.0, 200.0, 300.0, 400.0, 1000.0, 1280.0] | 0 | 0
Siemens NH-1-63 | Siemens NH-1-63 | 63 | [4000.0, 100.0, 10.0, 2.0, 0.04, 0.01] | 0 | 0 | [100.0, 200.0, 300.0, 400.0, 1000.0, 1500.0] | 0 | 0
Siemens NH-1-80 | Siemens NH-1-80 | 80 | [4800.0, 120.0, 7.0, 0.1, 0.01] | 0 | 0 | [150.58, 250.0, 450.0, 1150.0, 2470.0] | 0 | 0
Siemens NH-2-1000 | Siemens NH-2-1000 | 1000 | [4800.0, 120.0, 7.0, 0.1, 0.004] | 0 | 0 | [1900.0, 3500.0, 8400.0, 24000.0, 52000.0] | 0 | 0
Siemens NH-2-200 | Siemens NH-2-200 | 200 | [4800.0, 120.0, 7.0, 0.1, 0.004] | 0 | 0 | [280.0, 650.0, 1200.0, 3000.0, 7000.0] | 0 | 0
Siemens NH-2-224 | Siemens NH-2-224 | 224 | [4800.0, 120.0, 7.0, 0.2, 0.04, 0.004] | 0 | 0 | [400.0, 750.0, 1453.0, 3025.0, 4315.0, 7600.0] | 0 | 0
Siemens NH-2-250 | Siemens NH-2-250 | 250 | [4800.0, 120.0, 7.0, 0.1, 0.004] | 0 | 0 | [450.0, 800.0, 1650.0, 4000.0, 8500.0] | 0 | 0
Siemens NH-2-315 | Siemens NH-2-315 | 315 | [4800.0, 120.0, 7.0, 0.1, 0.004] | 0 | 0 | [550.0, 920.0, 1900.0, 5000.0, 11000.0] | 0 | 0
Siemens NH-2-355 | Siemens NH-2-355 | 355 | [4800.0, 120.0, 6.0, 0.1, 0.004] | 0 | 0 | [650.0, 1116.27, 2350.0, 5840.0, 12790.0] | 0 | 0
Siemens NH-2-400 | Siemens NH-2-400 | 400 | [4800.0, 120.0, 7.0, 0.1, 0.004] | 0 | 0 | [720.0, 1350.0, 2800.0, 6500.0, 15000.0] | 0 | 0
Siemens NH-2-425 | Siemens NH-2-425 | 425 | [4800.0, 120.0, 7.0, 0.1, 0.004] | 0 | 0 | [850.0, 1500.0, 3050.0, 7500.0, 16500.0] | 0 | 0
Siemens NH-2-630 | Siemens NH-2-630 | 630 | [4800.0, 120.0, 7.0, 0.1, 0.004] | 0 | 0 | [1200.0, 2000.0, 4800.0, 12000.0, 26000.0] | 0 | 0

## res_bus
| vm_pu | va_degree | p_mw | q_mvar
0 | 0.99865 | -0.0093092 | 0.00042337 | 0.00010611
1 | 1 | 0 | -0.12368 | -0.03102
2 | 0.99486 | -0.035687 | 0 | 0
3 | 0.99118 | -0.061454 | 0 | 0
4 | 0.99102 | -0.062582 | 0.0019003 | 0.00047627
5 | 0.98653 | -0.094215 | 0 | 0
6 | 0.9902 | -0.068328 | 0.00041813 | 0.00010479
7 | 0.9908 | -0.064114 | 0.0018774 | 0.00047052
8 | 0.98638 | -0.095276 | 0.0027726 | 0.00069488
9 | 0.9857 | -0.10007 | 0 | 0
10 | 0.99002 | -0.069569 | 0.00017508 | 4.3879e-05
11 | 0.98536 | -0.10254 | 0.00080715 | 0.00020229
12 | 0.98538 | -0.1024 | 0 | 0
13 | 0.98547 | -0.10176 | 0.0010493 | 0.00026297
14 | 0.98551 | -0.10147 | 0 | 0
15 | 0.98562 | -0.10067 | 0 | 0
16 | 0.98543 | -0.10204 | 0.00098099 | 0.00024586
17 | 0.98512 | -0.10426 | 0.0026919 | 0.00067465
18 | 0.98556 | -0.1011 | 0.0019912 | 0.00049904
19 | 0.98486 | -0.10605 | 0.0018129 | 0.00045436
20 | 0.98485 | -0.10612 | 0.00087499 | 0.00021929
21 | 0.98502 | -0.10489 | 0.0037587 | 0.00094203
22 | 0.98485 | -0.10612 | 0.00087581 | 0.0002195
23 | 0.98383 | -0.11339 | 0.0019219 | 0.00048167
24 | 0.98485 | -0.10612 | 0.00087568 | 0.00021947
25 | 0.98482 | -0.10644 | 0.0012946 | 0.00032446
26 | 0.98516 | -0.10396 | 0.00068559 | 0.00017183
27 | 0.98474 | -0.10702 | 0.00042789 | 0.00010724
28 | 0.98539 | -0.10232 | 0 | 0
29 | 0.98469 | -0.10738 | 0.00065378 | 0.00016385
30 | 0.98525 | -0.10337 | 0.00073755 | 0.00018485
31 | 0.98466 | -0.10759 | 0.00072716 | 0.00018224
32 | 0.98524 | -0.10344 | 0.00095567 | 0.00023951
33 | 0.98087 | -0.13447 | 0.0058912 | 0.0014765
34 | 0.98118 | -0.13221 | 0.0034301 | 0.00085966
35 | 0.98052 | -0.13697 | 0.0038271 | 0.00095917
36 | 0.9817 | -0.12851 | 0.0027943 | 0.00070032
37 | 0.98045 | -0.13744 | 0.0033727 | 0.00084528
38 | 0.98196 | -0.12667 | 0.0011827 | 0.00029641
39 | 0.98039 | -0.13788 | 0.00041029 | 0.00010283
40 | 0.98267 | -0.12158 | 0.0019783 | 0.0004958
41 | 0.98034 | -0.13822 | 0.00099478 | 0.00024931
42 | 0.98549 | -0.10166 | 0.0011968 | 0.00029995
43 | 0.98546 | -0.10184 | 0.00079252 | 0.00019863
44 | 0.97126 | -0.2038 | 0.00016409 | 4.1125e-05
45 | 0.97127 | -0.20374 | 0.00031288 | 7.8416e-05
46 | 0.97139 | -0.20279 | 0.00056649 | 0.00014197
47 | 0.97154 | -0.20168 | 0.0024324 | 0.00060961
48 | 0.97209 | -0.19771 | 0 | 0
49 | 0.97212 | -0.1975 | 0 | 0
50 | 0.97229 | -0.19626 | 0.00054351 | 0.00013622
51 | 0.97096 | -0.20627 | 0.00049074 | 0.00012299
52 | 0.97097 | -0.20619 | 0 | 0
53 | 0.97098 | -0.20608 | 0.00049243 | 0.00012342
54 | 0.97106 | -0.20551 | 0 | 0
55 | 0.97165 | -0.20114 | 0 | 0
56 | 0.97175 | -0.20041 | 0.00043468 | 0.00010894
57 | 0.97176 | -0.20031 | 0.0032237 | 0.00080794
58 | 0.9746 | -0.17958 | 0.00031701 | 7.945e-05
59 | 0.97471 | -0.17877 | 0 | 0
60 | 0.97475 | -0.17839 | 0.00036259 | 9.0872e-05
61 | 0.97489 | -0.17742 | 0.00047781 | 0.00011975
62 | 0.9747 | -0.17882 | 0.0047373 | 0.0011873
63 | 0.97506 | -0.17623 | 0 | 0
64 | 0.97339 | -0.18826 | 0 | 0
65 | 0.97549 | -0.17312 | 0 | 0
66 | 0.97323 | -0.18942 | 0 | 0
67 | 0.97334 | -0.18862 | 0.00080404 | 0.00020151
68 | 0.97648 | -0.16599 | 0 | 0
69 | 0.97495 | -0.17707 | 0.00061468 | 0.00015405
70 | 0.97295 | -0.19147 | 0.00010612 | 2.6597e-05
71 | 0.97295 | -0.19142 | 0 | 0
72 | 0.97257 | -0.19423 | 0.00074051 | 0.00018559
73 | 0.97307 | -0.19057 | 0.00048269 | 0.00012097
74 | 0.97319 | -0.18971 | 0 | 0
75 | 0.97695 | -0.1626 | 0.00049511 | 0.00012409
76 | 0.97259 | -0.19402 | 0.0054883 | 0.0013755
77 | 0.98349 | -0.11614 | 0.00015127 | 3.7911e-05
78 | 0.9835 | -0.1161 | 0.00029803 | 7.4694e-05
79 | 0.9835 | -0.11606 | 0.00016143 | 4.0458e-05
80 | 0.98635 | -0.095567 | 0.00071768 | 0.00017987
81 | 0.98402 | -0.11234 | 0.00012283 | 3.0785e-05
82 | 0.98659 | -0.093843 | 0.000226 | 5.664e-05
83 | 0.98351 | -0.11599 | 9.5286e-05 | 2.3881e-05
84 | 0.98359 | -0.11546 | 0 | 0
85 | 0.98359 | -0.11543 | 0 | 0
86 | 0.98349 | -0.11612 | 7.6965e-05 | 1.9289e-05
87 | 0.98376 | -0.11422 | 0.00065426 | 0.00016397
88 | 0.98297 | -0.11989 | 0.00020448 | 5.1247e-05
89 | 0.98308 | -0.11907 | 0.00018807 | 4.7134e-05
90 | 0.98295 | -0.11998 | 0.00031122 | 7.7999e-05
91 | 0.98333 | -0.11727 | 0.00023261 | 5.8299e-05
92 | 0.98294 | -0.12011 | 0.00099771 | 0.00025005
93 | 0.98347 | -0.11625 | 0.00010029 | 2.5135e-05
94 | 0.98292 | -0.12026 | 0.00010531 | 2.6393e-05
95 | 0.9829 | -0.12034 | 4.1143e-05 | 1.0311e-05
96 | 0.98668 | -0.093176 | 0.0016733 | 0.00041936
97 | 0.98668 | -0.093171 | 0.00060687 | 0.00015209
98 | 0.98665 | -0.093367 | 0.00082735 | 0.00020735
99 | 0.98686 | -0.091937 | 0 | 0
100 | 0.98642 | -0.095056 | 0.00079006 | 0.00019801
101 | 0.98695 | -0.091254 | 0 | 0
102 | 0.98616 | -0.096901 | 0 | 0
103 | 0.98638 | -0.095269 | 0.00030001 | 7.5188e-05
104 | 0.9892 | -0.075377 | 0.0021866 | 0.000548
105 | 0.9895 | -0.073232 | 0.00036234 | 9.0811e-05
106 | 0.99072 | -0.064675 | 0.0029621 | 0.00074236
107 | 0.98289 | -0.12043 | 0.00015457 | 3.874e-05
108 | 0.98288 | -0.1205 | 4.0092e-05 | 1.0048e-05
109 | 0.98286 | -0.12066 | 0.00052944 | 0.00013269
110 | 0.98611 | -0.097203 | 0.0017945 | 0.00044973
111 | 0.98539 | -0.10233 | 0.00033867 | 8.4878e-05
112 | 0.9851 | -0.10437 | 0.0038343 | 0.00096096
113 | 0.98463 | -0.10772 | 0.00026595 | 6.6653e-05
114 | 0.98373 | -0.11407 | 0 | 0
115 | 0.98136 | -0.13096 | 0 | 0
116 | 0.98057 | -0.1366 | 0.00088883 | 0.00022276
117 | 0.98117 | -0.13233 | 0 | 0
118 | 0.98038 | -0.13795 | 0.0031156 | 0.00078084
119 | 0.97924 | -0.14611 | 0 | 0
120 | 0.9792 | -0.14638 | 0.0005586 | 0.00014
121 | 0.9805 | -0.13708 | 0.0074341 | 0.0018632
122 | 0.98613 | -0.097081 | 0.00041904 | 0.00010502
123 | 0.98568 | -0.10031 | 0.0029249 | 0.00073305
124 | 0.98049 | -0.13717 | 0.0027837 | 0.00069766
125 | 0.98562 | -0.10075 | 0.0014019 | 0.00035135
126 | 0.99998 | 149.9947 | 0 | 0

## res_line
| p_from_mw | q_from_mvar | p_to_mw | q_to_mvar | pl_mw | ql_mvar | i_from_ka | i_to_ka | i_ka | vm_from_pu | va_from_degree | vm_to_pu | va_to_degree | loading_percent
0 | -0.12272 | -0.030959 | 0.12288 | 0.03102 | 0.00016046 | 6.1312e-05 | 0.18293 | 0.18293 | 0.18293 | 0.99865 | -0.0093092 | 1 | 0 | 33.8762
1 | 0.1223 | 0.030852 | -0.12185 | -0.03068 | 0.0004508 | 0.00017225 | 0.1823 | 0.1823 | 0.1823 | 0.99865 | -0.0093092 | 0.99486 | -0.035687 | 33.7595
2 | 0.12185 | 0.03068 | -0.12141 | -0.030513 | 0.00043709 | 0.00016702 | 0.1823 | 0.1823 | 0.1823 | 0.99486 | -0.035687 | 0.99118 | -0.061454 | 33.7595
3 | 0.0067421 | 0.0016892 | -0.0067411 | -0.001689 | 1.0528e-06 | 1.9269e-07 | 0.010122 | 0.010122 | 0.010122 | 0.99118 | -0.061454 | 0.99102 | -0.062582 | 3.7487
4 | 0.05217 | 0.013117 | -0.051933 | -0.013027 | 0.00023703 | 9.0371e-05 | 0.078336 | 0.078336 | 0.078336 | 0.99118 | -0.061454 | 0.98653 | -0.094215 | 29.0133
5 | 0.0625 | 0.015707 | -0.06244 | -0.015685 | 5.9752e-05 | 2.2422e-05 | 0.093844 | 0.093845 | 0.093845 | 0.99118 | -0.061454 | 0.9902 | -0.068328 | 17.3786
6 | 0.0048407 | 0.0012127 | -0.0048397 | -0.0012127 | 1.0259e-06 | -6.3198e-09 | 0.0072682 | 0.0072684 | 0.0072684 | 0.99102 | -0.062582 | 0.9908 | -0.064114 | 2.692
7 | 0.013096 | 0.0032772 | -0.013094 | -0.0032766 | 1.918e-06 | 6.371e-07 | 0.019751 | 0.019751 | 0.019751 | 0.98653 | -0.094215 | 0.98638 | -0.095276 | 7.3152
8 | 0.038837 | 0.0097494 | -0.038806 | -0.0097375 | 3.156e-05 | 1.195e-05 | 0.058585 | 0.058585 | 0.058585 | 0.98653 | -0.094215 | 0.9857 | -0.10007 | 21.6982
9 | 0.062022 | 0.01558 | -0.062012 | -0.015576 | 1.0697e-05 | 4.0126e-06 | 0.093216 | 0.093216 | 0.093216 | 0.9902 | -0.068328 | 0.99002 | -0.069569 | 17.2623
10 | 0.0029623 | 0.00074221 | -0.0029621 | -0.00074236 | 2.2982e-07 | -1.5124e-07 | 0.0044488 | 0.0044489 | 0.0044489 | 0.9908 | -0.064114 | 0.99072 | -0.064675 | 1.6477
11 | 0.010321 | 0.0025817 | -0.010314 | -0.0025794 | 7.6785e-06 | 2.3057e-06 | 0.015568 | 0.015569 | 0.015569 | 0.98638 | -0.095276 | 0.98562 | -0.10067 | 5.7661
12 | 0.029678 | 0.0074502 | -0.029658 | -0.0074428 | 1.984e-05 | 7.4289e-06 | 0.044806 | 0.044806 | 0.044806 | 0.9857 | -0.10007 | 0.98502 | -0.10489 | 16.5947
13 | 0.009128 | 0.0022872 | -0.0091267 | -0.0022869 | 1.2969e-06 | 3.5931e-07 | 0.013779 | 0.01378 | 0.01378 | 0.9857 | -0.10007 | 0.98556 | -0.1011 | 5.1035
14 | 0.061836 | 0.015532 | -0.061805 | -0.01552 | 3.1484e-05 | 1.1809e-05 | 0.092953 | 0.092953 | 0.092953 | 0.99002 | -0.069569 | 0.9895 | -0.073232 | 17.2136
15 | -0.00080715 | -0.00020229 | 0.00080717 | 0.00020208 | 1.5556e-08 | -2.0778e-07 | 0.0012189 | 0.0012188 | 0.0012189 | 0.98536 | -0.10254 | 0.98538 | -0.1024 | 0.45144
16 | -0.00080717 | -0.00020208 | 0.00080724 | 0.00020112 | 7.1845e-08 | -9.6005e-07 | 0.0012188 | 0.0012185 | 0.0012188 | 0.98538 | -0.1024 | 0.98547 | -0.10176 | 0.45142
17 | -0.0018565 | -0.0004641 | 0.0018566 | 0.00046394 | 7.3037e-08 | -1.6175e-07 | 0.0028028 | 0.0028028 | 0.0028028 | 0.98547 | -0.10176 | 0.98551 | -0.10147 | 1.0381
18 | -0.008323 | -0.0020814 | 0.0083239 | 0.0020816 | 9.1415e-07 | 2.3335e-07 | 0.012565 | 0.012565 | 0.012565 | 0.98551 | -0.10147 | 0.98562 | -0.10067 | 4.6538
19 | 0.0064664 | 0.0016174 | -0.0064659 | -0.0016173 | 5.0794e-07 | 8.654e-08 | 0.0097624 | 0.0097624 | 0.0097624 | 0.98551 | -0.10147 | 0.98543 | -0.10204 | 3.6157
20 | 0.0019896 | 0.00049779 | -0.0019894 | -0.0004983 | 2.7113e-07 | -5.0946e-07 | 0.0030035 | 0.0030037 | 0.0030037 | 0.98562 | -0.10067 | 0.98549 | -0.10166 | 1.1125
21 | 0.0054849 | 0.0013715 | -0.0054847 | -0.0013715 | 2.1448e-07 | 1.8641e-08 | 0.0082811 | 0.0082811 | 0.0082811 | 0.98543 | -0.10204 | 0.98539 | -0.10232 | 3.0671
22 | -0.0071324 | -0.0017872 | 0.0071355 | 0.0017878 | 3.1178e-06 | 6.5082e-07 | 0.010773 | 0.010773 | 0.010773 | 0.98512 | -0.10426 | 0.98556 | -0.1011 | 3.9901
23 | 0.0044405 | 0.0011125 | -0.0044394 | -0.0011126 | 1.1024e-06 | -7.5836e-08 | 0.0067073 | 0.0067074 | 0.0067074 | 0.98512 | -0.10426 | 0.98486 | -0.10605 | 2.4842
24 | 0.0026265 | 0.00065823 | -0.0026265 | -0.00065825 | 2.4437e-08 | -2.2246e-08 | 0.0039683 | 0.0039684 | 0.0039684 | 0.98486 | -0.10605 | 0.98485 | -0.10612 | 1.4698
25 | 0.0017515 | 0.00043896 | -0.0017515 | -0.00043896 | 1.0505e-09 | -2.6533e-09 | 0.0026463 | 0.0026463 | 0.0026463 | 0.98485 | -0.10612 | 0.98485 | -0.10612 | 0.98012
26 | 0.025899 | 0.0065008 | -0.025868 | -0.0064894 | 3.0554e-05 | 1.1345e-05 | 0.039128 | 0.039128 | 0.039128 | 0.98502 | -0.10489 | 0.98383 | -0.11339 | 14.4917
27 | 0.00087568 | 0.00021946 | -0.00087568 | -0.00021947 | 2.648e-10 | -2.9817e-09 | 0.0013231 | 0.0013231 | 0.0013231 | 0.98485 | -0.10612 | 0.98485 | -0.10612 | 0.49002
28 | 0.023947 | 0.0060078 | -0.023919 | -0.0059977 | 2.7184e-05 | 1.0034e-05 | 0.036221 | 0.036221 | 0.036221 | 0.98383 | -0.11339 | 0.98267 | -0.12158 | 13.4152
29 | -0.0031037 | -0.00077681 | 0.0031047 | 0.00077623 | 1.0585e-06 | -5.7488e-07 | 0.0046892 | 0.0046888 | 0.0046892 | 0.98482 | -0.10644 | 0.98516 | -0.10396 | 1.7367
30 | 0.0018091 | 0.00045235 | -0.0018089 | -0.00045269 | 1.4568e-07 | -3.4161e-07 | 0.002733 | 0.0027332 | 0.0027332 | 0.98482 | -0.10644 | 0.98474 | -0.10702 | 1.0123
31 | -0.0037903 | -0.00094806 | 0.0037912 | 0.00094786 | 8.5717e-07 | -2.0424e-07 | 0.0057244 | 0.0057242 | 0.0057244 | 0.98516 | -0.10396 | 0.98539 | -0.10232 | 2.1201
32 | 0.001381 | 0.00034545 | -0.001381 | -0.00034574 | 6.8491e-08 | -2.9434e-07 | 0.0020866 | 0.0020867 | 0.0020867 | 0.98474 | -0.10702 | 0.98469 | -0.10738 | 0.77286
33 | 0.0016935 | 0.0004236 | -0.0016932 | -0.00042427 | 2.441e-07 | -6.681e-07 | 0.002557 | 0.0025573 | 0.0025573 | 0.98539 | -0.10232 | 0.98525 | -0.10337 | 0.94713
34 | 0.00072718 | 0.00018189 | -0.00072716 | -0.00018224 | 2.1379e-08 | -3.5272e-07 | 0.0010988 | 0.0010989 | 0.0010989 | 0.98469 | -0.10738 | 0.98466 | -0.10759 | 0.407
35 | 0.00095568 | 0.00023942 | -0.00095567 | -0.00023951 | 9.421e-09 | -8.8669e-08 | 0.0014433 | 0.0014434 | 0.0014434 | 0.98525 | -0.10337 | 0.98524 | -0.10344 | 0.53458
36 | -0.0145 | -0.0036331 | 0.014504 | 0.0036347 | 4.5531e-06 | 1.5608e-06 | 0.021996 | 0.021996 | 0.021996 | 0.98087 | -0.13447 | 0.98118 | -0.13221 | 8.1467
37 | 0.0086083 | 0.0021566 | -0.0086053 | -0.0021558 | 2.9652e-06 | 7.8888e-07 | 0.013059 | 0.013059 | 0.013059 | 0.98087 | -0.13447 | 0.98052 | -0.13697 | 4.8367
38 | -0.017934 | -0.0044943 | 0.017943 | 0.0044976 | 9.1845e-06 | 3.281e-06 | 0.027198 | 0.027198 | 0.027198 | 0.98118 | -0.13221 | 0.9817 | -0.12851 | 10.0733
39 | 0.0047782 | 0.0011967 | -0.0047779 | -0.0011967 | 3.1548e-07 | 6.1369e-11 | 0.007251 | 0.0072511 | 0.0072511 | 0.98052 | -0.13697 | 0.98045 | -0.13744 | 2.6856
40 | -0.020738 | -0.0051979 | 0.020743 | 0.0051999 | 5.2892e-06 | 1.9258e-06 | 0.031433 | 0.031433 | 0.031433 | 0.9817 | -0.12851 | 0.98196 | -0.12667 | 11.642
41 | 0.0014052 | 0.0003514 | -0.0014051 | -0.00035175 | 8.5323e-08 | -3.4638e-07 | 0.0021324 | 0.0021325 | 0.0021325 | 0.98045 | -0.13744 | 0.98039 | -0.13788 | 0.78982
42 | -0.021926 | -0.0054963 | 0.021941 | 0.0055019 | 1.5443e-05 | 5.6558e-06 | 0.033225 | 0.033225 | 0.033225 | 0.98196 | -0.12667 | 0.98267 | -0.12158 | 12.3057
43 | 0.00099482 | 0.00024892 | -0.00099478 | -0.00024931 | 4.669e-08 | -3.9591e-07 | 0.0015098 | 0.0015099 | 0.0015099 | 0.98039 | -0.13788 | 0.98034 | -0.13822 | 0.55923
44 | 0.00079254 | 0.00019835 | -0.00079252 | -0.00019863 | 1.9747e-08 | -2.7398e-07 | 0.0011966 | 0.0011967 | 0.0011967 | 0.98549 | -0.10166 | 0.98546 | -0.10184 | 0.44322
45 | -0.00016409 | -4.1125e-05 | 0.00016409 | 4.0702e-05 | 1.3475e-09 | -4.2263e-07 | 0.00025139 | 0.00025124 | 0.00025139 | 0.97126 | -0.2038 | 0.97127 | -0.20374 | 0.093109
46 | -0.00047698 | -0.00011912 | 0.00047704 | 0.00011686 | 6.147e-08 | -2.2633e-06 | 0.00073059 | 0.00072978 | 0.00073059 | 0.97127 | -0.20374 | 0.97139 | -0.20279 | 0.27059
47 | -0.0010435 | -0.00025883 | 0.0010437 | 0.00025768 | 1.556e-07 | -1.1502e-06 | 0.0015975 | 0.0015971 | 0.0015975 | 0.97139 | -0.20279 | 0.97154 | -0.20168 | 0.59168
48 | -0.003476 | -0.00086729 | 0.0034779 | 0.00086669 | 1.8916e-06 | -5.9842e-07 | 0.0053225 | 0.005322 | 0.0053225 | 0.97154 | -0.20168 | 0.97209 | -0.19771 | 1.9713
49 | -0.0034779 | -0.00086669 | 0.003478 | 0.00086666 | 1.0104e-07 | -3.2014e-08 | 0.005322 | 0.005322 | 0.005322 | 0.97209 | -0.19771 | 0.97212 | -0.1975 | 1.9711
50 | -0.003478 | -0.00086666 | 0.0034786 | 0.00086647 | 5.92e-07 | -1.8767e-07 | 0.005322 | 0.0053219 | 0.005322 | 0.97212 | -0.1975 | 0.97229 | -0.19626 | 1.9711
51 | -0.0040221 | -0.0010027 | 0.0040232 | 0.0010025 | 1.1137e-06 | -1.5639e-07 | 0.0061536 | 0.0061534 | 0.0061536 | 0.97229 | -0.19626 | 0.97257 | -0.19423 | 2.2791
52 | -0.00049074 | -0.00012299 | 0.00049074 | 0.00012281 | 5.0471e-09 | -1.7495e-07 | 0.00075206 | 0.000752 | 0.00075206 | 0.97096 | -0.20627 | 0.97097 | -0.20619 | 0.27854
53 | -0.00049074 | -0.00012281 | 0.00049075 | 0.00012257 | 7.168e-09 | -2.4852e-07 | 0.000752 | 0.00075191 | 0.000752 | 0.97097 | -0.20619 | 0.97098 | -0.20608 | 0.27852
54 | -0.00098318 | -0.00024598 | 0.00098326 | 0.00024534 | 7.7196e-08 | -6.4465e-07 | 0.0015066 | 0.0015063 | 0.0015066 | 0.97098 | -0.20608 | 0.97106 | -0.20551 | 0.55798
55 | -0.00098326 | -0.00024534 | 0.00098384 | 0.00024049 | 5.7915e-07 | -4.8468e-06 | 0.0015063 | 0.0015045 | 0.0015063 | 0.97106 | -0.20551 | 0.97165 | -0.20114 | 0.55789
56 | -0.00098384 | -0.00024049 | 0.00098393 | 0.0002397 | 9.4256e-08 | -7.9054e-07 | 0.0015045 | 0.0015042 | 0.0015045 | 0.97165 | -0.20114 | 0.97175 | -0.20041 | 0.55722
57 | -0.0014186 | -0.00034864 | 0.0014186 | 0.00034857 | 1.8631e-08 | -7.14e-08 | 0.0021698 | 0.0021698 | 0.0021698 | 0.97175 | -0.20041 | 0.97176 | -0.20031 | 0.80364
58 | -0.0046423 | -0.0011565 | 0.0046555 | 0.0011564 | 1.3148e-05 | -1.2899e-07 | 0.0071061 | 0.0071042 | 0.0071061 | 0.97176 | -0.20031 | 0.9746 | -0.17958 | 2.6319
59 | -0.0049725 | -0.0012358 | 0.004973 | 0.0012358 | 5.4802e-07 | 2.0692e-08 | 0.0075882 | 0.0075882 | 0.0075882 | 0.9746 | -0.17958 | 0.97471 | -0.17877 | 2.8105
60 | -0.004973 | -0.0012358 | 0.0049742 | 0.0012359 | 1.1501e-06 | 4.3273e-08 | 0.0075882 | 0.007588 | 0.0075882 | 0.97471 | -0.17877 | 0.97495 | -0.17707 | 2.8104
61 | -0.0051002 | -0.0012782 | 0.0051009 | 0.0012782 | 6.8675e-07 | 3.7781e-08 | 0.0077857 | 0.0077856 | 0.0077857 | 0.97475 | -0.17839 | 0.97489 | -0.17742 | 2.8836
62 | 0.0047376 | 0.0011873 | -0.0047373 | -0.0011873 | 2.7806e-07 | 7.5497e-10 | 0.0072322 | 0.0072322 | 0.0072322 | 0.97475 | -0.17839 | 0.9747 | -0.17882 | 2.6786
63 | -0.0055787 | -0.0013979 | 0.0055796 | 0.001398 | 9.1989e-07 | 1.0024e-07 | 0.0085149 | 0.0085148 | 0.0085149 | 0.97489 | -0.17742 | 0.97506 | -0.17623 | 3.1537
64 | 0.011673 | 0.0029188 | -0.011653 | -0.0029126 | 1.9324e-05 | 6.2169e-06 | 0.017811 | 0.017812 | 0.017812 | 0.97506 | -0.17623 | 0.97339 | -0.18826 | 6.5969
65 | -0.017252 | -0.0043169 | 0.01726 | 0.0043195 | 7.4056e-06 | 2.6346e-06 | 0.026326 | 0.026326 | 0.026326 | 0.97506 | -0.17623 | 0.97549 | -0.17312 | 9.7504
66 | 0.010849 | 0.0027116 | -0.010848 | -0.0027111 | 1.7422e-06 | 5.4388e-07 | 0.016583 | 0.016583 | 0.016583 | 0.97339 | -0.18826 | 0.97323 | -0.18942 | 6.1418
67 | 0.00080408 | 0.00020099 | -0.00080404 | -0.00020151 | 4.0431e-08 | -5.1757e-07 | 0.001229 | 0.0012292 | 0.0012292 | 0.97339 | -0.18826 | 0.97334 | -0.18862 | 0.45526
68 | -0.022852 | -0.0057098 | 0.022874 | 0.0057181 | 2.2446e-05 | 8.2632e-06 | 0.034852 | 0.034852 | 0.034852 | 0.97549 | -0.17312 | 0.97648 | -0.16599 | 12.9081
69 | 0.0055919 | 0.0013903 | -0.0055889 | -0.0013899 | 3.0109e-06 | 3.2985e-07 | 0.0085259 | 0.0085262 | 0.0085262 | 0.97549 | -0.17312 | 0.97495 | -0.17707 | 3.1578
70 | 0.0054918 | 0.0013759 | -0.0054916 | -0.0013758 | 2.1759e-07 | 2.2231e-08 | 0.0083965 | 0.0083966 | 0.0083966 | 0.97323 | -0.18942 | 0.97319 | -0.18971 | 3.1098
71 | 0.0053558 | 0.0013352 | -0.005355 | -0.0013352 | 8.4272e-07 | 7.3745e-08 | 0.0081862 | 0.0081863 | 0.0081863 | 0.97323 | -0.18942 | 0.97307 | -0.19057 | 3.032
72 | -0.022874 | -0.0057181 | 0.022885 | 0.005722 | 1.0666e-05 | 3.9262e-06 | 0.034852 | 0.034852 | 0.034852 | 0.97648 | -0.16599 | 0.97695 | -0.1626 | 12.9081
73 | -0.00010612 | -2.6597e-05 | 0.00010612 | 2.6029e-05 | 7.5047e-10 | -5.6744e-07 | 0.0001623 | 0.0001621 | 0.0001623 | 0.97295 | -0.19147 | 0.97295 | -0.19142 | 0.060112
74 | 0.0047656 | 0.0011881 | -0.0047638 | -0.0011881 | 1.8388e-06 | 1.8165e-08 | 0.0072862 | 0.0072864 | 0.0072864 | 0.97295 | -0.19142 | 0.97257 | -0.19423 | 2.6987
75 | -0.0048717 | -0.0012142 | 0.0048723 | 0.0012142 | 5.6421e-07 | 1.4563e-08 | 0.0074483 | 0.0074482 | 0.0074483 | 0.97295 | -0.19142 | 0.97307 | -0.19057 | 2.7586
76 | 0.0054916 | 0.0013758 | -0.0054883 | -0.0013755 | 3.2762e-06 | 3.3537e-07 | 0.0083966 | 0.0083969 | 0.0083969 | 0.97319 | -0.18971 | 0.97259 | -0.19402 | 3.11
77 | -0.02338 | -0.0058461 | 0.023433 | 0.0058657 | 5.3246e-05 | 1.9635e-05 | 0.035606 | 0.035606 | 0.035606 | 0.97695 | -0.1626 | 0.97924 | -0.14611 | 13.1873
78 | -0.00015127 | -3.7911e-05 | 0.00015127 | 3.7591e-05 | 8.2316e-10 | -3.1943e-07 | 0.00022886 | 0.00022875 | 0.00022886 | 0.98349 | -0.11614 | 0.9835 | -0.1161 | 0.084764
79 | -0.0004493 | -0.00011229 | 0.0004493 | 0.00011217 | 2.7007e-09 | -1.1786e-07 | 0.00067967 | 0.00067963 | 0.00067967 | 0.9835 | -0.1161 | 0.9835 | -0.11606 | 0.25173
80 | -0.00061073 | -0.00015262 | 0.00061073 | 0.00015249 | 5.8688e-09 | -1.3759e-07 | 0.00092386 | 0.00092381 | 0.00092386 | 0.9835 | -0.11606 | 0.98351 | -0.11599 | 0.34217
81 | 0.0044788 | 0.0011141 | -0.0044685 | -0.0011147 | 1.0261e-05 | -6.4287e-07 | 0.0067538 | 0.0067554 | 0.0067554 | 0.98635 | -0.095567 | 0.98402 | -0.11234 | 2.502
82 | -0.0051965 | -0.0012939 | 0.0051977 | 0.001294 | 1.2243e-06 | 6.299e-08 | 0.0078365 | 0.0078363 | 0.0078365 | 0.98635 | -0.095567 | 0.98659 | -0.093843 | 2.9024
83 | 0.0043457 | 0.0010839 | -0.0043446 | -0.001084 | 1.1228e-06 | -9.7604e-08 | 0.0065697 | 0.0065698 | 0.0065698 | 0.98402 | -0.11234 | 0.98376 | -0.11422 | 2.4333
84 | -0.0054237 | -0.0013506 | 0.0054256 | 0.0013508 | 1.9196e-06 | 1.5058e-07 | 0.0081772 | 0.008177 | 0.0081772 | 0.98659 | -0.093843 | 0.98695 | -0.091254 | 3.0286
85 | -0.00070602 | -0.00017637 | 0.00070607 | 0.00017547 | 5.1419e-08 | -8.974e-07 | 0.001068 | 0.0010676 | 0.001068 | 0.98351 | -0.11599 | 0.98359 | -0.11546 | 0.39555
86 | -0.00070607 | -0.00017547 | 0.00070607 | 0.00017543 | 2.5848e-09 | -4.5129e-08 | 0.0010676 | 0.0010676 | 0.0010676 | 0.98359 | -0.11546 | 0.98359 | -0.11543 | 0.39543
87 | 0.0029836 | 0.0007448 | -0.0029834 | -0.00074497 | 2.8334e-07 | -1.7398e-07 | 0.0045127 | 0.0045128 | 0.0045128 | 0.98359 | -0.11543 | 0.98349 | -0.11612 | 1.6714
88 | -0.0036897 | -0.00092022 | 0.0036903 | 0.00092006 | 6.121e-07 | -1.6446e-07 | 0.0055804 | 0.0055802 | 0.0055804 | 0.98359 | -0.11543 | 0.98376 | -0.11422 | 2.0668
89 | 0.0029064 | 0.00072568 | -0.0029063 | -0.00072572 | 5.2607e-08 | -3.5116e-08 | 0.0043964 | 0.0043964 | 0.0043964 | 0.98349 | -0.11612 | 0.98347 | -0.11625 | 1.6283
90 | -0.0023841 | -0.00059637 | 0.0023843 | 0.00059605 | 2.7063e-07 | -3.1816e-07 | 0.0036086 | 0.0036085 | 0.0036086 | 0.98297 | -0.11989 | 0.98308 | -0.11907 | 1.3365
91 | 0.0021796 | 0.00054512 | -0.0021796 | -0.00054516 | 2.7894e-08 | -4.1334e-08 | 0.0032991 | 0.0032991 | 0.0032991 | 0.98297 | -0.11989 | 0.98295 | -0.11998 | 1.2219
92 | -0.0025724 | -0.00064318 | 0.0025731 | 0.00064258 | 6.3646e-07 | -6.0875e-07 | 0.0038931 | 0.0038928 | 0.0038931 | 0.98308 | -0.11907 | 0.98333 | -0.11727 | 1.4419
93 | 0.0018684 | 0.00046716 | -0.0018683 | -0.00046723 | 3.2769e-08 | -7.063e-08 | 0.002828 | 0.002828 | 0.002828 | 0.98295 | -0.11998 | 0.98294 | -0.12011 | 1.0474
94 | -0.0028057 | -0.00070087 | 0.0028061 | 0.00070058 | 3.9268e-07 | -2.9209e-07 | 0.0042448 | 0.0042447 | 0.0042448 | 0.98333 | -0.11727 | 0.98347 | -0.11625 | 1.5722
95 | 0.00087061 | 0.00021719 | -0.00087059 | -0.00021738 | 1.7562e-08 | -1.9871e-07 | 0.0013176 | 0.0013177 | 0.0013177 | 0.98294 | -0.12011 | 0.98292 | -0.12026 | 0.48803
96 | 0.00076528 | 0.00019099 | -0.00076528 | -0.00019111 | 8.0944e-09 | -1.1944e-07 | 0.0011583 | 0.0011583 | 0.0011583 | 0.98292 | -0.12026 | 0.9829 | -0.12034 | 0.429
97 | 0.00072413 | 0.0001808 | -0.00072412 | -0.00018096 | 9.8003e-09 | -1.6193e-07 | 0.001096 | 0.0010961 | 0.0010961 | 0.9829 | -0.12034 | 0.98289 | -0.12043 | 0.40595
98 | -0.0025006 | -0.00062644 | 0.0025006 | 0.00062643 | 1.8014e-09 | -1.8998e-09 | 0.0037711 | 0.0037711 | 0.0037711 | 0.98668 | -0.093176 | 0.98668 | -0.093171 | 1.3967
99 | 0.00082737 | 0.00020707 | -0.00082735 | -0.00020735 | 2.1893e-08 | -2.7942e-07 | 0.0012477 | 0.0012478 | 0.0012478 | 0.98668 | -0.093176 | 0.98665 | -0.093367 | 0.46213
100 | -0.0031075 | -0.00077853 | 0.003108 | 0.00077824 | 5.3024e-07 | -2.9035e-07 | 0.0046863 | 0.0046862 | 0.0046863 | 0.98668 | -0.093171 | 0.98686 | -0.091937 | 1.7357
101 | 0.0055416 | 0.0013866 | -0.0055393 | -0.0013863 | 2.3852e-06 | 2.181e-07 | 0.0083551 | 0.0083553 | 0.0083553 | 0.98686 | -0.091937 | 0.98642 | -0.095056 | 3.0946
102 | -0.0086497 | -0.0021648 | 0.0086505 | 0.002165 | 8.1579e-07 | 2.1554e-07 | 0.013041 | 0.013041 | 0.013041 | 0.98686 | -0.091937 | 0.98695 | -0.091254 | 4.8301
103 | 0.0047492 | 0.0011883 | -0.004748 | -0.0011883 | 1.2095e-06 | -1.6842e-08 | 0.0071635 | 0.0071637 | 0.0071637 | 0.98642 | -0.095056 | 0.98616 | -0.096901 | 2.6532
104 | 0.045031 | 0.01131 | -0.045006 | -0.011301 | 2.5127e-05 | 9.2179e-06 | 0.067902 | 0.067902 | 0.067902 | 0.98695 | -0.091254 | 0.98638 | -0.095269 | 12.5744
105 | -0.059107 | -0.014826 | 0.059238 | 0.014874 | 0.0001304 | 4.8807e-05 | 0.08912 | 0.089119 | 0.08912 | 0.98695 | -0.091254 | 0.9892 | -0.075377 | 16.5036
106 | 0.00041905 | 0.00010449 | -0.00041904 | -0.00010502 | 1.0371e-08 | -5.2656e-07 | 0.00063211 | 0.0006323 | 0.0006323 | 0.98616 | -0.096901 | 0.98613 | -0.097081 | 0.23419
107 | 0.0043289 | 0.0010839 | -0.0043269 | -0.001084 | 2.0416e-06 | -1.9273e-07 | 0.0065316 | 0.0065319 | 0.0065319 | 0.98616 | -0.096901 | 0.98568 | -0.10031 | 2.4192
108 | 0.044706 | 0.011225 | -0.044694 | -0.011221 | 1.2009e-05 | 4.403e-06 | 0.067449 | 0.067449 | 0.067449 | 0.98638 | -0.095269 | 0.98611 | -0.097203 | 12.4906
109 | -0.061424 | -0.015422 | 0.061443 | 0.015429 | 1.8314e-05 | 6.8672e-06 | 0.092408 | 0.092408 | 0.092408 | 0.9892 | -0.075377 | 0.9895 | -0.073232 | 17.1127
110 | 0.00056955 | 0.00014222 | -0.00056954 | -0.00014236 | 5.1092e-09 | -1.3767e-07 | 0.00086206 | 0.00086211 | 0.00086211 | 0.98289 | -0.12043 | 0.98288 | -0.1205 | 0.3193
111 | 0.00052945 | 0.00013231 | -0.00052944 | -0.00013269 | 1.2144e-08 | -3.793e-07 | 0.00080142 | 0.00080155 | 0.00080155 | 0.98288 | -0.1205 | 0.98286 | -0.12066 | 0.29687
112 | 0.0429 | 0.010771 | -0.042869 | -0.01076 | 3.0535e-05 | 1.1149e-05 | 0.064741 | 0.064742 | 0.064742 | 0.98611 | -0.097203 | 0.98539 | -0.10233 | 11.9892
113 | 0.04253 | 0.010675 | -0.042518 | -0.010671 | 1.2057e-05 | 4.3989e-06 | 0.06423 | 0.06423 | 0.06423 | 0.98539 | -0.10233 | 0.9851 | -0.10437 | 11.8945
114 | 0.038684 | 0.0097099 | -0.038666 | -0.0097034 | 1.8005e-05 | 6.4949e-06 | 0.058439 | 0.058439 | 0.058439 | 0.9851 | -0.10437 | 0.98463 | -0.10772 | 10.822
115 | 0.0384 | 0.0096367 | -0.038366 | -0.0096246 | 3.3774e-05 | 1.2173e-05 | 0.058037 | 0.058037 | 0.058037 | 0.98463 | -0.10772 | 0.98373 | -0.11407 | 10.7476
116 | 0.038366 | 0.0096246 | -0.038277 | -0.0095922 | 8.9724e-05 | 3.2347e-05 | 0.058037 | 0.058038 | 0.058038 | 0.98373 | -0.11407 | 0.98136 | -0.13096 | 10.7478
117 | 0.011116 | 0.0027865 | -0.011107 | -0.0027838 | 8.6756e-06 | 2.719e-06 | 0.016855 | 0.016855 | 0.016855 | 0.98136 | -0.13096 | 0.98057 | -0.1366 | 6.2427
118 | 0.027161 | 0.0068058 | -0.027155 | -0.0068038 | 5.1487e-06 | 1.9188e-06 | 0.041183 | 0.041183 | 0.041183 | 0.98136 | -0.13096 | 0.98117 | -0.13233 | 15.2529
119 | 0.010218 | 0.002561 | -0.010218 | -0.0025608 | 6.7219e-07 | 2.0203e-07 | 0.015507 | 0.015507 | 0.015507 | 0.98057 | -0.1366 | 0.9805 | -0.13708 | 5.7432
120 | 0.027155 | 0.0068038 | -0.027134 | -0.006796 | 2.1068e-05 | 7.852e-06 | 0.041183 | 0.041183 | 0.041183 | 0.98117 | -0.13233 | 0.98038 | -0.13795 | 15.2529
121 | 0.024019 | 0.0060152 | -0.023992 | -0.0060051 | 2.709e-05 | 1.0008e-05 | 0.036454 | 0.036454 | 0.036454 | 0.98038 | -0.13795 | 0.97924 | -0.14611 | 13.5015
122 | 0.00055862 | 0.00013943 | -0.0005586 | -0.00014 | 2.0485e-08 | -5.6539e-07 | 0.00084865 | 0.00084885 | 0.00084885 | 0.97924 | -0.14611 | 0.9792 | -0.14638 | 0.31439
123 | 0.0027837 | 0.00069763 | -0.0027837 | -0.00069766 | 3.6931e-08 | -2.7621e-08 | 0.0042246 | 0.0042246 | 0.0042246 | 0.9805 | -0.13708 | 0.98049 | -0.13717 | 1.5647
124 | 0.001402 | 0.000351 | -0.0014019 | -0.00035135 | 8.5316e-08 | -3.5621e-07 | 0.0021164 | 0.0021165 | 0.0021165 | 0.98568 | -0.10031 | 0.98562 | -0.10075 | 0.7839

## res_trafo
| p_hv_mw | q_hv_mvar | p_lv_mw | q_lv_mvar | pl_mw | ql_mvar | i_hv_ka | i_lv_ka | vm_hv_pu | va_hv_degree | vm_lv_pu | va_lv_degree | loading_percent
0 | 2.5187e-16 | 8.8016e-16 | 0.00079998 | 7.4552e-08 | 0.00079998 | 7.4552e-08 | 2.6429e-17 | 0.0011547 | 0.99998 | 149.9947 | 1 | 0 | 0.31999

## res_ext_grid
| p_mw | q_mvar
0 | 0.12385 | 0.031061

## res_load
| p_mw | q_mvar
0 | 0.00042337 | 0.00010611
1 | 0.00016383 | 4.1059e-05
2 | 0.0019003 | 0.00047627
3 | 0.00041813 | 0.00010479
4 | 0.0018774 | 0.00047052
5 | 0.0027726 | 0.00069488
6 | 0.00017508 | 4.3879e-05
7 | 0.00080715 | 0.00020229
8 | 0.0010493 | 0.00026297
9 | 0.00098099 | 0.00024586
10 | 0.0026919 | 0.00067465
11 | 0.0019912 | 0.00049904
12 | 0.0018129 | 0.00045436
13 | 0.00087499 | 0.00021929
14 | 0.0037587 | 0.00094203
15 | 0.00087581 | 0.0002195
16 | 0.0019219 | 0.00048167
17 | 0.00087568 | 0.00021947
18 | 0.0012946 | 0.00032446
19 | 0.00068559 | 0.00017183
20 | 0.00042789 | 0.00010724
21 | 0.00065378 | 0.00016385
22 | 0.00073755 | 0.00018485
23 | 0.00072716 | 0.00018224
24 | 0.00095567 | 0.00023951
25 | 0.0058912 | 0.0014765
26 | 0.0034301 | 0.00085966
27 | 0.0038271 | 0.00095917
28 | 0.0027943 | 0.00070032
29 | 0.0033727 | 0.00084528
30 | 0.0011827 | 0.00029641
31 | 0.00041029 | 0.00010283
32 | 0.0019783 | 0.0004958
33 | 0.00099478 | 0.00024931
34 | 0.0011968 | 0.00029995
35 | 0.00079252 | 0.00019863
36 | 0.00016409 | 4.1125e-05
37 | 0.00031288 | 7.8416e-05
38 | 0.00056649 | 0.00014197
39 | 0.0024324 | 0.00060961
40 | 0.00054351 | 0.00013622
41 | 0.00049074 | 0.00012299
42 | 0.00049243 | 0.00012342
43 | 0.00043468 | 0.00010894
44 | 0.0032237 | 0.00080794
45 | 0.00031701 | 7.945e-05
46 | 0.00036259 | 9.0872e-05
47 | 0.00047781 | 0.00011975
48 | 0.0047373 | 0.0011873
49 | 0.00080404 | 0.00020151
50 | 0.00061468 | 0.00015405
51 | 0.00010612 | 2.6597e-05
52 | 0.00074051 | 0.00018559
53 | 0.00048269 | 0.00012097
54 | 0.00049511 | 0.00012409
55 | 0.0054883 | 0.0013755
56 | 0.00015127 | 3.7911e-05
57 | 0.00029803 | 7.4694e-05
58 | 0.00016143 | 4.0458e-05
59 | 0.00071768 | 0.00017987
60 | 0.00012283 | 3.0785e-05
61 | 0.000226 | 5.664e-05
62 | 9.5286e-05 | 2.3881e-05
63 | 7.6965e-05 | 1.9289e-05
64 | 0.00065426 | 0.00016397
65 | 0.00020448 | 5.1247e-05
66 | 0.00018807 | 4.7134e-05
67 | 0.00031122 | 7.7999e-05
68 | 0.00023261 | 5.8299e-05
69 | 0.00099771 | 0.00025005
70 | 0.00010029 | 2.5135e-05
71 | 0.00010531 | 2.6393e-05
72 | 4.1143e-05 | 1.0311e-05
73 | 0.0016733 | 0.00041936
74 | 0.00060687 | 0.00015209
75 | 0.00082735 | 0.00020735
76 | 0.00079006 | 0.00019801
77 | 0.00030001 | 7.5188e-05
78 | 0.0021866 | 0.000548
79 | 0.00036234 | 9.0811e-05
80 | 0.0029621 | 0.00074236
81 | 0.00015457 | 3.874e-05
82 | 4.0092e-05 | 1.0048e-05
83 | 0.00052944 | 0.00013269
84 | 0.0017945 | 0.00044973
85 | 0.00033867 | 8.4878e-05
86 | 0.0038343 | 0.00096096
87 | 0.00026595 | 6.6653e-05
88 | 0.00088883 | 0.00022276
89 | 0.0031156 | 0.00078084
90 | 0.0005586 | 0.00014
91 | 0.0074341 | 0.0018632
92 | 0.00041904 | 0.00010502
93 | 0.0029249 | 0.00073305
94 | 0.0027837 | 0.00069766
95 | 0.0014019 | 0.00035135

## dtypes
| element | column | dtype
0 | bus | name | object
1 | bus | vn_kv | float64
2 | bus | type | object
3 | bus | zone | object
4 | bus | in_service | bool
5 | load | name | object
6 | load | bus | uint32
7 | load | p_mw | float64
8 | load | q_mvar | float64
9 | load | const_z_percent | float64
10 | load | const_i_percent | float64
11 | load | sn_mva | float64
12 | load | scaling | float64
13 | load | in_service | bool
14 | load | type | object
15 | ext_grid | name | object
16 | ext_grid | bus | uint32
17 | ext_grid | vm_pu | float64
18 | ext_grid | va_degree | float64
19 | ext_grid | slack_weight | float64
20 | ext_grid | in_service | bool
21 | line | name | object
22 | line | std_type | object
23 | line | from_bus | uint32
24 | line | to_bus | uint32
25 | line | length_km | float64
26 | line | r_ohm_per_km | float64
27 | line | x_ohm_per_km | float64
28 | line | c_nf_per_km | float64
29 | line | g_us_per_km | float64
30 | line | max_i_ka | float64
31 | line | df | float64
32 | line | parallel | uint32
33 | line | type | object
34 | line | in_service | bool
35 | trafo | name | object
36 | trafo | std_type | object
37 | trafo | hv_bus | uint32
38 | trafo | lv_bus | uint32
39 | trafo | sn_mva | float64
40 | trafo | vn_hv_kv | float64
41 | trafo | vn_lv_kv | float64
42 | trafo | vk_percent | float64
43 | trafo | vkr_percent | float64
44 | trafo | pfe_kw | float64
45 | trafo | i0_percent | float64
46 | trafo | shift_degree | float64
47 | trafo | tap_side | object
48 | trafo | tap_neutral | int32
49 | trafo | tap_min | int32
50 | trafo | tap_max | int32
51 | trafo | tap_step_percent | float64
52 | trafo | tap_step_degree | float64
53 | trafo | tap_pos | int32
54 | trafo | tap_phase_shifter | bool
55 | trafo | parallel | uint32
56 | trafo | df | float64
57 | trafo | in_service | bool
58 | line_geodata | coords | object
59 | bus_geodata | x | float64
60 | bus_geodata | y | float64
61 | bus_geodata | coords | object
62 | res_bus | vm_pu | float64
63 | res_bus | va_degree | float64
64 | res_bus | p_mw | float64
65 | res_bus | q_mvar | float64
66 | res_line | p_from_mw | float64
67 | res_line | q_from_mvar | float64
68 | res_line | p_to_mw | float64
69 | res_line | q_to_mvar | float64
70 | res_line | pl_mw | float64
71 | res_line | ql_mvar | float64
72 | res_line | i_from_ka | float64
73 | res_line | i_to_ka | float64
74 | res_line | i_ka | float64
75 | res_line | vm_from_pu | float64
76 | res_line | va_from_degree | float64
77 | res_line | vm_to_pu | float64
78 | res_line | va_to_degree | float64
79 | res_line | loading_percent | float64
80 | res_trafo | p_hv_mw | float64
81 | res_trafo | q_hv_mvar | float64
82 | res_trafo | p_lv_mw | float64
83 | res_trafo | q_lv_mvar | float64
84 | res_trafo | pl_mw | float64
85 | res_trafo | ql_mvar | float64
86 | res_trafo | i_hv_ka | float64
87 | res_trafo | i_lv_ka | float64
88 | res_trafo | vm_hv_pu | float64
89 | res_trafo | va_hv_degree | float64
90 | res_trafo | vm_lv_pu | float64
91 | res_trafo | va_lv_degree | float64
92 | res_trafo | loading_percent | float64
93 | res_ext_grid | p_mw | float64
94 | res_ext_grid | q_mvar | float64
95 | res_load | p_mw | float64
96 | res_load | q_mvar | float64

## parameters
| version | format_version | converged | OPF_converged | name | f_hz | sn_mva
0 | 2.14.6 | 2.14.0 | TRUE | FALSE |  | 50 | 1