## bus
| name | vn_kv | type | zone | in_service
0 | bus_LV_1367-3_0_3_node_0 | 0.4 | n |  | TRUE
1 | bus_LV_1367-3_0_3_node_1 | 0.4 | n |  | TRUE
2 | bus_LV_1367-3_0_3_node_2 | 0.4 | n |  | TRUE
3 | bus_LV_1367-3_0_3_node_3 | 0.4 | n |  | TRUE
4 | bus_LV_1367-3_0_3_node_4 | 0.4 | n |  | TRUE
5 | bus_LV_1367-3_0_3_node_52 | 0.4 | n |  | TRUE
6 | bus_LV_1367-3_0_3_node_56 | 0.4 | n |  | TRUE
7 | bus_LV_1367-3_0_3_node_60 | 0.4 | n |  | TRUE
8 | bus_LV_1367-3_0_3_node_57 | 0.4 | n |  | TRUE
9 | bus_LV_1367-3_0_3_node_35 | 0.4 | n |  | TRUE
10 | bus_LV_1367-3_0_3_node_5 | 0.4 | n |  | TRUE
11 | bus_LV_1367-3_0_3_node_6 | 0.4 | n |  | TRUE
12 | bus_LV_1367-3_0_3_node_7 | 0.4 | n |  | TRUE
13 | bus_LV_1367-3_0_3_node_8 | 0.4 | n |  | TRUE
14 | bus_LV_1367-3_0_3_node_9 | 0.4 | n |  | TRUE
15 | bus_LV_1367-3_0_3_node_33 | 0.4 | n |  | TRUE
16 | bus_LV_1367-3_0_3_node_20 | 0.4 | n |  | TRUE
17 | bus_LV_1367-3_0_3_node_30 | 0.4 | n |  | TRUE
18 | bus_LV_1367-3_0_3_node_32 | 0.4 | n |  | TRUE
19 | bus_LV_1367-3_0_3_node_25 | 0.4 | n |  | TRUE
20 | bus_LV_1367-3_0_3_node_28 | 0.4 | n |  | TRUE
21 | bus_LV_1367-3_0_3_node_10 | 0.4 | n |  | TRUE
22 | bus_LV_1367-3_0_3_node_12 | 0.4 | n |  | TRUE
23 | bus_LV_1367-3_0_3_node_14 | 0.4 | n |  | TRUE
24 | bus_LV_1367-3_0_3_node_15 | 0.4 | n |  | TRUE
25 | bus_LV_1367-3_0_3_node_16 | 0.4 | n |  | TRUE
26 | bus_LV_1367-3_0_3_node_53 | 0.4 | n |  | TRUE
27 | bus_LV_1367-3_0_3_node_54 | 0.4 | n |  | TRUE
28 | bus_LV_1367-3_0_3_node_71 | 0.4 | n |  | TRUE
29 | bus_LV_1367-3_0_3_node_63 | 0.4 | n |  | TRUE
30 | bus_LV_1367-3_0_3_node_64 | 0.4 | n |  | TRUE
31 | bus_LV_1367-3_0_3_node_36 | 0.4 | n |  | TRUE
32 | bus_LV_1367-3_0_3_node_55 | 0.4 | n |  | TRUE
33 | bus_LV_1367-3_0_3_node_72 | 0.4 | n |  | TRUE
34 | bus_LV_1367-3_0_3_node_17 | 0.4 | n |  | TRUE
35 | bus_LV_1367-3_0_3_node_18 | 0.4 | n |  | TRUE
36 | bus_LV_1367-3_0_3_node_21 | 0.4 | n |  | TRUE
37 | bus_LV_1367-3_0_3_node_19 | 0.4 | n |  | TRUE
38 | bus_LV_1367-3_0_3_node_22 | 0.4 | n |  | TRUE
39 | bus_LV_1367-3_0_3_node_23 | 0.4 | n |  | TRUE
40 | bus_LV_1367-3_0_3_node_47 | 0.4 | n |  | TRUE
41 | bus_LV_1367-3_0_3_node_70 | 0.4 | n |  | TRUE
42 | bus_LV_1367-3_0_3_node_109 | 0.4 | n |  | TRUE
43 | bus_LV_1367-3_0_3_node_24 | 0.4 | n |  | TRUE
44 | bus_LV_1367-3_0_3_node_48 | 0.4 | n |  | TRUE
45 | bus_LV_1367-3_0_3_node_68 | 0.4 | n |  | TRUE
46 | bus_LV_1367-3_0_3_node_26 | 0.4 | n |  | TRUE
47 | bus_LV_1367-3_0_3_node_27 | 0.4 | n |  | TRUE
48 | bus_LV_1367-3_0_3_node_29 | 0.4 | n |  | TRUE
49 | bus_LV_1367-3_0_3_node_31 | 0.4 | n |  | TRUE
50 | bus_LV_1367-3_0_3_node_51 | 0.4 | n |  | TRUE
51 | bus_LV_1367-3_0_3_node_46 | 0.4 | n |  | TRUE
52 | bus_LV_1367-3_0_3_node_49 | 0.4 | n |  | TRUE
53 | bus_LV_1367-3_0_3_node_34 | 0.4 | n |  | TRUE
54 | bus_LV_1367-3_0_3_node_37 | 0.4 | n |  | TRUE
55 | bus_LV_1367-3_0_3_node_38 | 0.4 | n |  | TRUE
56 | bus_LV_1367-3_0_3_node_39 | 0.4 | n |  | TRUE
57 | bus_LV_1367-3_0_3_node_40 | 0.4 | n |  | TRUE
58 | bus_LV_1367-3_0_3_node_41 | 0.4 | n |  | TRUE
59 | bus_LV_1367-3_0_3_node_42 | 0.4 | n |  | TRUE
60 | bus_LV_1367-3_0_3_node_50 | 0.4 | n |  | TRUE
61 | bus_LV_1367-3_0_3_node_58 | 0.4 | n |  | TRUE
62 | bus_LV_1367-3_0_3_node_85 | 0.4 | n |  | TRUE
63 | bus_LV_1367-3_0_3_node_86 | 0.4 | n |  | TRUE
64 | bus_LV_1367-3_0_3_node_59 | 0.4 | n |  | TRUE
65 | bus_LV_1367-3_0_3_node_65 | 0.4 | n |  | TRUE
66 | bus_LV_1367-3_0_3_node_44 | 0.4 | n |  | TRUE
67 | bus_LV_1367-3_0_3_node_45 | 0.4 | n |  | TRUE
68 | bus_LV_1367-3_0_3_node_99 | 0.4 | n |  | TRUE
69 | bus_LV_1367-3_0_3_node_117 | 0.4 | n |  | TRUE
70 | bus_LV_1367-3_0_3_node_116 | 0.4 | n |  | TRUE
71 | bus_LV_1367-3_0_3_node_66 | 0.4 | n |  | TRUE
72 | bus_LV_1367-3_0_3_node_67 | 0.4 | n |  | TRUE
73 | bus_LV_1367-3_0_3_node_69 | 0.4 | n |  | TRUE
74 | bus_LV_1367-3_0_3_node_73 | 0.4 | n |  | TRUE
75 | bus_LV_1367-3_0_3_node_74 | 0.4 | n |  | TRUE
76 | bus_LV_1367-3_0_3_node_75 | 0.4 | n |  | TRUE
77 | bus_LV_1367-3_0_3_node_107 | 0.4 | n |  | TRUE
78 | bus_LV_1367-3_0_3_node_108 | 0.4 | n |  | TRUE
79 | bus_LV_1367-3_0_3_node_83 | 0.4 | n |  | TRUE
80 | bus_LV_1367-3_0_3_node_76 | 0.4 | n |  | TRUE
81 | bus_LV_1367-3_0_3_node_77 | 0.4 | n |  | TRUE
82 | bus_LV_1367-3_0_3_node_78 | 0.4 | n |  | TRUE
83 | bus_LV_1367-3_0_3_node_79 | 0.4 | n |  | TRUE
84 | bus_LV_1367-3_0_3_node_118 | 0.4 | n |  | TRUE
85 | bus_LV_1367-3_0_3_node_82 | 0.4 | n |  | TRUE
86 | bus_LV_1367-3_0_3_node_80 | 0.4 | n |  | TRUE
87 | bus_LV_1367-3_0_3_node_104 | 0.4 | n |  | TRUE
88 | bus_LV_1367-3_0_3_node_102 | 0.4 | n |  | TRUE
89 | bus_LV_1367-3_0_3_node_81 | 0.4 | n |  | TRUE
90 | bus_LV_1367-3_0_3_node_84 | 0.4 | n |  | TRUE
91 | bus_LV_1367-3_0_3_node_91 | 0.4 | n |  | TRUE
92 | bus_LV_1367-3_0_3_node_92 | 0.4 | n |  | TRUE
93 | bus_LV_1367-3_0_3_node_96 | 0.4 | n |  | TRUE
94 | bus_LV_1367-3_0_3_node_97 | 0.4 | n |  | TRUE
95 | bus_LV_1367-3_0_3_node_98 | 0.4 | n |  | TRUE
96 | bus_LV_1367-3_0_3_node_87 | 0.4 | n |  | TRUE
97 | bus_LV_1367-3_0_3_node_88 | 0.4 | n |  | TRUE
98 | bus_LV_1367-3_0_3_node_89 | 0.4 | n |  | TRUE
99 | bus_LV_1367-3_0_3_node_90 | 0.4 | n |  | TRUE
100 | bus_LV_1367-3_0_3_node_93 | 0.4 | n |  | TRUE
101 | bus_LV_1367-3_0_3_node_94 | 0.4 | n |  | TRUE
102 | bus_LV_1367-3_0_3_node_95 | 0.4 | n |  | TRUE
103 | bus_LV_1367-3_0_3_node_105 | 0.4 | n |  | TRUE
104 | bus_LV_1367-3_0_3_node_106 | 0.4 | n |  | TRUE
105 | bus_LV_1367-3_0_3_node_100 | 0.4 | n |  | TRUE
106 | bus_LV_1367-3_0_3_node_101 | 0.4 | n |  | TRUE
107 | bus_LV_1367-3_0_3_node_103 | 0.4 | n |  | TRUE
108 | bus_LV_1367-3_0_3_node_110 | 0.4 | n |  | TRUE
109 | bus_LV_1367-3_0_3_node_111 | 0.4 | n |  | TRUE
110 | bus_LV_1367-3_0_3_node_112 | 0.4 | n |  | TRUE
111 | bus_LV_1367-3_0_3_node_113 | 0.4 | n |  | TRUE
112 | bus_LV_1367-3_0_3_node_114 | 0.4 | n |  | TRUE
113 | bus_LV_1367-3_0_3_node_115 | 0.4 | n |  | TRUE
114 | bus_MV_134_0_node_45 | 20 | n |  | TRUE

## load
| name | bus | p_mw | q_mvar | const_z_percent | const_i_percent | sn_mva | scaling | in_service | type
0 | LV_1367-3_0_3_load_0 | 0 | 0.0041495 | 0.00104 | 0 | 0 |  | 1 | TRUE | wye
1 | LV_1367-3_0_3_load_1 | 1 | 0.0054139 | 0.0013569 | 0 | 0 |  | 1 | TRUE | wye
2 | LV_1367-3_0_3_load_2 | 2 | 0.0048346 | 0.0012117 | 0 | 0 |  | 1 | TRUE | wye
3 | LV_1367-3_0_3_load_3 | 3 | 0.0035966 | 0.0009014 | 0 | 0 |  | 1 | TRUE | wye
4 | LV_1367-3_0_3_load_4 | 4 | 0.0076233 | 0.0019106 | 0 | 0 |  | 1 | TRUE | wye
5 | LV_1367-3_0_3_load_52 | 5 | 0.0041603 | 0.0010427 | 0 | 0 |  | 1 | TRUE | wye
6 | LV_1367-3_0_3_load_60 | 7 | 0.0042475 | 0.0010645 | 0 | 0 |  | 1 | TRUE | wye
7 | LV_1367-3_0_3_load_57 | 8 | 0.0040368 | 0.0010117 | 0 | 0 |  | 1 | TRUE | wye
8 | LV_1367-3_0_3_load_35 | 9 | 0.0058216 | 0.001459 | 0 | 0 |  | 1 | TRUE | wye
9 | LV_1367-3_0_3_load_5 | 10 | 0.0041268 | 0.0010343 | 0 | 0 |  | 1 | TRUE | wye
10 | LV_1367-3_0_3_load_6 | 11 | 0.0025398 | 0.00063653 | 0 | 0 |  | 1 | TRUE | wye
11 | LV_1367-3_0_3_load_7 | 12 | 0.0045787 | 0.0011475 | 0 | 0 |  | 1 | TRUE | wye
12 | LV_1367-3_0_3_load_8 | 13 | 0.004251 | 0.0010654 | 0 | 0 |  | 1 | TRUE | wye
13 | LV_1367-3_0_3_load_33 | 15 | 0.0038276 | 0.00095928 | 0 | 0 |  | 1 | TRUE | wye
14 | LV_1367-3_0_3_load_30 | 17 | 0.0037741 | 0.00094589 | 0 | 0 |  | 1 | TRUE | wye
15 | LV_1367-3_0_3_load_32 | 18 | 0.0051076 | 0.0012801 | 0 | 0 |  | 1 | TRUE | wye
16 | LV_1367-3_0_3_load_25 | 19 | 0.0085403 | 0.0021404 | 0 | 0 |  | 1 | TRUE | wye
17 | LV_1367-3_0_3_load_28 | 20 | 0.0043065 | 0.0010793 | 0 | 0 |  | 1 | TRUE | wye
18 | LV_1367-3_0_3_load_10 | 21 | 0.0045114 | 0.0011307 | 0 | 0 |  | 1 | TRUE | wye
19 | LV_1367-3_0_3_load_14 | 23 | 0.0047255 | 0.0011843 | 0 | 0 |  | 1 | TRUE | wye
20 | LV_1367-3_0_3_load_15 | 24 | 0.0046449 | 0.0011641 | 0 | 0 |  | 1 | TRUE | wye
21 | LV_1367-3_0_3_load_16 | 25 | 0.0054676 | 0.0013703 | 0 | 0 |  | 1 | TRUE | wye
22 | LV_1367-3_0_3_load_53 | 26 | 0.0049707 | 0.0012458 | 0 | 0 |  | 1 | TRUE | wye
23 | LV_1367-3_0_3_load_54 | 27 | 0.0026242 | 0.00065768 | 0 | 0 |  | 1 | TRUE | wye
24 | LV_1367-3_0_3_load_71 | 28 | 0.0012823 | 0.00032138 | 0 | 0 |  | 1 | TRUE | wye
25 | LV_1367-3_0_3_load_63 | 29 | 0.0068964 | 0.0017284 | 0 | 0 |  | 1 | TRUE | wye
26 | LV_1367-3_0_3_load_36 | 31 | 0.0049118 | 0.001231 | 0 | 0 |  | 1 | TRUE | wye
27 | LV_1367-3_0_3_load_55 | 32 | 0.0037003 | 0.00092738 | 0 | 0 |  | 1 | TRUE | wye
28 | LV_1367-3_0_3_load_17 | 34 | 0.00055271 | 0.00013852 | 0 | 0 |  | 1 | TRUE | wye
29 | LV_1367-3_0_3_load_21 | 36 | 0.0042248 | 0.0010588 | 0 | 0 |  | 1 | TRUE | wye
30 | LV_1367-3_0_3_load_22 | 38 | 0.00058245 | 0.00014598 | 0 | 0 |  | 1 | TRUE | wye
31 | LV_1367-3_0_3_load_23 | 39 | 0.00090039 | 0.00022566 | 0 | 0 |  | 1 | TRUE | wye
32 | LV_1367-3_0_3_load_47 | 40 | 0.0037469 | 0.00093907 | 0 | 0 |  | 1 | TRUE | wye
33 | LV_1367-3_0_3_load_70 | 41 | 0.00089743 | 0.00022492 | 0 | 0 |  | 1 | TRUE | wye
34 | LV_1367-3_0_3_load_109 | 42 | 0.0010426 | 0.00026129 | 0 | 0 |  | 1 | TRUE | wye
35 | LV_1367-3_0_3_load_24 | 43 | 0.0072291 | 0.0018118 | 0 | 0 |  | 1 | TRUE | wye
36 | LV_1367-3_0_3_load_48 | 44 | 0.0041146 | 0.0010312 | 0 | 0 |  | 1 | TRUE | wye
37 | LV_1367-3_0_3_load_68 | 45 | 0.00062225 | 0.00015595 | 0 | 0 |  | 1 | TRUE | wye
38 | LV_1367-3_0_3_load_27 | 47 | 0.0075202 | 0.0018847 | 0 | 0 |  | 1 | TRUE | wye
39 | LV_1367-3_0_3_load_29 | 48 | 0.0034828 | 0.00087288 | 0 | 0 |  | 1 | TRUE | wye
40 | LV_1367-3_0_3_load_46 | 51 | 0.0026756 | 0.00067057 | 0 | 0 |  | 1 | TRUE | wye
41 | LV_1367-3_0_3_load_49 | 52 | 0.0085831 | 0.0021511 | 0 | 0 |  | 1 | TRUE | wye
42 | LV_1367-3_0_3_load_37 | 54 | 0.0022583 | 0.00056599 | 0 | 0 |  | 1 | TRUE | wye
43 | LV_1367-3_0_3_load_40 | 57 | 0.00063495 | 0.00015913 | 0 | 0 |  | 1 | TRUE | wye
44 | LV_1367-3_0_3_load_41 | 58 | 0.00082221 | 0.00020606 | 0 | 0 |  | 1 | TRUE | wye
45 | LV_1367-3_0_3_load_42 | 59 | 0.0033494 | 0.00083944 | 0 | 0 |  | 1 | TRUE | wye
46 | LV_1367-3_0_3_load_50 | 60 | 0.0030275 | 0.00075876 | 0 | 0 |  | 1 | TRUE | wye
47 | LV_1367-3_0_3_load_58 | 61 | 0.0044361 | 0.0011118 | 0 | 0 |  | 1 | TRUE | wye
48 | LV_1367-3_0_3_load_85 | 62 | 0.0016068 | 0.00040271 | 0 | 0 |  | 1 | TRUE | wye
49 | LV_1367-3_0_3_load_86 | 63 | 0.00096251 | 0.00024123 | 0 | 0 |  | 1 | TRUE | wye
50 | LV_1367-3_0_3_load_59 | 64 | 0.0037403 | 0.00093741 | 0 | 0 |  | 1 | TRUE | wye
51 | LV_1367-3_0_3_load_65 | 65 | 0.0028917 | 0.00072472 | 0 | 0 |  | 1 | TRUE | wye
52 | LV_1367-3_0_3_load_44 | 66 | 0.0024782 | 0.0006211 | 0 | 0 |  | 1 | TRUE | wye
53 | LV_1367-3_0_3_load_99 | 68 | 0.00082688 | 0.00020724 | 0 | 0 |  | 1 | TRUE | wye
54 | LV_1367-3_0_3_load_117 | 69 | 0.00098471 | 0.00024679 | 0 | 0 |  | 1 | TRUE | wye
55 | LV_1367-3_0_3_load_116 | 70 | 0.0009472 | 0.00023739 | 0 | 0 |  | 1 | TRUE | wye
56 | LV_1367-3_0_3_load_66 | 71 | 0.00057623 | 0.00014442 | 0 | 0 |  | 1 | TRUE | wye
57 | LV_1367-3_0_3_load_67 | 72 | 0.00058319 | 0.00014616 | 0 | 0 |  | 1 | TRUE | wye
58 | LV_1367-3_0_3_load_69 | 73 | 0.0005292 | 0.00013263 | 0 | 0 |  | 1 | TRUE | wye
59 | LV_1367-3_0_3_load_73 | 74 | 0.0006983 | 0.00017501 | 0 | 0 |  | 1 | TRUE | wye
60 | LV_1367-3_0_3_load_74 | 75 | 0.00099478 | 0.00024932 | 0 | 0 |  | 1 | TRUE | wye
61 | LV_1367-3_0_3_load_75 | 76 | 0.00055072 | 0.00013802 | 0 | 0 |  | 1 | TRUE | wye
62 | LV_1367-3_0_3_load_107 | 77 | 0.00075052 | 0.0001881 | 0 | 0 |  | 1 | TRUE | wye
63 | LV_1367-3_0_3_load_108 | 78 | 0.00068866 | 0.00017259 | 0 | 0 |  | 1 | TRUE | wye
64 | LV_1367-3_0_3_load_76 | 80 | 0.00018795 | 4.7104e-05 | 0 | 0 |  | 1 | TRUE | wye
65 | LV_1367-3_0_3_load_77 | 81 | 0.00016651 | 4.1731e-05 | 0 | 0 |  | 1 | TRUE | wye
66 | LV_1367-3_0_3_load_78 | 82 | 0.00031349 | 7.8568e-05 | 0 | 0 |  | 1 | TRUE | wye
67 | LV_1367-3_0_3_load_79 | 83 | 0.0003097 | 7.7617e-05 | 0 | 0 |  | 1 | TRUE | wye
68 | LV_1367-3_0_3_load_118 | 84 | 0.0018355 | 0.00046001 | 0 | 0 |  | 1 | TRUE | wye
69 | LV_1367-3_0_3_load_80 | 86 | 0.00072756 | 0.00018234 | 0 | 0 |  | 1 | TRUE | wye
70 | LV_1367-3_0_3_load_104 | 87 | 0.00024453 | 6.1286e-05 | 0 | 0 |  | 1 | TRUE | wye
71 | LV_1367-3_0_3_load_102 | 88 | 0.00048021 | 0.00012035 | 0 | 0 |  | 1 | TRUE | wye
72 | LV_1367-3_0_3_load_81 | 89 | 0.00045219 | 0.00011333 | 0 | 0 |  | 1 | TRUE | wye
73 | LV_1367-3_0_3_load_84 | 90 | 0.00026601 | 6.6669e-05 | 0 | 0 |  | 1 | TRUE | wye
74 | LV_1367-3_0_3_load_91 | 91 | 0.0003849 | 9.6465e-05 | 0 | 0 |  | 1 | TRUE | wye
75 | LV_1367-3_0_3_load_96 | 93 | 0.00071468 | 0.00017912 | 0 | 0 |  | 1 | TRUE | wye
76 | LV_1367-3_0_3_load_97 | 94 | 0.00058766 | 0.00014728 | 0 | 0 |  | 1 | TRUE | wye
77 | LV_1367-3_0_3_load_87 | 96 | 0.0012842 | 0.00032184 | 0 | 0 |  | 1 | TRUE | wye
78 | LV_1367-3_0_3_load_88 | 97 | 0.00017634 | 4.4194e-05 | 0 | 0 |  | 1 | TRUE | wye
79 | LV_1367-3_0_3_load_89 | 98 | 0.00050407 | 0.00012633 | 0 | 0 |  | 1 | TRUE | wye
80 | LV_1367-3_0_3_load_90 | 99 | 0.00034679 | 8.6914e-05 | 0 | 0 |  | 1 | TRUE | wye
81 | LV_1367-3_0_3_load_93 | 100 | 0.00023859 | 5.9795e-05 | 0 | 0 |  | 1 | TRUE | wye
82 | LV_1367-3_0_3_load_95 | 102 | 0.0010589 | 0.00026538 | 0 | 0 |  | 1 | TRUE | wye
83 | LV_1367-3_0_3_load_105 | 103 | 0.00015733 | 3.9432e-05 | 0 | 0 |  | 1 | TRUE | wye
84 | LV_1367-3_0_3_load_106 | 104 | 0.00055568 | 0.00013927 | 0 | 0 |  | 1 | TRUE | wye
85 | LV_1367-3_0_3_load_100 | 105 | 9.2223e-05 | 2.3113e-05 | 0 | 0 |  | 1 | TRUE | wye
86 | LV_1367-3_0_3_load_101 | 106 | 0.00032097 | 8.0443e-05 | 0 | 0 |  | 1 | TRUE | wye
87 | LV_1367-3_0_3_load_103 | 107 | 0.00017992 | 4.5091e-05 | 0 | 0 |  | 1 | TRUE | wye
88 | LV_1367-3_0_3_load_110 | 108 | 0.00055799 | 0.00013985 | 0 | 0 |  | 1 | TRUE | wye
89 | LV_1367-3_0_3_load_111 | 109 | 0.00082611 | 0.00020704 | 0 | 0 |  | 1 | TRUE | wye
90 | LV_1367-3_0_3_load_112 | 110 | 0.00057748 | 0.00014473 | 0 | 0 |  | 1 | TRUE | wye
91 | LV_1367-3_0_3_load_113 | 111 | 0.000677 | 0.00016967 | 0 | 0 |  | 1 | TRUE | wye
92 | LV_1367-3_0_3_load_114 | 112 | 0.00090747 | 0.00022743 | 0 | 0 |  | 1 | TRUE | wye
93 | LV_1367-3_0_3_load_115 | 113 | 0.00077801 | 0.00019499 | 0 | 0 |  | 1 | TRUE | wye

## ext_grid
| name | bus | vm_pu | va_degree | slack_weight | in_service
0 |  | 13 | 1 | 0 | 1 | TRUE

## line
| name | std_type | from_bus | to_bus | length_km | r_ohm_per_km | x_ohm_per_km | c_nf_per_km | g_us_per_km | max_i_ka | df | parallel | type | in_service
0 | LV_1367-3_0_3_line_0 | NAYY 4x150 SE | 0 | 1 | 0.0039506 | 0.208 | 0.08 | 261 | 0 | 0.27 | 1 | 1 | cs | TRUE
1 | LV_1367-3_0_3_line_1 | NAYY 4x150 SE | 0 | 2 | 0.020204 | 0.208 | 0.08 | 261 | 0 | 0.27 | 1 | 1 | cs | TRUE
2 | LV_1367-3_0_3_line_2 | NAYY 4x150 SE | 1 | 3 | 0.016479 | 0.208 | 0.08 | 261 | 0 | 0.27 | 1 | 1 | cs | TRUE
3 | LV_1367-3_0_3_line_3 | NAYY 4x150 SE | 2 | 4 | 0.0014965 | 0.208 | 0.08 | 261 | 0 | 0.27 | 1 | 1 | cs | TRUE
4 | LV_1367-3_0_3_line_4 | NAYY 4x150 SE | 3 | 5 | 0.0022632 | 0.208 | 0.08 | 261 | 0 | 0.27 | 1 | 1 | cs | TRUE
5 | LV_1367-3_0_3_line_5 | NAYY 4x150 SE | 4 | 6 | 0.018891 | 0.208 | 0.08 | 261 | 0 | 0.27 | 1 | 1 | cs | TRUE
6 | LV_1367-3_0_3_line_6 | NAYY 4x150 SE | 5 | 7 | 0.019744 | 0.208 | 0.08 | 261 | 0 | 0.27 | 1 | 1 | cs | TRUE
7 | LV_1367-3_0_3_line_7 | NAYY 4x150 SE | 6 | 8 | 0.018179 | 0.208 | 0.08 | 261 | 0 | 0.27 | 1 | 1 | cs | TRUE
8 | LV_1367-3_0_3_line_8 | NAYY 4x150 SE | 6 | 9 | 0.018523 | 0.208 | 0.08 | 261 | 0 | 0.27 | 1 | 1 | cs | TRUE
9 | LV_1367-3_0_3_line_9 | NAYY 4x150 SE | 7 | 49 | 0.012774 | 0.208 | 0.08 | 261 | 0 | 0.27 | 1 | 1 | cs | TRUE
10 | LV_1367-3_0_3_line_10 | NAYY 4x150 SE | 8 | 30 | 0.017053 | 0.208 | 0.08 | 261 | 0 | 0.27 | 1 | 1 | cs | TRUE
11 | LV_1367-3_0_3_line_11 | NAYY 4x150 SE | 10 | 11 | 0.0025196 | 0.208 | 0.08 | 261 | 0 | 0.27 | 1 | 2 | cs | TRUE
12 | LV_1367-3_0_3_line_12 | NAYY 4x150 SE | 10 | 12 | 0.020095 | 0.208 | 0.08 | 261 | 0 | 0.27 | 1 | 2 | cs | TRUE
13 | LV_1367-3_0_3_line_13 | NAYY 4x150 SE | 11 | 13 | 0.012146 | 0.208 | 0.08 | 261 | 0 | 0.27 | 1 | 2 | cs | TRUE
14 | LV_1367-3_0_3_line_14 | NAYY 4x150 SE | 12 | 14 | 0.0072855 | 0.208 | 0.08 | 261 | 0 | 0.27 | 1 | 2 | cs | TRUE
15 | LV_1367-3_0_3_line_15 | NAYY 4x150 SE | 13 | 15 | 0.0090086 | 0.208 | 0.08 | 261 | 0 | 0.27 | 1 | 1 | cs | TRUE
16 | LV_1367-3_0_3_line_16 | NAYY 4x150 SE | 14 | 16 | 0.022007 | 0.208 | 0.08 | 261 | 0 | 0.27 | 1 | 1 | cs | TRUE
17 | LV_1367-3_0_3_line_17 | NAYY 4x150 SE | 14 | 17 | 0.012923 | 0.208 | 0.08 | 261 | 0 | 0.27 | 1 | 1 | cs | TRUE
18 | LV_1367-3_0_3_line_18 | NAYY 4x150 SE | 15 | 18 | 0.023467 | 0.208 | 0.08 | 261 | 0 | 0.27 | 1 | 1 | cs | TRUE
19 | LV_1367-3_0_3_line_19 | NAYY 4x150 SE | 16 | 19 | 0.020226 | 0.208 | 0.08 | 261 | 0 | 0.27 | 1 | 1 | cs | TRUE
20 | LV_1367-3_0_3_line_20 | NAYY 4x150 SE | 17 | 20 | 0.01691 | 0.208 | 0.08 | 261 | 0 | 0.27 | 1 | 1 | cs | TRUE
21 | LV_1367-3_0_3_line_21 | NAYY 4x150 SE | 18 | 53 | 0.020114 | 0.208 | 0.08 | 261 | 0 | 0.27 | 1 | 1 | cs | TRUE
22 | LV_1367-3_0_3_line_22 | NAYY 4x150 SE | 19 | 43 | 0.0057873 | 0.208 | 0.08 | 261 | 0 | 0.27 | 1 | 1 | cs | TRUE
23 | LV_1367-3_0_3_line_23 | NAYY 4x150 SE | 20 | 48 | 0.013399 | 0.208 | 0.08 | 261 | 0 | 0.27 | 1 | 1 | cs | TRUE
24 | LV_1367-3_0_3_line_24 | NAYY 4x150 SE | 21 | 22 | 0.015652 | 0.208 | 0.08 | 261 | 0 | 0.27 | 1 | 1 | cs | TRUE
25 | LV_1367-3_0_3_line_25 | NAYY 4x150 SE | 22 | 23 | 0.016324 | 0.208 | 0.08 | 261 | 0 | 0.27 | 1 | 1 | cs | TRUE
26 | LV_1367-3_0_3_line_26 | NAYY 4x150 SE | 22 | 24 | 0.01706 | 0.208 | 0.08 | 261 | 0 | 0.27 | 1 | 1 | cs | TRUE
27 | LV_1367-3_0_3_line_27 | NAYY 4x150 SE | 22 | 25 | 0.015805 | 0.208 | 0.08 | 261 | 0 | 0.27 | 1 | 1 | cs | TRUE
28 | LV_1367-3_0_3_line_28 | NAYY 4x150 SE | 23 | 26 | 0.025337 | 0.208 | 0.08 | 261 | 0 | 0.27 | 1 | 1 | cs | TRUE
29 | LV_1367-3_0_3_line_29 | NAYY 4x150 SE | 24 | 27 | 0.026085 | 0.208 | 0.08 | 261 | 0 | 0.27 | 1 | 1 | cs | TRUE
30 | LV_1367-3_0_3_line_30 | NAYY 4x150 SE | 25 | 28 | 0.02406 | 0.208 | 0.08 | 261 | 0 | 0.27 | 1 | 1 | cs | TRUE
31 | LV_1367-3_0_3_line_31 | NAYY 4x150 SE | 26 | 31 | 0.0010472 | 0.208 | 0.08 | 261 | 0 | 0.27 | 1 | 1 | cs | TRUE
32 | LV_1367-3_0_3_line_32 | NAYY 4x150 SE | 27 | 32 | 0.002368 | 0.208 | 0.08 | 261 | 0 | 0.27 | 1 | 1 | cs | TRUE
33 | LV_1367-3_0_3_line_33 | NAYY 4x150 SE | 28 | 33 | 0.015287 | 0.208 | 0.08 | 261 | 0 | 0.27 | 1 | 1 | cs | TRUE
34 | LV_1367-3_0_3_line_34 | NAYY 4x150 SE | 29 | 30 | 0.038738 | 0.208 | 0.08 | 261 | 0 | 0.27 | 1 | 1 | cs | TRUE
35 | LV_1367-3_0_3_line_35 | NAYY 4x150 SE | 30 | 65 | 0.034853 | 0.208 | 0.08 | 261 | 0 | 0.27 | 1 | 1 | cs | TRUE
36 | LV_1367-3_0_3_line_36 | NAYY 4x150 SE | 31 | 53 | 0.015809 | 0.208 | 0.08 | 261 | 0 | 0.27 | 1 | 1 | cs | TRUE
37 | LV_1367-3_0_3_line_37 | NAYY 4x150 SE | 32 | 44 | 0.020123 | 0.208 | 0.08 | 261 | 0 | 0.27 | 1 | 1 | cs | TRUE
38 | LV_1367-3_0_3_line_38 | NAYY 4x150 SE | 33 | 76 | 0.013481 | 0.208 | 0.08 | 261 | 0 | 0.27 | 1 | 1 | cs | TRUE
39 | LV_1367-3_0_3_line_39 | NAYY 4x150 SE | 33 | 75 | 0.017409 | 0.208 | 0.08 | 261 | 0 | 0.27 | 1 | 1 | cs | TRUE
40 | LV_1367-3_0_3_line_40 | NAYY 4x150 SE | 34 | 35 | 0.014495 | 0.208 | 0.08 | 261 | 0 | 0.27 | 1 | 1 | cs | TRUE
41 | LV_1367-3_0_3_line_41 | NAYY 4x150 SE | 35 | 36 | 0.01315 | 0.208 | 0.08 | 261 | 0 | 0.27 | 1 | 1 | cs | TRUE
42 | LV_1367-3_0_3_line_42 | NAYY 4x150 SE | 36 | 40 | 0.017578 | 0.208 | 0.08 | 261 | 0 | 0.27 | 1 | 1 | cs | TRUE
43 | LV_1367-3_0_3_line_43 | NAYY 4x150 SE | 37 | 38 | 0.0066043 | 0.208 | 0.08 | 261 | 0 | 0.27 | 1 | 1 | cs | TRUE
44 | LV_1367-3_0_3_line_44 | NAYY 4x150 SE | 37 | 39 | 0.010346 | 0.208 | 0.08 | 261 | 0 | 0.27 | 1 | 1 | cs | TRUE
45 | LV_1367-3_0_3_line_45 | NAYY 4x150 SE | 38 | 41 | 0.0046024 | 0.208 | 0.08 | 261 | 0 | 0.27 | 1 | 1 | cs | TRUE
46 | LV_1367-3_0_3_line_46 | NAYY 4x150 SE | 39 | 42 | 0.004518 | 0.208 | 0.08 | 261 | 0 | 0.27 | 1 | 1 | cs | TRUE
47 | LV_1367-3_0_3_line_47 | NAYY 4x150 SE | 40 | 44 | 0.0017279 | 0.208 | 0.08 | 261 | 0 | 0.27 | 1 | 1 | cs | TRUE
48 | LV_1367-3_0_3_line_48 | NAYY 4x150 SE | 41 | 45 | 0.017252 | 0.208 | 0.08 | 261 | 0 | 0.27 | 1 | 1 | cs | TRUE
49 | LV_1367-3_0_3_line_49 | NAYY 4x150 SE | 43 | 46 | 0.018865 | 0.208 | 0.08 | 261 | 0 | 0.27 | 1 | 1 | cs | TRUE
50 | LV_1367-3_0_3_line_50 | NAYY 4x150 SE | 45 | 71 | 0.0016461 | 0.208 | 0.08 | 261 | 0 | 0.27 | 1 | 1 | cs | TRUE
51 | LV_1367-3_0_3_line_51 | NAYY 4x150 SE | 46 | 47 | 0.046458 | 0.208 | 0.08 | 261 | 0 | 0.27 | 1 | 1 | cs | TRUE
52 | LV_1367-3_0_3_line_52 | NAYY 4x150 SE | 48 | 49 | 0.012663 | 0.208 | 0.08 | 261 | 0 | 0.27 | 1 | 1 | cs | TRUE
53 | LV_1367-3_0_3_line_53 | NAYY 4x150 SE | 49 | 50 | 0.026281 | 0.208 | 0.08 | 261 | 0 | 0.27 | 1 | 1 | cs | TRUE
54 | LV_1367-3_0_3_line_54 | NAYY 4x150 SE | 50 | 51 | 0.010912 | 0.208 | 0.08 | 261 | 0 | 0.27 | 1 | 1 | cs | TRUE
55 | LV_1367-3_0_3_line_55 | NAYY 4x150 SE | 50 | 52 | 0.028851 | 0.208 | 0.08 | 261 | 0 | 0.27 | 1 | 1 | cs | TRUE
56 | LV_1367-3_0_3_line_56 | NAYY 4x150 SE | 51 | 67 | 0.024161 | 0.208 | 0.08 | 261 | 0 | 0.27 | 1 | 1 | cs | TRUE
57 | LV_1367-3_0_3_line_57 | NAYY 4x150 SE | 52 | 60 | 0.0058488 | 0.208 | 0.08 | 261 | 0 | 0.27 | 1 | 1 | cs | TRUE
58 | LV_1367-3_0_3_line_58 | NAYY 4x150 SE | 54 | 55 | 0.022977 | 0.208 | 0.08 | 261 | 0 | 0.27 | 1 | 1 | cs | TRUE
59 | LV_1367-3_0_3_line_59 | NAYY 4x150 SE | 54 | 56 | 0.024184 | 0.208 | 0.08 | 261 | 0 | 0.27 | 1 | 1 | cs | TRUE
60 | LV_1367-3_0_3_line_60 | NAYY 4x150 SE | 55 | 57 | 0.023167 | 0.208 | 0.08 | 261 | 0 | 0.27 | 1 | 1 | cs | TRUE
61 | LV_1367-3_0_3_line_61 | NAYY 4x150 SE | 55 | 58 | 0.0019903 | 0.208 | 0.08 | 261 | 0 | 0.27 | 1 | 1 | cs | TRUE
62 | LV_1367-3_0_3_line_62 | NAYY 4x150 SE | 56 | 59 | 0.026341 | 0.208 | 0.08 | 261 | 0 | 0.27 | 1 | 1 | cs | TRUE
63 | LV_1367-3_0_3_line_63 | NAYY 4x150 SE | 57 | 60 | 0.022492 | 0.208 | 0.08 | 261 | 0 | 0.27 | 1 | 1 | cs | TRUE
64 | LV_1367-3_0_3_line_64 | NAYY 4x150 SE | 59 | 61 | 0.010645 | 0.208 | 0.08 | 261 | 0 | 0.27 | 1 | 1 | cs | TRUE
65 | LV_1367-3_0_3_line_65 | NAYY 4x150 SE | 61 | 64 | 0.0075508 | 0.208 | 0.08 | 261 | 0 | 0.27 | 1 | 1 | cs | TRUE
66 | LV_1367-3_0_3_line_66 | NAYY 4x150 SE | 62 | 63 | 0.063353 | 0.208 | 0.08 | 261 | 0 | 0.27 | 1 | 1 | cs | TRUE
67 | LV_1367-3_0_3_line_67 | NAYY 4x150 SE | 63 | 68 | 0.30238 | 0.208 | 0.08 | 261 | 0 | 0.27 | 1 | 1 | cs | TRUE
68 | LV_1367-3_0_3_line_68 | NAYY 4x150 SE | 63 | 67 | 0.08806 | 0.208 | 0.08 | 261 | 0 | 0.27 | 1 | 1 | cs | TRUE
69 | LV_1367-3_0_3_line_69 | NAYY 4x150 SE | 66 | 67 | 0.021189 | 0.208 | 0.08 | 261 | 0 | 0.27 | 1 | 1 | cs | TRUE
70 | LV_1367-3_0_3_line_70 | NAYY 4x150 SE | 68 | 95 | 0.038766 | 0.208 | 0.08 | 261 | 0 | 0.27 | 1 | 1 | cs | TRUE
71 | LV_1367-3_0_3_line_71 | NAYY 4x150 SE | 69 | 70 | 0.0023496 | 0.208 | 0.08 | 261 | 0 | 0.27 | 1 | 1 | cs | TRUE
72 | LV_1367-3_0_3_line_72 | NAYY 4x150 SE | 70 | 113 | 0.020359 | 0.208 | 0.08 | 261 | 0 | 0.27 | 1 | 1 | cs | TRUE
73 | LV_1367-3_0_3_line_73 | NAYY 4x150 SE | 71 | 72 | 0.013259 | 0.208 | 0.08 | 261 | 0 | 0.27 | 1 | 1 | cs | TRUE
74 | LV_1367-3_0_3_line_74 | NAYY 4x150 SE | 72 | 73 | 0.014616 | 0.208 | 0.08 | 261 | 0 | 0.27 | 1 | 1 | cs | TRUE
75 | LV_1367-3_0_3_line_75 | NAYY 4x150 SE | 73 | 74 | 0.012007 | 0.208 | 0.08 | 261 | 0 | 0.27 | 1 | 1 | cs | TRUE
76 | LV_1367-3_0_3_line_76 | NAYY 4x150 SE | 74 | 75 | 0.012493 | 0.208 | 0.08 | 261 | 0 | 0.27 | 1 | 1 | cs | TRUE
77 | LV_1367-3_0_3_line_77 | NAYY 4x150 SE | 76 | 77 | 0.038431 | 0.208 | 0.08 | 261 | 0 | 0.27 | 1 | 1 | cs | TRUE
78 | LV_1367-3_0_3_line_78 | NAYY 4x150 SE | 77 | 78 | 0.028763 | 0.208 | 0.08 | 261 | 0 | 0.27 | 1 | 1 | cs | TRUE
79 | LV_1367-3_0_3_line_79 | NAYY 4x150 SE | 77 | 79 | 0.12282 | 0.208 | 0.08 | 261 | 0 | 0.27 | 1 | 1 | cs | TRUE
80 | LV_1367-3_0_3_line_80 | NAYY 4x150 SE | 78 | 108 | 0.01664 | 0.208 | 0.08 | 261 | 0 | 0.27 | 1 | 1 | cs | TRUE
81 | LV_1367-3_0_3_line_81 | NAYY 4x150 SE | 79 | 90 | 0.049782 | 0.208 | 0.08 | 261 | 0 | 0.27 | 1 | 1 | cs | TRUE
82 | LV_1367-3_0_3_line_82 | NAYY 4x150 SE | 80 | 81 | 0.0012813 | 0.208 | 0.08 | 261 | 0 | 0.27 | 1 | 1 | cs | TRUE
83 | LV_1367-3_0_3_line_83 | NAYY 4x150 SE | 80 | 82 | 0.00093301 | 0.208 | 0.08 | 261 | 0 | 0.27 | 1 | 1 | cs | TRUE
84 | LV_1367-3_0_3_line_84 | NAYY 4x150 SE | 81 | 83 | 0.0097906 | 0.208 | 0.08 | 261 | 0 | 0.27 | 1 | 1 | cs | TRUE
85 | LV_1367-3_0_3_line_85 | NAYY 4x150 SE | 82 | 84 | 0.19551 | 0.208 | 0.08 | 261 | 0 | 0.27 | 1 | 1 | cs | TRUE
86 | LV_1367-3_0_3_line_86 | NAYY 4x150 SE | 83 | 86 | 0.013396 | 0.208 | 0.08 | 261 | 0 | 0.27 | 1 | 1 | cs | TRUE
87 | LV_1367-3_0_3_line_87 | NAYY 4x150 SE | 84 | 85 | 0.090441 | 0.208 | 0.08 | 261 | 0 | 0.27 | 1 | 1 | cs | TRUE
88 | LV_1367-3_0_3_line_88 | NAYY 4x150 SE | 85 | 89 | 0.012799 | 0.208 | 0.08 | 261 | 0 | 0.27 | 1 | 1 | cs | TRUE
89 | LV_1367-3_0_3_line_89 | NAYY 4x150 SE | 86 | 87 | 0.30274 | 0.208 | 0.08 | 261 | 0 | 0.27 | 1 | 1 | cs | TRUE
90 | LV_1367-3_0_3_line_90 | NAYY 4x150 SE | 87 | 88 | 0.33984 | 0.208 | 0.08 | 261 | 0 | 0.27 | 1 | 1 | cs | TRUE
91 | LV_1367-3_0_3_line_91 | NAYY 4x150 SE | 88 | 107 | 0.06918 | 0.208 | 0.08 | 261 | 0 | 0.27 | 1 | 1 | cs | TRUE
92 | LV_1367-3_0_3_line_92 | NAYY 4x150 SE | 88 | 106 | 0.026635 | 0.208 | 0.08 | 261 | 0 | 0.27 | 1 | 1 | cs | TRUE
93 | LV_1367-3_0_3_line_93 | NAYY 4x150 SE | 89 | 90 | 0.13884 | 0.208 | 0.08 | 261 | 0 | 0.27 | 1 | 1 | cs | TRUE
94 | LV_1367-3_0_3_line_94 | NAYY 4x150 SE | 90 | 91 | 0.038065 | 0.208 | 0.08 | 261 | 0 | 0.27 | 1 | 1 | cs | TRUE
95 | LV_1367-3_0_3_line_95 | NAYY 4x150 SE | 91 | 92 | 0.1246 | 0.208 | 0.08 | 261 | 0 | 0.27 | 1 | 1 | cs | TRUE
96 | LV_1367-3_0_3_line_96 | NAYY 4x150 SE | 92 | 100 | 0.039983 | 0.208 | 0.08 | 261 | 0 | 0.27 | 1 | 1 | cs | TRUE
97 | LV_1367-3_0_3_line_97 | NAYY 4x150 SE | 92 | 99 | 0.027769 | 0.208 | 0.08 | 261 | 0 | 0.27 | 1 | 1 | cs | TRUE
98 | LV_1367-3_0_3_line_98 | NAYY 4x150 SE | 93 | 94 | 0.013597 | 0.208 | 0.08 | 261 | 0 | 0.27 | 1 | 1 | cs | TRUE
99 | LV_1367-3_0_3_line_99 | NAYY 4x150 SE | 93 | 95 | 0.054266 | 0.208 | 0.08 | 261 | 0 | 0.27 | 1 | 1 | cs | TRUE
100 | LV_1367-3_0_3_line_100 | NAYY 4x150 SE | 96 | 97 | 0.073116 | 0.208 | 0.08 | 261 | 0 | 0.27 | 1 | 1 | cs | TRUE
101 | LV_1367-3_0_3_line_101 | NAYY 4x150 SE | 96 | 98 | 0.01742 | 0.208 | 0.08 | 261 | 0 | 0.27 | 1 | 1 | cs | TRUE
102 | LV_1367-3_0_3_line_102 | NAYY 4x150 SE | 97 | 99 | 0.031114 | 0.208 | 0.08 | 261 | 0 | 0.27 | 1 | 1 | cs | TRUE
103 | LV_1367-3_0_3_line_103 | NAYY 4x150 SE | 100 | 101 | 0.030255 | 0.208 | 0.08 | 261 | 0 | 0.27 | 1 | 1 | cs | TRUE
104 | LV_1367-3_0_3_line_104 | NAYY 4x150 SE | 101 | 102 | 0.034184 | 0.208 | 0.08 | 261 | 0 | 0.27 | 1 | 1 | cs | TRUE
105 | LV_1367-3_0_3_line_105 | NAYY 4x150 SE | 102 | 103 | 0.080466 | 0.208 | 0.08 | 261 | 0 | 0.27 | 1 | 1 | cs | TRUE
106 | LV_1367-3_0_3_line_106 | NAYY 4x150 SE | 103 | 104 | 0.033457 | 0.208 | 0.08 | 261 | 0 | 0.27 | 1 | 1 | cs | TRUE
107 | LV_1367-3_0_3_line_107 | NAYY 4x150 SE | 105 | 106 | 0.021344 | 0.208 | 0.08 | 261 | 0 | 0.27 | 1 | 1 | cs | TRUE
108 | LV_1367-3_0_3_line_108 | NAYY 4x150 SE | 108 | 109 | 0.00084108 | 0.208 | 0.08 | 261 | 0 | 0.27 | 1 | 1 | cs | TRUE
109 | LV_1367-3_0_3_line_109 | NAYY 4x150 SE | 109 | 110 | 0.018034 | 0.208 | 0.08 | 261 | 0 | 0.27 | 1 | 1 | cs | TRUE
110 | LV_1367-3_0_3_line_110 | NAYY 4x150 SE | 110 | 111 | 0.001321 | 0.208 | 0.08 | 261 | 0 | 0.27 | 1 | 1 | cs | TRUE
111 | LV_1367-3_0_3_line_111 | NAYY 4x150 SE | 111 | 112 | 0.02053 | 0.208 | 0.08 | 261 | 0 | 0.27 | 1 | 1 | cs | TRUE
112 | LV_1367-3_0_3_line_112 | NAYY 4x150 SE | 112 | 113 | 0.0013379 | 0.208 | 0.08 | 261 | 0 | 0.27 | 1 | 1 | cs | TRUE

## trafo
| name | std_type | hv_bus | lv_bus | sn_mva | vn_hv_kv | vn_lv_kv | vk_percent | vkr_percent | pfe_kw | i0_percent | shift_degree | tap_side | tap_neutral | tap_min | tap_max | tap_step_percent | tap_step_degree | tap_pos | tap_phase_shifter | parallel | df | in_service
0 | LV_1367-3_0_3_trafo_8 | 0.25 MVA 20/0.4 kV | 114 | 13 | 0.25 | 20 | 0.4 | 6 | 1.44 | 0.8 | 0.32 | 150 | hv | 0 | -2 | 2 | 2.5 | 0 | 0 | FALSE | 1 | 1 | TRUE

## line_geodata
| x0 | y0 | x1 | y1 | x2 | y2 | x3 | y3 | x4 | y4 | x5 | y5 | x6 | y6 | x7 | y7
0 | 2699834.6077 | 1203643.6883 | 2699834.5095 | 1203647.6376
1 | 2699834.6077 | 1203643.6883 | 2699835.1104 | 1203623.4903
2 | 2699834.5095 | 1203647.6376 | 2699834.4193 | 1203651.2616 | 2699831.1583 | 1203657.4112 | 2699831.0429 | 1203663.3033
3 | 2699835.1476 | 1203621.9942 | 2699835.1104 | 1203623.4903
4 | 2699831.0429 | 1203663.3033 | 2699830.9987 | 1203665.5661
5 | 2699828.8457 | 1203605.9376 | 2699835.3939 | 1203612.0956 | 2699835.1476 | 1203621.9942
6 | 2699830.6123 | 1203685.3067 | 2699830.9987 | 1203665.5661
7 | 2699828.8457 | 1203605.9376 | 2699829.3184 | 1203587.7648
8 | 2699828.8457 | 1203605.9376 | 2699810.3308 | 1203605.3961
9 | 2699827.2453 | 1203696.6281 | 2699829.5355 | 1203695.2877 | 2699830.4784 | 1203692.1457 | 2699830.6123 | 1203685.3067
10 | 2699829.7619 | 1203570.7178 | 2699829.3184 | 1203587.7648
11 | 2699771.6354 | 1203668.1148 | 2699771.6606 | 1203665.5953
12 | 2699771.6354 | 1203668.1148 | 2699771.4341 | 1203688.2085
13 | 2699771.6606 | 1203665.5953 | 2699771.7823 | 1203653.4499
14 | 2699771.3612 | 1203695.4937 | 2699771.4341 | 1203688.2085
15 | 2699771.7823 | 1203653.4499 | 2699771.7823 | 1203653.4499 | 2699773.0724 | 1203651.3922 | 2699776.6389 | 1203646.9932 | 2699776.8093 | 1203646.0924
16 | 2699771.3612 | 1203695.4937 | 2699770.7523 | 1203698.6857 | 2699767.7876 | 1203700.315 | 2699752.3709 | 1203699.7905
17 | 2699771.3612 | 1203695.4937 | 2699784.2818 | 1203695.7559
18 | 2699776.8093 | 1203646.0924 | 2699777.5572 | 1203642.1386 | 2699777.6689 | 1203622.6958
19 | 2699752.3709 | 1203699.7905 | 2699751.6078 | 1203720.0024
20 | 2699784.2818 | 1203695.7559 | 2699801.1887 | 1203696.0991
21 | 2699777.7846 | 1203602.5822 | 2699777.6689 | 1203622.6958
22 | 2699751.6078 | 1203720.0024 | 2699751.3895 | 1203725.7856
23 | 2699814.5853 | 1203696.3711 | 2699801.1887 | 1203696.0991
24 | 2699719.3054 | 1203600.482 | 2699719.8756 | 1203584.8401
25 | 2699719.3054 | 1203600.482 | 2699735.6185 | 1203601.0679
26 | 2699719.3054 | 1203600.482 | 2699718.4146 | 1203617.5189
27 | 2699719.3054 | 1203600.482 | 2699703.5048 | 1203600.1034
28 | 2699735.6185 | 1203601.0679 | 2699760.9389 | 1203601.9772
29 | 2699717.0526 | 1203643.5681 | 2699718.4146 | 1203617.5189
30 | 2699703.5048 | 1203600.1034 | 2699679.4515 | 1203599.5271
31 | 2699760.9389 | 1203601.9772 | 2699761.9854 | 1203602.0148
32 | 2699717.0526 | 1203643.5681 | 2699716.929 | 1203645.9329
33 | 2699664.1692 | 1203599.1609 | 2699679.4515 | 1203599.5271
34 | 2699829.7619 | 1203570.7178 | 2699791.0324 | 1203569.9177
35 | 2699829.7619 | 1203570.7178 | 2699843.8592 | 1203570.9758 | 2699864.6111 | 1203571.2207
36 | 2699777.7846 | 1203602.5822 | 2699761.9854 | 1203602.0148
37 | 2699715.8783 | 1203666.0288 | 2699716.929 | 1203645.9329
38 | 2699664.1692 | 1203599.1609 | 2699650.7059 | 1203599.8465
39 | 2699664.1692 | 1203599.1609 | 2699663.3912 | 1203616.5527
40 | 2699714.1836 | 1203698.4409 | 2699699.6906 | 1203698.1989
41 | 2699714.1836 | 1203698.4409 | 2699714.8702 | 1203685.3086
42 | 2699715.7881 | 1203667.7543 | 2699714.8702 | 1203685.3086
43 | 2699658.2202 | 1203696.5835 | 2699656.4441 | 1203692.6623 | 2699656.4855 | 1203690.3631
44 | 2699658.2202 | 1203696.5835 | 2699658.3403 | 1203706.929
45 | 2699656.5685 | 1203685.7615 | 2699656.4855 | 1203690.3631
46 | 2699658.3403 | 1203706.929 | 2699658.3928 | 1203711.4467
47 | 2699715.8783 | 1203666.0288 | 2699715.7881 | 1203667.7543
48 | 2699656.5685 | 1203685.7615 | 2699656.8796 | 1203668.512
49 | 2699750.6778 | 1203744.6372 | 2699751.3895 | 1203725.7856
50 | 2699656.9092 | 1203666.8662 | 2699656.8796 | 1203668.512
51 | 2699750.6778 | 1203744.6372 | 2699704.5856 | 1203750.4575
52 | 2699827.2453 | 1203696.6281 | 2699814.5853 | 1203696.3711
53 | 2699827.2453 | 1203696.6281 | 2699853.5977 | 1203697.1467
54 | 2699853.5977 | 1203697.1467 | 2699852.5117 | 1203708.0046
55 | 2699853.5977 | 1203697.1467 | 2699857.8207 | 1203697.184 | 2699858.609 | 1203693.2723 | 2699879.067 | 1203690.5581
56 | 2699850.1069 | 1203732.0454 | 2699852.5117 | 1203708.0046
57 | 2699879.067 | 1203690.5581 | 2699884.865 | 1203689.7889
58 | 2699930.127 | 1203683.784 | 2699925.1487 | 1203661.3529
59 | 2699922.0761 | 1203637.3844 | 2699924.2891 | 1203657.4796 | 2699925.1487 | 1203661.3529
60 | 2699930.127 | 1203683.784 | 2699907.1617 | 1203686.8308
61 | 2699930.127 | 1203683.784 | 2699932.104 | 1203683.5542
62 | 2699922.0761 | 1203637.3844 | 2699896.0116 | 1203641.1906
63 | 2699884.865 | 1203689.7889 | 2699907.1617 | 1203686.8308
64 | 2699885.3924 | 1203641.5042 | 2699893.5904 | 1203641.5442 | 2699896.0116 | 1203641.1906
65 | 2699885.3924 | 1203641.5042 | 2699877.8416 | 1203641.4674
66 | 2699967.6087 | 1203779.5772 | 2699958.4464 | 1203784.9823 | 2699939.0611 | 1203794.2421 | 2699921.3348 | 1203798.0481 | 2699908.2341 | 1203798.1957
67 | 2699908.2341 | 1203798.1957 | 2699923.4524 | 1204100.1918
68 | 2699850.1069 | 1203732.0454 | 2699908.2341 | 1203798.1957
69 | 2699850.1069 | 1203732.0454 | 2699835.7008 | 1203733.8948 | 2699829.0886 | 1203734.7302
70 | 2699900.2497 | 1204131.2224 | 2699922.2847 | 1204102.249 | 2699923.4524 | 1204100.1918
71 | 2699602.8093 | 1203709.0031 | 2699602.949 | 1203711.3485
72 | 2699602.8093 | 1203709.0031 | 2699601.599 | 1203688.68
73 | 2699656.9092 | 1203666.8662 | 2699657.0594 | 1203658.5383 | 2699658.0987 | 1203653.719 | 2699658.0987 | 1203653.719
74 | 2699662.2964 | 1203641.0275 | 2699661.8502 | 1203651.002 | 2699658.0987 | 1203653.719
75 | 2699662.2964 | 1203641.0275 | 2699662.833 | 1203629.0328
76 | 2699663.3912 | 1203616.5527 | 2699662.833 | 1203629.0328
77 | 2699650.7059 | 1203599.8465 | 2699618.2869 | 1203601.4972 | 2699613.9125 | 1203605.5604
78 | 2699613.9125 | 1203605.5604 | 2699605.2465 | 1203613.6102 | 2699605.167 | 1203630.5449
79 | 2699613.9125 | 1203605.5604 | 2699498.8473 | 1203562.6135
80 | 2699605.167 | 1203630.5449 | 2699605.0889 | 1203647.1846
81 | 2699498.8473 | 1203562.6135 | 2699499.011 | 1203552.3314 | 2699496.5599 | 1203522.6927 | 2699497.2052 | 1203512.9552
82 | 2699156.7131 | 1203378.1338 | 2699156.5328 | 1203376.8652
83 | 2699156.7131 | 1203378.1338 | 2699156.8444 | 1203379.0576
84 | 2699156.5328 | 1203376.8652 | 2699155.7196 | 1203371.1448 | 2699154.6213 | 1203367.2854
85 | 2699328.7581 | 1203472.1769 | 2699156.8444 | 1203379.0576
86 | 2699150.9546 | 1203354.4008 | 2699154.6213 | 1203367.2854
87 | 2699353.6043 | 1203559.1381 | 2699328.7581 | 1203472.1769
88 | 2699353.6043 | 1203559.1381 | 2699366.3978 | 1203559.4959
89 | 2699150.9546 | 1203354.4008 | 2699165.753 | 1203052.0265
90 | 2699165.753 | 1203052.0265 | 2699383.5117 | 1202791.1255
91 | 2699383.5117 | 1202791.1255 | 2699337.6137 | 1202739.3638
92 | 2699383.5117 | 1202791.1255 | 2699407.732 | 1202802.2069
93 | 2699366.3978 | 1203559.4959 | 2699497.2052 | 1203512.9552
94 | 2699497.0033 | 1203474.9524 | 2699497.9514 | 1203485.3238 | 2699497.7596 | 1203504.5892 | 2699497.2052 | 1203512.9552
95 | 2699493.0081 | 1203350.4165 | 2699497.0033 | 1203474.9524
96 | 2699493.0081 | 1203350.4165 | 2699505.8949 | 1203312.567
97 | 2699493.0081 | 1203350.4165 | 2699474.4486 | 1203337.4875 | 2699469.7345 | 1203335.4135
98 | 2699946.9846 | 1204103.6879 | 2699954.0363 | 1204099.2338 | 2699958.9014 | 1204101.2239
99 | 2699900.2497 | 1204131.2224 | 2699920.1623 | 1204120.3926 | 2699939.0315 | 1204108.7114 | 2699946.9846 | 1204103.6879
100 | 2699394.1176 | 1203304.3371 | 2699391.2395 | 1203316.6995 | 2699391.5607 | 1203323.465 | 2699394.0949 | 1203328.9553 | 2699401.0255 | 1203333.218 | 2699413.9002 | 1203335.178 | 2699438.258 | 1203330.3468 | 2699439.8671 | 1203330.2771
101 | 2699398.0674 | 1203287.371 | 2699394.1176 | 1203304.3371
102 | 2699469.7345 | 1203335.4135 | 2699456.4297 | 1203329.5599 | 2699439.8671 | 1203330.2771
103 | 2699515.6464 | 1203283.9262 | 2699505.8949 | 1203312.567
104 | 2699515.6464 | 1203283.9262 | 2699519.1666 | 1203281.3942 | 2699525.6538 | 1203282.125 | 2699547.1679 | 1203291.1222
105 | 2699547.1679 | 1203291.1222 | 2699587.6545 | 1203221.5838
106 | 2699619.711 | 1203213.7908 | 2699613.6567 | 1203217.2144 | 2699609.3483 | 1203218.6324 | 2699594.1139 | 1203219.8792 | 2699587.6545 | 1203221.5838
107 | 2699427.1413 | 1202811.0872 | 2699407.732 | 1202802.2069
108 | 2699605.0889 | 1203647.1846 | 2699605.0849 | 1203648.0257
109 | 2699605.0849 | 1203648.0257 | 2699605.0647 | 1203652.3224 | 2699602.1543 | 1203659.8234 | 2699601.9481 | 1203665.5116
110 | 2699601.9003 | 1203666.8317 | 2699601.9481 | 1203665.5116
111 | 2699601.9003 | 1203666.8317 | 2699601.2941 | 1203683.5585 | 2699601.5195 | 1203687.3444
112 | 2699601.5195 | 1203687.3444 | 2699601.599 | 1203688.68

## bus_geodata
| x | y | coords
0 | 2699834.6077 | 1203643.6883
1 | 2699834.5095 | 1203647.6376
2 | 2699835.1104 | 1203623.4903
3 | 2699831.0429 | 1203663.3033
4 | 2699835.1476 | 1203621.9942
5 | 2699830.9987 | 1203665.5661
6 | 2699828.8457 | 1203605.9376
7 | 2699830.6123 | 1203685.3067
8 | 2699829.3184 | 1203587.7648
9 | 2699810.3308 | 1203605.3961
10 | 2699771.6354 | 1203668.1148
11 | 2699771.6606 | 1203665.5953
12 | 2699771.4341 | 1203688.2085
13 | 2699771.7823 | 1203653.4499
14 | 2699771.3612 | 1203695.4937
15 | 2699776.8093 | 1203646.0924
16 | 2699752.3709 | 1203699.7905
17 | 2699784.2818 | 1203695.7559
18 | 2699777.6689 | 1203622.6958
19 | 2699751.6078 | 1203720.0024
20 | 2699801.1887 | 1203696.0991
21 | 2699719.8756 | 1203584.8401
22 | 2699719.3054 | 1203600.482
23 | 2699735.6185 | 1203601.0679
24 | 2699718.4146 | 1203617.5189
25 | 2699703.5048 | 1203600.1034
26 | 2699760.9389 | 1203601.9772
27 | 2699717.0526 | 1203643.5681
28 | 2699679.4515 | 1203599.5271
29 | 2699791.0324 | 1203569.9177
30 | 2699829.7619 | 1203570.7178
31 | 2699761.9854 | 1203602.0148
32 | 2699716.929 | 1203645.9329
33 | 2699664.1692 | 1203599.1609
34 | 2699699.6906 | 1203698.1989
35 | 2699714.1836 | 1203698.4409
36 | 2699714.8702 | 1203685.3086
37 | 2699658.2202 | 1203696.5835
38 | 2699656.4855 | 1203690.3631
39 | 2699658.3403 | 1203706.929
40 | 2699715.7881 | 1203667.7543
41 | 2699656.5685 | 1203685.7615
42 | 2699658.3928 | 1203711.4467
43 | 2699751.3895 | 1203725.7856
44 | 2699715.8783 | 1203666.0288
45 | 2699656.8796 | 1203668.512
46 | 2699750.6778 | 1203744.6372
47 | 2699704.5856 | 1203750.4575
48 | 2699814.5853 | 1203696.3711
49 | 2699827.2453 | 1203696.6281
50 | 2699853.5977 | 1203697.1467
51 | 2699852.5117 | 1203708.0046
52 | 2699879.067 | 1203690.5581
53 | 2699777.7846 | 1203602.5822
54 | 2699925.1487 | 1203661.3529
55 | 2699930.127 | 1203683.784
56 | 2699922.0761 | 1203637.3844
57 | 2699907.1617 | 1203686.8308
58 | 2699932.104 | 1203683.5542
59 | 2699896.0116 | 1203641.1906
60 | 2699884.865 | 1203689.7889
61 | 2699885.3924 | 1203641.5042
62 | 2699967.6087 | 1203779.5772
63 | 2699908.2341 | 1203798.1957
64 | 2699877.8416 | 1203641.4674
65 | 2699864.6111 | 1203571.2207
66 | 2699829.0886 | 1203734.7302
67 | 2699850.1069 | 1203732.0454
68 | 2699923.4524 | 1204100.1918
69 | 2699602.949 | 1203711.3485
70 | 2699602.8093 | 1203709.0031
71 | 2699656.9092 | 1203666.8662
72 | 2699658.0987 | 1203653.719
73 | 2699662.2964 | 1203641.0275
74 | 2699662.833 | 1203629.0328
75 | 2699663.3912 | 1203616.5527
76 | 2699650.7059 | 1203599.8465
77 | 2699613.9125 | 1203605.5604
78 | 2699605.167 | 1203630.5449
79 | 2699498.8473 | 1203562.6135
80 | 2699156.7131 | 1203378.1338
81 | 2699156.5328 | 1203376.8652
82 | 2699156.8444 | 1203379.0576
83 | 2699154.6213 | 1203367.2854
84 | 2699328.7581 | 1203472.1769
85 | 2699353.6043 | 1203559.1381
86 | 2699150.9546 | 1203354.4008
87 | 2699165.753 | 1203052.0265
88 | 2699383.5117 | 1202791.1255
89 | 2699366.3978 | 1203559.4959
90 | 2699497.2052 | 1203512.9552
91 | 2699497.0033 | 1203474.9524
92 | 2699493.0081 | 1203350.4165
93 | 2699946.9846 | 1204103.6879
94 | 2699958.9014 | 1204101.2239
95 | 2699900.2497 | 1204131.2224
96 | 2699394.1176 | 1203304.3371
97 | 2699439.8671 | 1203330.2771
98 | 2699398.0674 | 1203287.371
99 | 2699469.7345 | 1203335.4135
100 | 2699505.8949 | 1203312.567
101 | 2699515.6464 | 1203283.9262
102 | 2699547.1679 | 1203291.1222
103 | 2699587.6545 | 1203221.5838
104 | 2699619.711 | 1203213.7908
105 | 2699427.1413 | 1202811.0872
106 | 2699407.732 | 1202802.2069
107 | 2699337.6137 | 1202739.3638
108 | 2699605.0889 | 1203647.1846
109 | 2699605.0849 | 1203648.0257
110 | 2699601.9481 | 1203665.5116
111 | 2699601.9003 | 1203666.8317
112 | 2699601.5195 | 1203687.3444
113 | 2699601.599 | 1203688.68
114 | 2699771.3612 | 1203695.4937

## line_std_types
| c_nf_per_km | r_ohm_per_km | x_ohm_per_km | max_i_ka | type | q_mm2 | alpha | voltage_rating
NAYY 4x50 SE | 210 | 0.642 | 0.083 | 0.142 | cs | 50 | 0.00403 | LV
NAYY 4x120 SE | 264 | 0.225 | 0.08 | 0.242 | cs | 120 | 0.00403 | LV
NAYY 4x150 SE | 261 | 0.208 | 0.08 | 0.27 | cs | 150 | 0.00403 | LV
NA2XS2Y 1x95 RM/25 12/20 kV | 216 | 0.313 | 0.132 | 0.252 | cs | 95 | 0.00403 | MV
NA2XS2Y 1x185 RM/25 12/20 kV | 273 | 0.161 | 0.117 | 0.362 | cs | 185 | 0.00403 | MV
NA2XS2Y 1x240 RM/25 12/20 kV | 304 | 0.122 | 0.112 | 0.421 | cs | 240 | 0.00403 | MV
NA2XS2Y 1x95 RM/25 6/10 kV | 315 | 0.313 | 0.123 | 0.249 | cs | 95 | 0.00403 | MV
NA2XS2Y 1x185 RM/25 6/10 kV | 406 | 0.161 | 0.11 | 0.358 | cs | 185 | 0.00403 | MV
NA2XS2Y 1x240 RM/25 6/10 kV | 456 | 0.122 | 0.105 | 0.416 | cs | 240 | 0.00403 | MV
NA2XS2Y 1x150 RM/25 12/20 kV | 250 | 0.206 | 0.116 | 0.319 | cs | 150 | 0.00403 | MV
NA2XS2Y 1x120 RM/25 12/20 kV | 230 | 0.253 | 0.119 | 0.283 | cs | 120 | 0.00403 | MV
NA2XS2Y 1x70 RM/25 12/20 kV | 190 | 0.443 | 0.132 | 0.22 | cs | 70 | 0.00403 | MV
NA2XS2Y 1x150 RM/25 6/10 kV | 360 | 0.206 | 0.11 | 0.315 | cs | 150 | 0.00403 | MV
NA2XS2Y 1x120 RM/25 6/10 kV | 340 | 0.253 | 0.113 | 0.28 | cs | 120 | 0.00403 | MV
NA2XS2Y 1x70 RM/25 6/10 kV | 280 | 0.443 | 0.123 | 0.217 | cs | 70 | 0.00403 | MV
N2XS(FL)2Y 1x120 RM/35 64/110 kV | 112 | 0.153 | 0.166 | 0.366 | cs | 120 | 0.00393 | HV
N2XS(FL)2Y 1x185 RM/35 64/110 kV | 125 | 0.099 | 0.156 | 0.457 | cs | 185 | 0.00393 | HV
N2XS(FL)2Y 1x240 RM/35 64/110 kV | 135 | 0.075 | 0.149 | 0.526 | cs | 240 | 0.00393 | HV
N2XS(FL)2Y 1x300 RM/35 64/110 kV | 144 | 0.06 | 0.144 | 0.588 | cs | 300 | 0.00393 | HV
15-AL1/3-ST1A 0.4 | 11 | 1.8769 | 0.35 | 0.105 | ol | 16 | 0.00403 | LV
24-AL1/4-ST1A 0.4 | 11.25 | 1.2012 | 0.335 | 0.14 | ol | 24 | 0.00403 | LV
48-AL1/8-ST1A 0.4 | 12.2 | 0.5939 | 0.3 | 0.21 | ol | 48 | 0.00403 | LV
94-AL1/15-ST1A 0.4 | 13.2 | 0.306 | 0.29 | 0.35 | ol | 94 | 0.00403 | LV
34-AL1/6-ST1A 10.0 | 9.7 | 0.8342 | 0.36 | 0.17 | ol | 34 | 0.00403 | MV
48-AL1/8-ST1A 10.0 | 10.1 | 0.5939 | 0.35 | 0.21 | ol | 48 | 0.00403 | MV
70-AL1/11-ST1A 10.0 | 10.4 | 0.4132 | 0.339 | 0.29 | ol | 70 | 0.00403 | MV
94-AL1/15-ST1A 10.0 | 10.75 | 0.306 | 0.33 | 0.35 | ol | 94 | 0.00403 | MV
122-AL1/20-ST1A 10.0 | 11.1 | 0.2376 | 0.323 | 0.41 | ol | 122 | 0.00403 | MV
149-AL1/24-ST1A 10.0 | 11.25 | 0.194 | 0.315 | 0.47 | ol | 149 | 0.00403 | MV
34-AL1/6-ST1A 20.0 | 9.15 | 0.8342 | 0.382 | 0.17 | ol | 34 | 0.00403 | MV
48-AL1/8-ST1A 20.0 | 9.5 | 0.5939 | 0.372 | 0.21 | ol | 48 | 0.00403 | MV
70-AL1/11-ST1A 20.0 | 9.7 | 0.4132 | 0.36 | 0.29 | ol | 70 | 0.00403 | MV
94-AL1/15-ST1A 20.0 | 10 | 0.306 | 0.35 | 0.35 | ol | 94 | 0.00403 | MV
122-AL1/20-ST1A 20.0 | 10.3 | 0.2376 | 0.344 | 0.41 | ol | 122 | 0.00403 | MV
149-AL1/24-ST1A 20.0 | 10.5 | 0.194 | 0.337 | 0.47 | ol | 149 | 0.00403 | MV
184-AL1/30-ST1A 20.0 | 10.75 | 0.1571 | 0.33 | 0.535 | ol | 184 | 0.00403 | MV
243-AL1/39-ST1A 20.0 | 11 | 0.1188 | 0.32 | 0.645 | ol | 243 | 0.00403 | MV
48-AL1/8-ST1A 110.0 | 8 | 0.5939 | 0.46 | 0.21 | ol | 48 | 0.00403 | HV
70-AL1/11-ST1A 110.0 | 8.4 | 0.4132 | 0.45 | 0.29 | ol | 70 | 0.00403 | HV
94-AL1/15-ST1A 110.0 | 8.65 | 0.306 | 0.44 | 0.35 | ol | 94 | 0.00403 | HV
122-AL1/20-ST1A 110.0 | 8.5 | 0.2376 | 0.43 | 0.41 | ol | 122 | 0.00403 | HV
149-AL1/24-ST1A 110.0 | 8.75 | 0.194 | 0.41 | 0.47 | ol | 149 | 0.00403 | HV
184-AL1/30-ST1A 110.0 | 8.8 | 0.1571 | 0.4 | 0.535 | ol | 184 | 0.00403 | HV
243-AL1/39-ST1A 110.0 | 9 | 0.1188 | 0.39 | 0.645 | ol | 243 | 0.00403 | HV
305-AL1/39-ST1A 110.0 | 9.2 | 0.0949 | 0.38 | 0.74 | ol | 305 | 0.00403 | HV
490-AL1/64-ST1A 110.0 | 9.75 | 0.059 | 0.37 | 0.96 | ol | 490 | 0.00403 | HV
679-AL1/86-ST1A 110.0 | 9.95 | 0.042 | 0.36 | 1.15 | ol | 679 | 0.00403 | HV
490-AL1/64-ST1A 220.0 | 10 | 0.059 | 0.285 | 0.96 | ol | 490 | 0.00403 | HV
679-AL1/86-ST1A 220.0 | 11.7 | 0.042 | 0.275 | 1.15 | ol | 679 | 0.00403 | HV
490-AL1/64-ST1A 380.0 | 11 | 0.059 | 0.253 | 0.96 | ol | 490 | 0.00403 | HV
679-AL1/86-ST1A 380.0 | 14.6 | 0.042 | 0.25 | 1.15 | ol | 679 | 0.00403 | HV

## trafo_std_types
| i0_percent | pfe_kw | vkr_percent | sn_mva | vn_lv_kv | vn_hv_kv | vk_percent | shift_degree | vector_group | tap_side | tap_neutral | tap_min | tap_max | tap_step_degree | tap_step_percent | tap_phase_shifter
160 MVA 380/110 kV | 0.06 | 60 | 0.25 | 160 | 110 | 380 | 12.2 | 0 | Yy0 | hv | 0 | -9 | 9 | 0 | 1.5 | FALSE
100 MVA 220/110 kV | 0.06 | 55 | 0.26 | 100 | 110 | 220 | 12 | 0 | Yy0 | hv | 0 | -9 | 9 | 0 | 1.5 | FALSE
63 MVA 110/20 kV | 0.04 | 22 | 0.32 | 63 | 20 | 110 | 18 | 150 | YNd5 | hv | 0 | -9 | 9 | 0 | 1.5 | FALSE
40 MVA 110/20 kV | 0.05 | 18 | 0.34 | 40 | 20 | 110 | 16.2 | 150 | YNd5 | hv | 0 | -9 | 9 | 0 | 1.5 | FALSE
25 MVA 110/20 kV | 0.07 | 14 | 0.41 | 25 | 20 | 110 | 12 | 150 | YNd5 | hv | 0 | -9 | 9 | 0 | 1.5 | FALSE
63 MVA 110/10 kV | 0.04 | 22 | 0.32 | 63 | 10 | 110 | 18 | 150 | YNd5 | hv | 0 | -9 | 9 | 0 | 1.5 | FALSE
40 MVA 110/10 kV | 0.05 | 18 | 0.34 | 40 | 10 | 110 | 16.2 | 150 | YNd5 | hv | 0 | -9 | 9 | 0 | 1.5 | FALSE
25 MVA 110/10 kV | 0.07 | 14 | 0.41 | 25 | 10 | 110 | 12 | 150 | YNd5 | hv | 0 | -9 | 9 | 0 | 1.5 | FALSE
0.25 MVA 20/0.4 kV | 0.32 | 0.8 | 1.44 | 0.25 | 0.4 | 20 | 6 | 150 | Yzn5 | hv | 0 | -2 | 2 | 0 | 2.5 | FALSE
0.4 MVA 20/0.4 kV | 0.3375 | 1.35 | 1.425 | 0.4 | 0.4 | 20 | 6 | 150 | Dyn5 | hv | 0 | -2 | 2 | 0 | 2.5 | FALSE
0.63 MVA 20/0.4 kV | 0.2619 | 1.65 | 1.206 | 0.63 | 0.4 | 20 | 6 | 150 | Dyn5 | hv | 0 | -2 | 2 | 0 | 2.5 | FALSE
0.25 MVA 10/0.4 kV | 0.24 | 0.6 | 1.2 | 0.25 | 0.4 | 10 | 4 | 150 | Dyn5 | hv | 0 | -2 | 2 | 0 | 2.5 | FALSE
0.4 MVA 10/0.4 kV | 0.2375 | 0.95 | 1.325 | 0.4 | 0.4 | 10 | 4 | 150 | Dyn5 | hv | 0 | -2 | 2 | 0 | 2.5 | FALSE
0.63 MVA 10/0.4 kV | 0.1873 | 1.18 | 1.0794 | 0.63 | 0.4 | 10 | 4 | 150 | Dyn5 | hv | 0 | -2 | 2 | 0 | 2.5 | FALSE

## trafo3w_std_types
| sn_hv_mva | sn_mv_mva | sn_lv_mva | vn_hv_kv | vn_mv_kv | vn_lv_kv | vk_hv_percent | vk_mv_percent | vk_lv_percent | vkr_hv_percent | vkr_mv_percent | vkr_lv_percent | pfe_kw | i0_percent | shift_mv_degree | shift_lv_degree | vector_group | tap_side | tap_neutral | tap_min | tap_max | tap_step_percent
63/25/38 MVA 110/20/10 kV | 63 | 25 | 38 | 110 | 20 | 10 | 10.4 | 10.4 | 10.4 | 0.28 | 0.32 | 0.35 | 35 | 0.89 | 0 | 0 | YN0yn0yn0 | hv | 0 | -10 | 10 | 1.2
63/25/38 MVA 110/10/10 kV | 63 | 25 | 38 | 110 | 10 | 10 | 10.4 | 10.4 | 10.4 | 0.28 | 0.32 | 0.35 | 35 | 0.89 | 0 | 0 | YN0yn0yn0 | hv | 0 | -10 | 10 | 1.2

## fuse_std_types
| fuse_type | i_rated_a | t_avg | t_min | t_total | x_avg | x_min | x_total
HV 100A | HV 100A | 100 | 0 | [10.0, 3.64, 0.854, 0.281, 0.1, 0.0531, 0.022, 0.01] | [10.0, 4.267, 1.21, 0.403, 0.1, 0.058, 0.022, 0.01] | 0 | [300.0, 350.0, 450.0, 550.0, 700.0, 850.0, 1200.0, 1752.0] | [600.0, 700.0, 900.0, 1150.0, 1665.0, 2000.0, 3000.0, 4313.0]
HV 10A | HV 10A | 10 | 0 | [10.0, 1675.0, 0.344, 0.156, 0.1, 0.0417, 0.0171, 0.01] | [10.0, 1.3, 0.3, 0.155, 0.1, 0.0555, 0.023, 0.01] | 0 | [30.0, 32.0, 35.0, 37.0, 39.0, 50.0, 70.0, 88.0] | [60.0, 70.0, 80.0, 87.0, 94.0, 110.0, 150.0, 216.0]
HV 125A | HV 125A | 125 | 0 | [10.0, 1.82, 0.344, 0.1, 0.0467, 0.0269, 0.01] | [10.0, 2.478, 0.426, 0.1, 0.0427, 0.0211, 0.01] | 0 | [375.0, 500.0, 700.0, 925.0, 1200.0, 1500.0, 2341.0] | [750.0, 1000.0, 1500.0, 2200.0, 3000.0, 4000.0, 5765.0]
HV 160A | HV 160A | 160 | 0 | [10.0, 4.15, 1.03, 0.198, 0.1, 0.051, 0.0172, 0.01] | [10.0, 2.3, 0.734, 0.274, 0.1, 0.046, 0.0177, 0.01] | 0 | [480.0, 550.0, 700.0, 1000.0, 1260.0, 1600.0, 2500.0, 3227.0] | [960.0, 1300.0, 1700.0, 2200.0, 2996.0, 4000.0, 6000.0, 7946.0]
HV 16A | HV 16A | 16 | 0 | [10.0, 0.352, 0.164, 0.1, 0.0649, 0.0342, 0.01] | [10.0, 2.34, 0.722, 0.181, 0.1, 0.055, 0.0296, 0.01] | 0 | [48.0, 60.0, 65.0, 71.0, 80.0, 100.0, 162.0] | [96.0, 110.0, 125.0, 150.0, 168.0, 200.0, 250.0, 398.0]
HV 200A | HV 200A | 200 | 0 | [10.0, 4.267, 1.21, 0.403, 0.1, 0.058, 0.022, 0.01] | [10.0, 3.73, 1.654, 0.328, 0.1, 0.0531, 0.019, 0.01] | 0 | [600.0, 700.0, 900.0, 1150.0, 1665.0, 2000.0, 3000.0, 4313.0] | [1200.0, 1500.0, 1800.0, 2700.0, 3960.0, 5000.0, 7500.0, 10620.0]
HV 20A | HV 20A | 20 | 0 | [10.0, 1.3, 0.3, 0.155, 0.1, 0.0555, 0.023, 0.01] | [10.0, 1.3, 0.161, 0.1, 0.0611, 0.0399, 0.0141, 0.01] | 0 | [60.0, 70.0, 80.0, 87.0, 94.0, 110.0, 150.0, 216.0] | [120.0, 150.0, 200.0, 223.0, 260.0, 300.0, 450.0, 532.0]
HV 25A | HV 25A | 25 | 0 | [10.0, 2.512, 0.833, 0.299, 0.1, 0.0372, 0.0223, 0.01] | [10.0, 3.125, 0.597, 0.198, 0.1, 0.0378, 0.022, 0.01] | 0 | [75.0, 82.0, 90.0, 100.0, 124.0, 170.0, 200.0, 289.0] | [150.0, 170.0, 210.0, 250.0, 294.0, 400.0, 500.0, 711.0]
HV 31.5A | HV 31.5A | 31.5 | 0 | [10.0, 2.34, 0.722, 0.181, 0.1, 0.055, 0.0296, 0.01] | [10.0, 2.84, 0.368, 0.164, 0.1, 0.0621, 0.0378, 0.0195, 0.01] | 0 | [95.0, 110.0, 125.0, 150.0, 165.0, 200.0, 250.0, 390.0] | [189.0, 220.0, 300.0, 350.0, 393.0, 450.0, 530.0, 700.0, 960.0]
HV 40A | HV 40A | 40 | 0 | [10.0, 1.3, 0.161, 0.1, 0.0611, 0.0399, 0.0141, 0.01] | [10.0, 2.05, 0.369, 0.198, 0.1, 0.051, 0.0298, 0.01] | 0 | [120.0, 150.0, 200.0, 223.0, 260.0, 300.0, 450.0, 532.0] | [240.0, 300.0, 400.0, 450.0, 530.0, 650.0, 800.0, 1311.0]
HV 50A | HV 50A | 50 | 0 | [10.0, 3.215, 0.597, 0.198, 0.1, 0.0378, 0.022, 0.01] | [10.0, 3.64, 0.854, 0.281, 0.1, 0.0531, 0.022, 0.01] | 0 | [150.0, 170.0, 210.0, 250.0, 294.0, 400.0, 500.0, 711.0] | [300.0, 350.0, 450.0, 550.0, 700.0, 850.0, 1200.0, 1752.0]
HV 6.3A | HV 6.3A | 6.3 | 0 | [10.0, 1.39, 0.344, 0.168, 0.1, 0.056, 0.0263, 0.01] | [10.0, 1.711, 0.516, 0.198, 0.1, 0.0634, 0.0303, 0.01] | 0 | [19.0, 19.5, 20.4, 20.8, 22.0, 25.0, 32.0, 48.0] | [38.0, 40.0, 43.0, 48.0, 53.0, 60.0, 75.0, 118.0]
HV 63A | HV 63A | 63 | 0 | [10.0, 2.84, 0.368, 0.164, 0.1, 0.0621, 0.0378, 0.0195, 0.01] | [10.0, 1.82, 0.344, 0.1, 0.0467, 0.0269, 0.01] | 0 | [189.0, 220.0, 300.0, 350.0, 393.0, 450.0, 530.0, 700.0, 961.0] | [378.0, 500.0, 700.0, 934.0, 1200.0, 1500.0, 2366.0]
HV 80A | HV 80A | 80 | 0 | [10.0, 2.05, 0.369, 0.198, 0.1, 0.051, 0.0298, 0.01] | [10.0, 4.15, 1.03, 0.198, 0.1, 0.051, 0.0172, 0.01] | 0 | [240.0, 300.0, 400.0, 450.0, 530.0, 650.0, 800.0, 1311.0] | [480.0, 550.0, 700.0, 1000.0, 1260.0, 1600.0, 2500.0, 3227.0]
Siemens NH-1-100 | Siemens NH-1-100 | 100 | [5400.0, 2000.0, 400.0, 20.0, 1.0, 0.2, 0.012, 0.004] | 0 | 0 | [150.0, 190.0, 250.0, 430.0, 900.0, 1250.0, 2700.0, 3600.0] | 0 | 0
Siemens NH-1-125 | Siemens NH-1-125 | 125 | [4800.0, 120.0, 7.0, 0.1, 0.004] | 0 | 0 | [180.0, 400.0, 740.0, 2000.0, 4250.0] | 0 | 0
Siemens NH-1-16 | Siemens NH-1-16 | 16 | [4000.0, 400.0, 2.0, 0.1, 0.04, 0.01] | 0 | 0 | [26.0, 35.0, 75.0, 150.0, 200.0, 300.0] | 0 | 0
Siemens NH-1-160 | Siemens NH-1-160 | 160 | [4800.0, 120.0, 7.0, 0.1, 0.004] | 0 | 0 | [210.0, 500.0, 900.0, 2300.0, 5000.0] | 0 | 0
Siemens NH-1-25 | Siemens NH-1-25 | 25 | [4000.0, 1000.0, 10.0, 0.2, 0.02, 0.01] | 0 | 0 | [40.0, 50.0, 100.0, 210.0, 400.0, 500.0] | 0 | 0
Siemens NH-1-50 | Siemens NH-1-50 | 50 | [4000.0, 40.0, 4.0, 1.0, 0.02, 0.01] | 0 | 0 | [86.0, 200.0, 300.0, 400.0, 1000.0, 1280.0] | 0 | 0
Siemens NH-1-63 | Siemens NH-1-63 | 63 | [4000.0, 100.0, 10.0, 2.0, 0.04, 0.01] | 0 | 0 | [100.0, 200.0, 300.0, 400.0, 1000.0, 1500.0] | 0 | 0
Siemens NH-1-80 | Siemens NH-1-80 | 80 | [4800.0, 120.0, 7.0, 0.1, 0.01] | 0 | 0 | [150.58, 250.0, 450.0, 1150.0, 2470.0] | 0 | 0
Siemens NH-2-1000 | Siemens NH-2-1000 | 1000 | [4800.0, 120.0, 7.0, 0.1, 0.004] | 0 | 0 | [1900.0, 3500.0, 8400.0, 24000.0, 52000.0] | 0 | 0
Siemens NH-2-200 | Siemens NH-2-200 | 200 | [4800.0, 120.0, 7.0, 0.1, 0.004] | 0 | 0 | [280.0, 650.0, 1200.0, 3000.0, 7000.0] | 0 | 0
Siemens NH-2-224 | Siemens NH-2-224 | 224 | [4800.0, 120.0, 7.0, 0.2, 0.04, 0.004] | 0 | 0 | [400.0, 750.0, 1453.0, 3025.0, 4315.0, 7600.0] | 0 | 0
Siemens NH-2-250 | Siemens NH-2-250 | 250 | [4800.0, 120.0, 7.0, 0.1, 0.004] | 0 | 0 | [450.0, 800.0, 1650.0, 4000.0, 8500.0] | 0 | 0
Siemens NH-2-315 | Siemens NH-2-315 | 315 | [4800.0, 120.0, 7.0, 0.1, 0.004] | 0 | 0 | [550.0, 920.0, 1900.0, 5000.0, 11000.0] | 0 | 0
Siemens NH-2-355 | Siemens NH-2-355 | 355 | [4800.0, 120.0, 6.0, 0.1, 0.004] | 0 | 0 | [650.0, 1116.27, 2350.0, 5840.0, 12790.0] | 0 | 0
Siemens NH-2-400 | Siemens NH-2-400 | 400 | [4800.0, 120.0, 7.0, 0.1, 0.004] | 0 | 0 | [720.0, 1350.0, 2800.0, 6500.0, 15000.0] | 0 | 0
Siemens NH-2-425 | Siemens NH-2-425 | 425 | [4800.0, 120.0, 7.0, 0.1, 0.004] | 0 | 0 | [850.0, 1500.0, 3050.0, 7500.0, 16500.0] | 0 | 0
Siemens NH-2-630 | Siemens NH-2-630 | 630 | [4800.0, 120.0, 7.0, 0.1, 0.004] | 0 | 0 | [1200.0, 2000.0, 4800.0, 12000.0, 26000.0] | 0 | 0

## res_bus
| vm_pu | va_degree | p_mw | q_mvar
0 | 0.98447 | -0.10888 | 0.0041495 | 0.00104
1 | 0.98468 | -0.10741 | 0.0054139 | 0.0013569
2 | 0.98353 | -0.11557 | 0.0048346 | 0.0012117
3 | 0.98568 | -0.10034 | 0.0035966 | 0.0009014
4 | 0.98347 | -0.11599 | 0.0076233 | 0.0019106
5 | 0.98582 | -0.099291 | 0.0041603 | 0.0010427
6 | 0.98293 | -0.11983 | 0 | 0
7 | 0.98724 | -0.08928 | 0.0042475 | 0.0010645
8 | 0.98257 | -0.12243 | 0.0040368 | 0.0010117
9 | 0.98278 | -0.12094 | 0.0058216 | 0.001459
10 | 0.99856 | -0.0099792 | 0.0041268 | 0.0010343
11 | 0.9988 | -0.0082892 | 0.0025398 | 0.00063653
12 | 0.99668 | -0.02307 | 0.0045787 | 0.0011475
13 | 1 | 0 | -0.22431 | -0.056325
14 | 0.99602 | -0.02766 | 0 | 0
15 | 0.9989 | -0.007615 | 0.0038276 | 0.00095928
16 | 0.99528 | -0.032823 | 0 | 0
17 | 0.99411 | -0.040953 | 0.0037741 | 0.00094589
18 | 0.99617 | -0.026627 | 0.0051076 | 0.0012801
19 | 0.99461 | -0.037573 | 0.0085403 | 0.0021404
20 | 0.99171 | -0.057775 | 0.0043065 | 0.0010793
21 | 0.98821 | -0.082651 | 0.0045114 | 0.0011307
22 | 0.98831 | -0.081929 | 0 | 0
23 | 0.98975 | -0.071761 | 0.0047255 | 0.0011843
24 | 0.98773 | -0.086048 | 0.0046449 | 0.0011641
25 | 0.98757 | -0.087249 | 0.0054676 | 0.0013703
26 | 0.99215 | -0.054822 | 0.0049707 | 0.0012458
27 | 0.98702 | -0.091114 | 0.0026242 | 0.00065768
28 | 0.98662 | -0.094014 | 0.0012823 | 0.00032138
29 | 0.98194 | -0.12692 | 0.0068964 | 0.0017284
30 | 0.98233 | -0.12415 | 0 | 0
31 | 0.99226 | -0.054071 | 0.0049118 | 0.001231
32 | 0.98696 | -0.091511 | 0.0037003 | 0.00092738
33 | 0.98604 | -0.098117 | 0 | 0
34 | 0.98643 | -0.095289 | 0.00055271 | 0.00013852
35 | 0.98644 | -0.095207 | 0 | 0
36 | 0.98645 | -0.095132 | 0.0042248 | 0.0010588
37 | 0.98531 | -0.10332 | 0 | 0
38 | 0.98533 | -0.10319 | 0.00058245 | 0.00014598
39 | 0.98528 | -0.10353 | 0.00090039 | 0.00022566
40 | 0.98657 | -0.09427 | 0.0037469 | 0.00093907
41 | 0.98534 | -0.10307 | 0.00089743 | 0.00022492
42 | 0.98527 | -0.10358 | 0.0010426 | 0.00026129
43 | 0.99449 | -0.038435 | 0.0072291 | 0.0018118
44 | 0.9866 | -0.094119 | 0.0041146 | 0.0010312
45 | 0.98543 | -0.10246 | 0.00062225 | 0.00015595
46 | 0.99428 | -0.039868 | 0 | 0
47 | 0.99378 | -0.043398 | 0.0075202 | 0.0018847
48 | 0.98989 | -0.070575 | 0.0034828 | 0.00087288
49 | 0.98823 | -0.082263 | 0 | 0
50 | 0.98683 | -0.092156 | 0 | 0
51 | 0.98668 | -0.093264 | 0.0026756 | 0.00067057
52 | 0.98571 | -0.10011 | 0.0085831 | 0.0021511
53 | 0.99398 | -0.041967 | 0 | 0
54 | 0.98411 | -0.11148 | 0.0022583 | 0.00056599
55 | 0.98457 | -0.10822 | 0 | 0
56 | 0.98371 | -0.11436 | 0 | 0
57 | 0.98506 | -0.10473 | 0.00063495 | 0.00015913
58 | 0.98457 | -0.10824 | 0.00082221 | 0.00020606
59 | 0.98327 | -0.11749 | 0.0033494 | 0.00083944
60 | 0.98556 | -0.10121 | 0.0030275 | 0.00075876
61 | 0.98314 | -0.11839 | 0.0044361 | 0.0011118
62 | 0.98568 | -0.10039 | 0.0016068 | 0.00040271
63 | 0.98583 | -0.099347 | 0.00096251 | 0.00024123
64 | 0.9831 | -0.11868 | 0.0037403 | 0.00093741
65 | 0.98218 | -0.1252 | 0.0028917 | 0.00072472
66 | 0.98635 | -0.095595 | 0.0024782 | 0.0006211
67 | 0.98643 | -0.095056 | 0 | 0
68 | 0.9849 | -0.10604 | 0.00082688 | 0.00020724
69 | 0.98392 | -0.11327 | 0.00098471 | 0.00024679
70 | 0.98392 | -0.11325 | 0.0009472 | 0.00023739
71 | 0.98544 | -0.10239 | 0.00057623 | 0.00014442
72 | 0.98553 | -0.10176 | 0.00058319 | 0.00014616
73 | 0.98564 | -0.10098 | 0.0005292 | 0.00013263
74 | 0.98574 | -0.10027 | 0.0006983 | 0.00017501
75 | 0.98585 | -0.099446 | 0.00099478 | 0.00024932
76 | 0.98568 | -0.10071 | 0.00055072 | 0.00013802
77 | 0.98468 | -0.10789 | 0.00075052 | 0.0001881
78 | 0.98439 | -0.10995 | 0.00068866 | 0.00017259
79 | 0.98284 | -0.12114 | 0 | 0
80 | 0.97943 | -0.14596 | 0.00018795 | 4.7104e-05
81 | 0.97943 | -0.14599 | 0.00016651 | 4.1731e-05
82 | 0.97944 | -0.14593 | 0.00031349 | 7.8568e-05
83 | 0.9794 | -0.14624 | 0.0003097 | 7.7617e-05
84 | 0.9803 | -0.13962 | 0.0018355 | 0.00046001
85 | 0.98094 | -0.13497 | 0 | 0
86 | 0.97936 | -0.14654 | 0.00072756 | 0.00018234
87 | 0.97878 | -0.15087 | 0.00024453 | 6.1286e-05
88 | 0.97824 | -0.15477 | 0.00048021 | 0.00012035
89 | 0.98103 | -0.13431 | 0.00045219 | 0.00011333
90 | 0.9821 | -0.12652 | 0.00026601 | 6.6669e-05
91 | 0.98184 | -0.12839 | 0.0003849 | 9.6465e-05
92 | 0.98105 | -0.13402 | 0 | 0
93 | 0.98472 | -0.10729 | 0.00071468 | 0.00017912
94 | 0.98471 | -0.10738 | 0.00058766 | 0.00014728
95 | 0.98483 | -0.10656 | 0 | 0
96 | 0.98068 | -0.13669 | 0.0012842 | 0.00032184
97 | 0.98087 | -0.13533 | 0.00017634 | 4.4194e-05
98 | 0.98067 | -0.13678 | 0.00050407 | 0.00012633
99 | 0.98096 | -0.13469 | 0.00034679 | 8.6914e-05
100 | 0.98094 | -0.13486 | 0.00023859 | 5.9795e-05
101 | 0.98086 | -0.13542 | 0 | 0
102 | 0.98077 | -0.13606 | 0.0010589 | 0.00026538
103 | 0.98069 | -0.13666 | 0.00015733 | 3.9432e-05
104 | 0.98066 | -0.13685 | 0.00055568 | 0.00013927
105 | 0.97823 | -0.1549 | 9.2223e-05 | 2.3113e-05
106 | 0.97823 | -0.15488 | 0.00032097 | 8.0443e-05
107 | 0.97823 | -0.1549 | 0.00017992 | 4.5091e-05
108 | 0.98424 | -0.11102 | 0.00055799 | 0.00013985
109 | 0.98423 | -0.11107 | 0.00082611 | 0.00020704
110 | 0.9841 | -0.11198 | 0.00057748 | 0.00014473
111 | 0.98409 | -0.11204 | 0.000677 | 0.00016967
112 | 0.98399 | -0.1128 | 0.00090747 | 0.00022743
113 | 0.98398 | -0.11284 | 0.00077801 | 0.00019499
114 | 0.99998 | 149.9947 | 0 | 0

## res_line
| p_from_mw | q_from_mvar | p_to_mw | q_to_mvar | pl_mw | ql_mvar | i_from_ka | i_to_ka | i_ka | vm_from_pu | va_from_degree | vm_to_pu | va_to_degree | loading_percent
0 | -0.036307 | -0.0091043 | 0.036314 | 0.0091072 | 7.4244e-06 | 2.8053e-06 | 0.054879 | 0.054879 | 0.054879 | 0.98447 | -0.10888 | 0.98468 | -0.10741 | 20.3256
1 | 0.032157 | 0.0080644 | -0.032128 | -0.0080532 | 2.9787e-05 | 1.12e-05 | 0.048607 | 0.048607 | 0.048607 | 0.98447 | -0.10888 | 0.98353 | -0.11557 | 18.0027
2 | -0.041728 | -0.010464 | 0.041769 | 0.01048 | 4.0891e-05 | 1.5518e-05 | 0.06306 | 0.06306 | 0.06306 | 0.98468 | -0.10741 | 0.98568 | -0.10034 | 23.3557
3 | 0.027293 | 0.0068415 | -0.027291 | -0.0068409 | 1.5923e-06 | 5.9342e-07 | 0.041293 | 0.041293 | 0.041293 | 0.98353 | -0.11557 | 0.98347 | -0.11599 | 15.2937
4 | -0.045366 | -0.011381 | 0.045372 | 0.011383 | 6.6245e-06 | 2.519e-06 | 0.06849 | 0.06849 | 0.06849 | 0.98568 | -0.10034 | 0.98582 | -0.099291 | 25.3667
5 | 0.019668 | 0.0049304 | -0.019658 | -0.0049266 | 1.0439e-05 | 3.7755e-06 | 0.029759 | 0.029759 | 0.029759 | 0.98347 | -0.11599 | 0.98293 | -0.11983 | 11.0218
6 | -0.049533 | -0.012426 | 0.049602 | 0.012452 | 6.8878e-05 | 2.6239e-05 | 0.07477 | 0.07477 | 0.07477 | 0.98582 | -0.099291 | 0.98724 | -0.08928 | 27.6924
7 | 0.013835 | 0.0034675 | -0.01383 | -0.0034658 | 4.9762e-06 | 1.6836e-06 | 0.020945 | 0.020945 | 0.020945 | 0.98293 | -0.11983 | 0.98257 | -0.12243 | 7.7573
8 | 0.0058225 | 0.0014591 | -0.0058216 | -0.001459 | 8.98e-07 | 1.1064e-07 | 0.0088144 | 0.0088144 | 0.0088144 | 0.98293 | -0.11983 | 0.98278 | -0.12094 | 3.2646
9 | -0.053849 | -0.013517 | 0.053902 | 0.013537 | 5.2521e-05 | 2.0037e-05 | 0.081172 | 0.081172 | 0.081172 | 0.98724 | -0.08928 | 0.98823 | -0.082263 | 30.0635
10 | 0.0097935 | 0.002454 | -0.0097911 | -0.0024534 | 2.3406e-06 | 6.8431e-07 | 0.014831 | 0.014831 | 0.014831 | 0.98257 | -0.12243 | 0.98233 | -0.12415 | 5.4931
11 | -0.13539 | -0.034109 | 0.13542 | 0.034122 | 3.2017e-05 | 1.2248e-05 | 0.20181 | 0.20181 | 0.20181 | 0.99856 | -0.0099792 | 0.9988 | -0.0082892 | 37.3723
12 | 0.13126 | 0.033075 | -0.13102 | -0.032983 | 0.00024002 | 9.179e-05 | 0.19566 | 0.19566 | 0.19566 | 0.99856 | -0.0099792 | 0.99668 | -0.02307 | 36.2335
13 | -0.13796 | -0.034758 | 0.13812 | 0.034819 | 0.00016018 | 6.129e-05 | 0.20559 | 0.20559 | 0.20559 | 0.9988 | -0.0082892 | 1 | 0 | 38.073
14 | 0.12644 | 0.031836 | -0.12636 | -0.031805 | 8.1046e-05 | 3.0982e-05 | 0.18883 | 0.18883 | 0.18883 | 0.99668 | -0.02307 | 0.99602 | -0.02766 | 34.9677
15 | 0.08539 | 0.021506 | -0.085299 | -0.021471 | 9.0807e-05 | 3.4808e-05 | 0.1271 | 0.1271 | 0.1271 | 1 | 0 | 0.9989 | -0.007615 | 47.0734
16 | 0.023329 | 0.0058504 | -0.023312 | -0.0058443 | 1.6681e-05 | 6.1297e-06 | 0.034853 | 0.034853 | 0.034853 | 0.99602 | -0.02766 | 0.99528 | -0.032823 | 12.9087
17 | 0.10303 | 0.025954 | -0.10284 | -0.025881 | 0.00019118 | 7.3363e-05 | 0.15397 | 0.15397 | 0.15397 | 0.99602 | -0.02766 | 0.99411 | -0.040953 | 57.0267
18 | 0.081471 | 0.020512 | -0.081255 | -0.020429 | 0.0002158 | 8.2694e-05 | 0.1214 | 0.1214 | 0.1214 | 0.9989 | -0.007615 | 0.99617 | -0.026627 | 44.9617
19 | 0.023312 | 0.0058443 | -0.023296 | -0.0058387 | 1.5332e-05 | 5.6341e-06 | 0.034853 | 0.034853 | 0.034853 | 0.99528 | -0.032823 | 0.99461 | -0.037573 | 12.9087
20 | 0.099066 | 0.024935 | -0.098834 | -0.024846 | 0.00023214 | 8.9067e-05 | 0.14832 | 0.14832 | 0.14832 | 0.99411 | -0.040953 | 0.99171 | -0.057775 | 54.9344
21 | 0.076148 | 0.019149 | -0.075985 | -0.019087 | 0.00016245 | 6.2219e-05 | 0.11377 | 0.11377 | 0.11377 | 0.99617 | -0.026627 | 0.99398 | -0.041967 | 42.1361
22 | 0.014756 | 0.0036983 | -0.014754 | -0.0036977 | 1.76e-06 | 6.0183e-07 | 0.022076 | 0.022077 | 0.022077 | 0.99461 | -0.037573 | 0.99449 | -0.038435 | 8.1765
23 | 0.094527 | 0.023767 | -0.094359 | -0.023702 | 0.00016827 | 6.4545e-05 | 0.14186 | 0.14186 | 0.14186 | 0.99171 | -0.057775 | 0.98989 | -0.070575 | 52.5412
24 | -0.0045114 | -0.0011307 | 0.0045118 | 0.0011306 | 4.507e-07 | -2.721e-08 | 0.006793 | 0.006793 | 0.006793 | 0.98821 | -0.082651 | 0.98831 | -0.081929 | 2.5159
25 | -0.061002 | -0.015282 | 0.061088 | 0.015315 | 8.5919e-05 | 3.2836e-05 | 0.091842 | 0.091842 | 0.091842 | 0.98831 | -0.081929 | 0.98975 | -0.071761 | 34.0156
26 | 0.023641 | 0.0059281 | -0.023628 | -0.0059231 | 1.3489e-05 | 4.9694e-06 | 0.035596 | 0.035596 | 0.035596 | 0.98831 | -0.081929 | 0.98773 | -0.086048 | 13.1837
27 | 0.032848 | 0.0082231 | -0.032824 | -0.0082141 | 2.412e-05 | 9.0745e-06 | 0.049453 | 0.049453 | 0.049453 | 0.98831 | -0.081929 | 0.98757 | -0.087249 | 18.3161
28 | -0.065813 | -0.016499 | 0.065968 | 0.016558 | 0.00015479 | 5.9207e-05 | 0.098947 | 0.098947 | 0.098947 | 0.98975 | -0.071761 | 0.99215 | -0.054822 | 36.6469
29 | 0.018983 | 0.004759 | -0.01897 | -0.0047542 | 1.3312e-05 | 4.7865e-06 | 0.028598 | 0.028599 | 0.028599 | 0.98773 | -0.086048 | 0.98702 | -0.091114 | 10.592
30 | 0.027357 | 0.0068437 | -0.027331 | -0.0068342 | 2.5503e-05 | 9.5015e-06 | 0.041215 | 0.041215 | 0.041215 | 0.98757 | -0.087249 | 0.98662 | -0.094014 | 15.2649
31 | -0.070939 | -0.017804 | 0.070946 | 0.017807 | 7.3977e-06 | 2.8317e-06 | 0.1064 | 0.1064 | 0.1064 | 0.99215 | -0.054822 | 0.99226 | -0.054071 | 39.408
32 | 0.016346 | 0.0040965 | -0.016345 | -0.0040962 | 8.9728e-07 | 3.1484e-07 | 0.024642 | 0.024642 | 0.024642 | 0.98702 | -0.091114 | 0.98696 | -0.091511 | 9.1268
33 | 0.026049 | 0.0065129 | -0.026034 | -0.0065074 | 1.4719e-05 | 5.4659e-06 | 0.039281 | 0.039281 | 0.039281 | 0.98662 | -0.094014 | 0.98604 | -0.098117 | 14.5486
34 | -0.0068964 | -0.0017284 | 0.0068991 | 0.0017289 | 2.64e-06 | 5.2517e-07 | 0.010451 | 0.010451 | 0.010451 | 0.98194 | -0.12692 | 0.98233 | -0.12415 | 3.8706
35 | 0.0028921 | 0.00072444 | -0.0028917 | -0.00072472 | 4.1738e-07 | -2.8063e-07 | 0.0043807 | 0.0043809 | 0.0043809 | 0.98233 | -0.12415 | 0.98218 | -0.1252 | 1.6226
36 | -0.075858 | -0.019038 | 0.075985 | 0.019087 | 0.00012768 | 4.8905e-05 | 0.11377 | 0.11377 | 0.11377 | 0.99226 | -0.054071 | 0.99398 | -0.041967 | 42.1361
37 | 0.012644 | 0.0031688 | -0.01264 | -0.0031673 | 4.5634e-06 | 1.4981e-06 | 0.019064 | 0.019064 | 0.019064 | 0.98696 | -0.091511 | 0.9866 | -0.094119 | 7.0606
38 | 0.018603 | 0.0046459 | -0.018597 | -0.0046436 | 6.627e-06 | 2.377e-06 | 0.028068 | 0.028068 | 0.028068 | 0.98604 | -0.098117 | 0.98568 | -0.10071 | 10.3955
39 | 0.0074309 | 0.0018614 | -0.0074295 | -0.0018611 | 1.366e-06 | 3.0336e-07 | 0.011214 | 0.011214 | 0.011214 | 0.98604 | -0.098117 | 0.98585 | -0.099446 | 4.1532
40 | -0.00055271 | -0.00013852 | 0.00055272 | 0.00013834 | 6.2871e-09 | -1.8262e-07 | 0.00083376 | 0.0008337 | 0.00083376 | 0.98643 | -0.095289 | 0.98644 | -0.095207 | 0.3088
41 | -0.00055272 | -0.00013834 | 0.00055273 | 0.00013817 | 5.703e-09 | -1.6568e-07 | 0.0008337 | 0.00083364 | 0.0008337 | 0.98644 | -0.095207 | 0.98645 | -0.095132 | 0.30878
42 | -0.0047775 | -0.001197 | 0.0047781 | 0.001197 | 5.6965e-07 | -5.3404e-09 | 0.0072065 | 0.0072064 | 0.0072065 | 0.98645 | -0.095132 | 0.98657 | -0.09427 | 2.6691
43 | -0.001943 | -0.00048679 | 0.0019431 | 0.00048672 | 3.5482e-08 | -7.0471e-08 | 0.0029343 | 0.0029343 | 0.0029343 | 0.98531 | -0.10332 | 0.98533 | -0.10319 | 1.0868
44 | 0.001943 | 0.00048679 | -0.001943 | -0.0004869 | 5.5588e-08 | -1.1039e-07 | 0.0029343 | 0.0029343 | 0.0029343 | 0.98531 | -0.10332 | 0.98528 | -0.10353 | 1.0868
45 | -0.0025255 | -0.00063269 | 0.0025256 | 0.00063265 | 4.1774e-08 | -4.2556e-08 | 0.0038139 | 0.0038139 | 0.0038139 | 0.98533 | -0.10319 | 0.98534 | -0.10307 | 1.4125
46 | 0.0010426 | 0.00026124 | -0.0010426 | -0.00026129 | 6.9895e-09 | -5.4852e-08 | 0.0015745 | 0.0015746 | 0.0015746 | 0.98528 | -0.10353 | 0.98527 | -0.10358 | 0.58317
47 | -0.008525 | -0.0021361 | 0.0085252 | 0.0021361 | 1.7826e-07 | 4.6495e-08 | 0.012858 | 0.012858 | 0.012858 | 0.98657 | -0.09427 | 0.9866 | -0.094119 | 4.7621
48 | -0.003423 | -0.00085757 | 0.0034233 | 0.00085746 | 2.8764e-07 | -1.0914e-07 | 0.0051691 | 0.005169 | 0.0051691 | 0.98534 | -0.10307 | 0.98543 | -0.10246 | 1.9145
49 | 0.0075254 | 0.0018859 | -0.0075239 | -0.0018856 | 1.4925e-06 | 3.2932e-07 | 0.01126 | 0.01126 | 0.01126 | 0.99449 | -0.038435 | 0.99428 | -0.039868 | 4.1704
50 | -0.0040455 | -0.0010134 | 0.0040456 | 0.0010134 | 3.8329e-08 | -6.2292e-09 | 0.0061086 | 0.0061086 | 0.0061086 | 0.98543 | -0.10246 | 0.98544 | -0.10239 | 2.2625
51 | 0.0075239 | 0.0018856 | -0.0075202 | -0.0018847 | 3.6756e-06 | 8.1146e-07 | 0.01126 | 0.01126 | 0.01126 | 0.99428 | -0.039868 | 0.99378 | -0.043398 | 4.1704
52 | 0.090876 | 0.022829 | -0.090729 | -0.022773 | 0.00014749 | 5.6566e-05 | 0.13663 | 0.13663 | 0.13663 | 0.98989 | -0.070575 | 0.98823 | -0.082263 | 50.6022
53 | 0.036827 | 0.0092359 | -0.036777 | -0.0092168 | 5.0431e-05 | 1.906e-05 | 0.055454 | 0.055455 | 0.055455 | 0.98823 | -0.082263 | 0.98683 | -0.092156 | 20.5387
54 | 0.0098611 | 0.0024647 | -0.0098595 | -0.0024643 | 1.505e-06 | 4.3944e-07 | 0.014867 | 0.014867 | 0.014867 | 0.98683 | -0.092156 | 0.98668 | -0.093264 | 5.5062
55 | 0.026916 | 0.0067521 | -0.026886 | -0.0067411 | 2.9657e-05 | 1.1038e-05 | 0.040588 | 0.040588 | 0.040588 | 0.98683 | -0.092156 | 0.98571 | -0.10011 | 15.0325
56 | 0.0071839 | 0.0017937 | -0.0071822 | -0.0017933 | 1.7689e-06 | 3.7183e-07 | 0.010832 | 0.010832 | 0.010832 | 0.98668 | -0.093264 | 0.98643 | -0.095056 | 4.0118
57 | 0.018303 | 0.0045899 | -0.0183 | -0.0045889 | 2.7864e-06 | 9.9715e-07 | 0.027631 | 0.027631 | 0.027631 | 0.98571 | -0.10011 | 0.98556 | -0.10121 | 10.2337
58 | -0.013795 | -0.0034579 | 0.013801 | 0.00346 | 6.238e-06 | 2.1072e-06 | 0.020859 | 0.020858 | 0.020859 | 0.98411 | -0.11148 | 0.98457 | -0.10822 | 7.7254
59 | 0.011537 | 0.0028919 | -0.011532 | -0.0028904 | 4.5921e-06 | 1.459e-06 | 0.017444 | 0.017444 | 0.017444 | 0.98411 | -0.11148 | 0.98371 | -0.11436 | 6.4608
60 | -0.014623 | -0.003666 | 0.01463 | 0.0036685 | 7.0611e-06 | 2.421e-06 | 0.022101 | 0.022101 | 0.022101 | 0.98457 | -0.10822 | 0.98506 | -0.10473 | 8.1856
61 | 0.00082221 | 0.00020604 | -0.00082221 | -0.00020606 | 1.9177e-09 | -2.4574e-08 | 0.0012426 | 0.0012426 | 0.0012426 | 0.98457 | -0.10822 | 0.98457 | -0.10824 | 0.46023
62 | 0.011532 | 0.0028904 | -0.011527 | -0.0028889 | 5.0016e-06 | 1.5894e-06 | 0.017444 | 0.017444 | 0.017444 | 0.98371 | -0.11436 | 0.98327 | -0.11749 | 6.4608
63 | -0.015265 | -0.0038276 | 0.015273 | 0.0038302 | 7.4634e-06 | 2.5841e-06 | 0.02306 | 0.02306 | 0.02306 | 0.98506 | -0.10473 | 0.98556 | -0.10121 | 8.5408
64 | 0.0081775 | 0.0020494 | -0.0081765 | -0.0020492 | 1.0173e-06 | 2.5626e-07 | 0.012375 | 0.012375 | 0.012375 | 0.98327 | -0.11749 | 0.98314 | -0.11839 | 4.5835
65 | 0.0037405 | 0.00093737 | -0.0037403 | -0.00093741 | 1.5101e-07 | -3.7664e-08 | 0.0056613 | 0.0056613 | 0.0056613 | 0.98314 | -0.11839 | 0.9831 | -0.11868 | 2.0968
66 | -0.0016068 | -0.00040271 | 0.0016071 | 0.00040199 | 2.3258e-07 | -7.1818e-07 | 0.0024257 | 0.0024254 | 0.0024257 | 0.98568 | -0.10039 | 0.98583 | -0.099347 | 0.89841
67 | 0.0021314 | 0.00052927 | -0.0021295 | -0.00053237 | 1.9516e-06 | -3.1011e-06 | 0.0032154 | 0.0032168 | 0.0032168 | 0.98583 | -0.099347 | 0.9849 | -0.10604 | 1.1914
68 | -0.004701 | -0.0011725 | 0.0047037 | 0.0011724 | 2.7649e-06 | -6.0037e-08 | 0.0070937 | 0.0070933 | 0.0070937 | 0.98583 | -0.099347 | 0.98643 | -0.095056 | 2.6273
69 | -0.0024782 | -0.0006211 | 0.0024784 | 0.0006209 | 1.8481e-07 | -1.9939e-07 | 0.0037387 | 0.0037386 | 0.0037387 | 0.98635 | -0.095595 | 0.98643 | -0.095056 | 1.3847
70 | 0.0013026 | 0.00032513 | -0.0013025 | -0.00032559 | 9.365e-08 | -4.5728e-07 | 0.0019675 | 0.0019677 | 0.0019677 | 0.9849 | -0.10604 | 0.98483 | -0.10656 | 0.72877
71 | -0.00098471 | -0.00024679 | 0.00098471 | 0.00024676 | 3.2515e-09 | -2.8591e-08 | 0.0014892 | 0.0014892 | 0.0014892 | 0.98392 | -0.11327 | 0.98392 | -0.11325 | 0.55156
72 | -0.0019319 | -0.00048415 | 0.001932 | 0.00048394 | 1.0844e-07 | -2.1689e-07 | 0.0029217 | 0.0029216 | 0.0029217 | 0.98392 | -0.11325 | 0.98398 | -0.11284 | 1.0821
73 | -0.0046218 | -0.0011578 | 0.0046222 | 0.0011578 | 4.0296e-07 | -1.3957e-08 | 0.0069787 | 0.0069787 | 0.0069787 | 0.98544 | -0.10239 | 0.98553 | -0.10176 | 2.5847
74 | -0.0052054 | -0.001304 | 0.005206 | 0.001304 | 5.6335e-07 | 3.0407e-08 | 0.0078592 | 0.0078592 | 0.0078592 | 0.98553 | -0.10176 | 0.98564 | -0.10098 | 2.9108
75 | -0.0057352 | -0.0014366 | 0.0057357 | 0.0014367 | 5.6163e-07 | 6.2969e-08 | 0.0086581 | 0.008658 | 0.0086581 | 0.98564 | -0.10098 | 0.98574 | -0.10027 | 3.2067
76 | -0.006434 | -0.0016117 | 0.0064348 | 0.0016118 | 7.353e-07 | 1.2354e-07 | 0.0097122 | 0.0097121 | 0.0097122 | 0.98574 | -0.10027 | 0.98585 | -0.099446 | 3.5971
77 | 0.018046 | 0.0045055 | -0.018028 | -0.0044992 | 1.779e-05 | 6.3529e-06 | 0.027237 | 0.027237 | 0.027237 | 0.98568 | -0.10071 | 0.98468 | -0.10789 | 10.0877
78 | 0.0069487 | 0.0017407 | -0.0069467 | -0.0017403 | 1.979e-06 | 3.9537e-07 | 0.0105 | 0.010501 | 0.010501 | 0.98468 | -0.10789 | 0.98439 | -0.10995 | 3.8891
79 | 0.010329 | 0.0025704 | -0.01031 | -0.0025648 | 1.8657e-05 | 5.6162e-06 | 0.015602 | 0.015603 | 0.015603 | 0.98468 | -0.10789 | 0.98284 | -0.12114 | 5.7788
80 | 0.0062581 | 0.0015677 | -0.0062572 | -0.0015675 | 9.2914e-07 | 1.4585e-07 | 0.0094596 | 0.0094596 | 0.0094596 | 0.98439 | -0.10995 | 0.98424 | -0.11102 | 3.5036
81 | 0.01031 | 0.0025648 | -0.010303 | -0.0025625 | 7.5624e-06 | 2.2782e-06 | 0.015603 | 0.015603 | 0.015603 | 0.98284 | -0.12114 | 0.9821 | -0.12652 | 5.7788
82 | 0.0025231 | 0.0006227 | -0.0025231 | -0.00062271 | 1.1728e-08 | -1.1615e-08 | 0.0038299 | 0.0038299 | 0.0038299 | 0.97943 | -0.14596 | 0.97943 | -0.14599 | 1.4185
83 | -0.0027111 | -0.00066981 | 0.0027111 | 0.0006698 | 9.8603e-09 | -7.9497e-09 | 0.0041154 | 0.0041154 | 0.0041154 | 0.97943 | -0.14596 | 0.97944 | -0.14593 | 1.5242
84 | 0.0023566 | 0.00058098 | -0.0023565 | -0.00058107 | 7.8165e-08 | -9.3148e-08 | 0.0035769 | 0.0035769 | 0.0035769 | 0.97943 | -0.14599 | 0.9794 | -0.14624 | 1.3248
85 | -0.0030246 | -0.00074837 | 0.0030271 | 0.00074689 | 2.5717e-06 | -1.4736e-06 | 0.0045917 | 0.0045908 | 0.0045917 | 0.97944 | -0.14593 | 0.9803 | -0.13962 | 1.7006
86 | 0.0020468 | 0.00050346 | -0.0020467 | -0.0005036 | 8.0666e-08 | -1.3755e-07 | 0.0031064 | 0.0031065 | 0.0031065 | 0.9794 | -0.14624 | 0.97936 | -0.14654 | 1.1505
87 | -0.0048626 | -0.0012069 | 0.0048657 | 0.0012069 | 3.0709e-06 | 4.0157e-08 | 0.0073769 | 0.0073765 | 0.0073769 | 0.9803 | -0.13962 | 0.98094 | -0.13497 | 2.7322
88 | -0.0048657 | -0.0012069 | 0.0048661 | 0.0012069 | 4.3455e-07 | 5.5522e-09 | 0.0073765 | 0.0073764 | 0.0073765 | 0.98094 | -0.13497 | 0.98103 | -0.13431 | 2.732
89 | 0.0013192 | 0.00032125 | -0.0013184 | -0.00032477 | 7.5692e-07 | -3.516e-06 | 0.002001 | 0.0020024 | 0.0020024 | 0.97936 | -0.14654 | 0.97878 | -0.15087 | 0.74162
90 | 0.0010739 | 0.00026348 | -0.0010733 | -0.00026753 | 5.6436e-07 | -4.0518e-06 | 0.0016306 | 0.0016321 | 0.0016321 | 0.97878 | -0.15087 | 0.97824 | -0.15477 | 0.60449
91 | 0.00017992 | 4.4224e-05 | -0.00017992 | -4.5091e-05 | 3.2296e-09 | -8.6728e-07 | 0.00027337 | 0.00027368 | 0.00027368 | 0.97824 | -0.15477 | 0.97823 | -0.1549 | 0.10136
92 | 0.0004132 | 0.00010296 | -0.00041319 | -0.00010329 | 6.5624e-09 | -3.3186e-07 | 0.00062831 | 0.00062843 | 0.00062843 | 0.97824 | -0.15477 | 0.97823 | -0.15488 | 0.23275
93 | -0.0053183 | -0.0013203 | 0.0053239 | 0.0013207 | 5.631e-06 | 4.1082e-07 | 0.0080623 | 0.0080617 | 0.0080623 | 0.98103 | -0.13431 | 0.9821 | -0.12652 | 2.986
94 | 0.0047126 | 0.0011752 | -0.0047114 | -0.0011752 | 1.2103e-06 | -1.6036e-08 | 0.0071382 | 0.0071383 | 0.0071383 | 0.9821 | -0.12652 | 0.98184 | -0.12839 | 2.6438
95 | 0.0043265 | 0.0010787 | -0.0043232 | -0.001079 | 3.3411e-06 | -2.8954e-07 | 0.006555 | 0.0065556 | 0.0065556 | 0.98184 | -0.12839 | 0.98105 | -0.13402 | 2.428
96 | 0.0020111 | 0.00050135 | -0.0020108 | -0.00050176 | 2.3201e-07 | -4.1557e-07 | 0.0030494 | 0.0030495 | 0.0030495 | 0.98105 | -0.13402 | 0.98094 | -0.13486 | 1.1295
97 | 0.0023121 | 0.00057767 | -0.0023119 | -0.00057794 | 2.1303e-07 | -2.6867e-07 | 0.0035062 | 0.0035063 | 0.0035063 | 0.98105 | -0.13402 | 0.98096 | -0.13469 | 1.2986
98 | 0.00058767 | 0.00014711 | -0.00058766 | -0.00014728 | 6.6904e-09 | -1.704e-07 | 0.00088797 | 0.00088803 | 0.00088803 | 0.98472 | -0.10729 | 0.98471 | -0.10738 | 0.3289
99 | -0.0013024 | -0.00032623 | 0.0013025 | 0.00032559 | 1.3112e-07 | -6.3999e-07 | 0.0019679 | 0.0019677 | 0.0019679 | 0.98472 | -0.10729 | 0.98483 | -0.10656 | 0.72886
100 | -0.0017882 | -0.00044795 | 0.0017886 | 0.00044716 | 3.3583e-07 | -7.9354e-07 | 0.0027133 | 0.0027129 | 0.0027133 | 0.98068 | -0.13669 | 0.98087 | -0.13533 | 1.0049
101 | 0.00050407 | 0.00012611 | -0.00050407 | -0.00012633 | 6.3581e-09 | -2.1734e-07 | 0.00076477 | 0.00076484 | 0.00076484 | 0.98068 | -0.13669 | 0.98067 | -0.13678 | 0.28328
102 | -0.0019649 | -0.00049136 | 0.0019651 | 0.00049103 | 1.7246e-07 | -3.2643e-07 | 0.0029804 | 0.0029803 | 0.0029804 | 0.98087 | -0.13533 | 0.98096 | -0.13469 | 1.1039
103 | 0.0017723 | 0.00044197 | -0.0017721 | -0.0004423 | 1.3638e-07 | -3.2946e-07 | 0.0026876 | 0.0026878 | 0.0026878 | 0.98094 | -0.13486 | 0.98086 | -0.13542 | 0.99546
104 | 0.0017721 | 0.0004423 | -0.001772 | -0.00044267 | 1.541e-07 | -3.7216e-07 | 0.0026878 | 0.0026879 | 0.0026879 | 0.98086 | -0.13542 | 0.98077 | -0.13606 | 0.99552
105 | 0.00071309 | 0.00017729 | -0.00071303 | -0.00017828 | 5.8735e-08 | -9.9277e-07 | 0.0010814 | 0.0010817 | 0.0010817 | 0.98077 | -0.13606 | 0.98069 | -0.13666 | 0.40064
106 | 0.00055569 | 0.00013885 | -0.00055568 | -0.00013927 | 1.4839e-08 | -4.1642e-07 | 0.00084302 | 0.00084317 | 0.00084317 | 0.98069 | -0.13666 | 0.98066 | -0.13685 | 0.31228
107 | -9.2223e-05 | -2.3113e-05 | 9.2223e-05 | 2.2845e-05 | 2.6193e-10 | -2.6786e-07 | 0.00014028 | 0.00014019 | 0.00014028 | 0.97823 | -0.1549 | 0.97823 | -0.15488 | 0.051957
108 | 0.0056992 | 0.0014277 | -0.0056991 | -0.0014277 | 3.8962e-08 | 4.2962e-09 | 0.0086161 | 0.0086161 | 0.0086161 | 0.98424 | -0.11102 | 0.98423 | -0.11107 | 3.1911
109 | 0.004873 | 0.0012206 | -0.0048724 | -0.0012206 | 6.1078e-07 | 5.75e-09 | 0.0073671 | 0.0073672 | 0.0073672 | 0.98423 | -0.11107 | 0.9841 | -0.11198 | 2.7286
110 | 0.0042949 | 0.0010759 | -0.0042949 | -0.0010759 | 3.4762e-08 | -3.4135e-09 | 0.006494 | 0.006494 | 0.006494 | 0.9841 | -0.11198 | 0.98409 | -0.11204 | 2.4052
111 | 0.0036179 | 0.00090624 | -0.0036175 | -0.00090635 | 3.8337e-07 | -1.1337e-07 | 0.0054703 | 0.0054704 | 0.0054704 | 0.98409 | -0.11204 | 0.98399 | -0.1128 | 2.0261
112 | 0.0027101 | 0.00067891 | -0.00271 | -0.00067893 | 1.4021e-08 | -1.1602e-08 | 0.0040981 | 0.0040981 | 0.0040981 | 0.98399 | -0.1128 | 0.98398 | -0.11284 | 1.5178

## res_trafo
| p_hv_mw | q_hv_mvar | p_lv_mw | q_lv_mvar | pl_mw | ql_mvar | i_hv_ka | i_lv_ka | vm_hv_pu | va_hv_degree | vm_lv_pu | va_lv_degree | loading_percent
0 | 2.5187e-16 | 8.8016e-16 | 0.00079998 | 7.4552e-08 | 0.00079998 | 7.4552e-08 | 2.6429e-17 | 0.0011547 | 0.99998 | 149.9947 | 1 | 0 | 0.31999

## res_ext_grid
| p_mw | q_mvar
0 | 0.22856 | 0.057391

## res_load
| p_mw | q_mvar
0 | 0.0041495 | 0.00104
1 | 0.0054139 | 0.0013569
2 | 0.0048346 | 0.0012117
3 | 0.0035966 | 0.0009014
4 | 0.0076233 | 0.0019106
5 | 0.0041603 | 0.0010427
6 | 0.0042475 | 0.0010645
7 | 0.0040368 | 0.0010117
8 | 0.0058216 | 0.001459
9 | 0.0041268 | 0.0010343
10 | 0.0025398 | 0.00063653
11 | 0.0045787 | 0.0011475
12 | 0.004251 | 0.0010654
13 | 0.0038276 | 0.00095928
14 | 0.0037741 | 0.00094589
15 | 0.0051076 | 0.0012801
16 | 0.0085403 | 0.0021404
17 | 0.0043065 | 0.0010793
18 | 0.0045114 | 0.0011307
19 | 0.0047255 | 0.0011843
20 | 0.0046449 | 0.0011641
21 | 0.0054676 | 0.0013703
22 | 0.0049707 | 0.0012458
23 | 0.0026242 | 0.00065768
24 | 0.0012823 | 0.00032138
25 | 0.0068964 | 0.0017284
26 | 0.0049118 | 0.001231
27 | 0.0037003 | 0.00092738
28 | 0.00055271 | 0.00013852
29 | 0.0042248 | 0.0010588
30 | 0.00058245 | 0.00014598
31 | 0.00090039 | 0.00022566
32 | 0.0037469 | 0.00093907
33 | 0.00089743 | 0.00022492
34 | 0.0010426 | 0.00026129
35 | 0.0072291 | 0.0018118
36 | 0.0041146 | 0.0010312
37 | 0.00062225 | 0.00015595
38 | 0.0075202 | 0.0018847
39 | 0.0034828 | 0.00087288
40 | 0.0026756 | 0.00067057
41 | 0.0085831 | 0.0021511
42 | 0.0022583 | 0.00056599
43 | 0.00063495 | 0.00015913
44 | 0.00082221 | 0.00020606
45 | 0.0033494 | 0.00083944
46 | 0.0030275 | 0.00075876
47 | 0.0044361 | 0.0011118
48 | 0.0016068 | 0.00040271
49 | 0.00096251 | 0.00024123
50 | 0.0037403 | 0.00093741
51 | 0.0028917 | 0.00072472
52 | 0.0024782 | 0.0006211
53 | 0.00082688 | 0.00020724
54 | 0.00098471 | 0.00024679
55 | 0.0009472 | 0.00023739
56 | 0.00057623 | 0.00014442
57 | 0.00058319 | 0.00014616
58 | 0.0005292 | 0.00013263
59 | 0.0006983 | 0.00017501
60 | 0.00099478 | 0.00024932
61 | 0.00055072 | 0.00013802
62 | 0.00075052 | 0.0001881
63 | 0.00068866 | 0.00017259
64 | 0.00018795 | 4.7104e-05
65 | 0.00016651 | 4.1731e-05
66 | 0.00031349 | 7.8568e-05
67 | 0.0003097 | 7.7617e-05
68 | 0.0018355 | 0.00046001
69 | 0.00072756 | 0.00018234
70 | 0.00024453 | 6.1286e-05
71 | 0.00048021 | 0.00012035
72 | 0.00045219 | 0.00011333
73 | 0.00026601 | 6.6669e-05
74 | 0.0003849 | 9.6465e-05
75 | 0.00071468 | 0.00017912
76 | 0.00058766 | 0.00014728
77 | 0.0012842 | 0.00032184
78 | 0.00017634 | 4.4194e-05
79 | 0.00050407 | 0.00012633
80 | 0.00034679 | 8.6914e-05
81 | 0.00023859 | 5.9795e-05
82 | 0.0010589 | 0.00026538
83 | 0.00015733 | 3.9432e-05
84 | 0.00055568 | 0.00013927
85 | 9.2223e-05 | 2.3113e-05
86 | 0.00032097 | 8.0443e-05
87 | 0.00017992 | 4.5091e-05
88 | 0.00055799 | 0.00013985
89 | 0.00082611 | 0.00020704
90 | 0.00057748 | 0.00014473
91 | 0.000677 | 0.00016967
92 | 0.00090747 | 0.00022743
93 | 0.00077801 | 0.00019499

## dtypes
| element | column | dtype
0 | bus | name | object
1 | bus | vn_kv | float64
2 | bus | type | object
3 | bus | zone | object
4 | bus | in_service | bool
5 | load | name | object
6 | load | bus | uint32
7 | load | p_mw | float64
8 | load | q_mvar | float64
9 | load | const_z_percent | float64
10 | load | const_i_percent | float64
11 | load | sn_mva | float64
12 | load | scaling | float64
13 | load | in_service | bool
14 | load | type | object
15 | ext_grid | name | object
16 | ext_grid | bus | uint32
17 | ext_grid | vm_pu | float64
18 | ext_grid | va_degree | float64
19 | ext_grid | slack_weight | float64
20 | ext_grid | in_service | bool
21 | line | name | object
22 | line | std_type | object
23 | line | from_bus | uint32
24 | line | to_bus | uint32
25 | line | length_km | float64
26 | line | r_ohm_per_km | float64
27 | line | x_ohm_per_km | float64
28 | line | c_nf_per_km | float64
29 | line | g_us_per_km | float64
30 | line | max_i_ka | float64
31 | line | df | float64
32 | line | parallel | uint32
33 | line | type | object
34 | line | in_service | bool
35 | trafo | name | object
36 | trafo | std_type | object
37 | trafo | hv_bus | uint32
38 | trafo | lv_bus | uint32
39 | trafo | sn_mva | float64
40 | trafo | vn_hv_kv | float64
41 | trafo | vn_lv_kv | float64
42 | trafo | vk_percent | float64
43 | trafo | vkr_percent | float64
44 | trafo | pfe_kw | float64
45 | trafo | i0_percent | float64
46 | trafo | shift_degree | float64
47 | trafo | tap_side | object
48 | trafo | tap_neutral | int32
49 | trafo | tap_min | int32
50 | trafo | tap_max | int32
51 | trafo | tap_step_percent | float64
52 | trafo | tap_step_degree | float64
53 | trafo | tap_pos | int32
54 | trafo | tap_phase_shifter | bool
55 | trafo | parallel | uint32
56 | trafo | df | float64
57 | trafo | in_service | bool
58 | line_geodata | coords | object
59 | bus_geodata | x | float64
60 | bus_geodata | y | float64
61 | bus_geodata | coords | object
62 | res_bus | vm_pu | float64
63 | res_bus | va_degree | float64
64 | res_bus | p_mw | float64
65 | res_bus | q_mvar | float64
66 | res_line | p_from_mw | float64
67 | res_line | q_from_mvar | float64
68 | res_line | p_to_mw | float64
69 | res_line | q_to_mvar | float64
70 | res_line | pl_mw | float64
71 | res_line | ql_mvar | float64
72 | res_line | i_from_ka | float64
73 | res_line | i_to_ka | float64
74 | res_line | i_ka | float64
75 | res_line | vm_from_pu | float64
76 | res_line | va_from_degree | float64
77 | res_line | vm_to_pu | float64
78 | res_line | va_to_degree | float64
79 | res_line | loading_percent | float64
80 | res_trafo | p_hv_mw | float64
81 | res_trafo | q_hv_mvar | float64
82 | res_trafo | p_lv_mw | float64
83 | res_trafo | q_lv_mvar | float64
84 | res_trafo | pl_mw | float64
85 | res_trafo | ql_mvar | float64
86 | res_trafo | i_hv_ka | float64
87 | res_trafo | i_lv_ka | float64
88 | res_trafo | vm_hv_pu | float64
89 | res_trafo | va_hv_degree | float64
90 | res_trafo | vm_lv_pu | float64
91 | res_trafo | va_lv_degree | float64
92 | res_trafo | loading_percent | float64
93 | res_ext_grid | p_mw | float64
94 | res_ext_grid | q_mvar | float64
95 | res_load | p_mw | float64
96 | res_load | q_mvar | float64

## parameters
| version | format_version | converged | OPF_converged | name | f_hz | sn_mva
0 | 2.14.6 | 2.14.0 | TRUE | FALSE |  | 50 | 1