## bus
| name | vn_kv | type | zone | in_service
0 | bus_LV_1404-10_0_4_node_0 | 0.4 | n |  | TRUE
1 | bus_LV_1404-10_0_4_node_1 | 0.4 | n |  | TRUE
2 | bus_LV_1404-10_0_4_node_2 | 0.4 | n |  | TRUE
3 | bus_LV_1404-10_0_4_node_5 | 0.4 | n |  | TRUE
4 | bus_LV_1404-10_0_4_node_3 | 0.4 | n |  | TRUE
5 | bus_LV_1404-10_0_4_node_94 | 0.4 | n |  | TRUE
6 | bus_LV_1404-10_0_4_node_98 | 0.4 | n |  | TRUE
7 | bus_LV_1404-10_0_4_node_4 | 0.4 | n |  | TRUE
8 | bus_LV_1404-10_0_4_node_105 | 0.4 | n |  | TRUE
9 | bus_LV_1404-10_0_4_node_106 | 0.4 | n |  | TRUE
10 | bus_LV_1404-10_0_4_node_104 | 0.4 | n |  | TRUE
11 | bus_LV_1404-10_0_4_node_101 | 0.4 | n |  | TRUE
12 | bus_LV_1404-10_0_4_node_100 | 0.4 | n |  | TRUE
13 | bus_LV_1404-10_0_4_node_91 | 0.4 | n |  | TRUE
14 | bus_LV_1404-10_0_4_node_92 | 0.4 | n |  | TRUE
15 | bus_LV_1404-10_0_4_node_102 | 0.4 | n |  | TRUE
16 | bus_LV_1404-10_0_4_node_103 | 0.4 | n |  | TRUE
17 | bus_LV_1404-10_0_4_node_85 | 0.4 | n |  | TRUE
18 | bus_LV_1404-10_0_4_node_6 | 0.4 | n |  | TRUE
19 | bus_LV_1404-10_0_4_node_8 | 0.4 | n |  | TRUE
20 | bus_LV_1404-10_0_4_node_9 | 0.4 | n |  | TRUE
21 | bus_LV_1404-10_0_4_node_10 | 0.4 | n |  | TRUE
22 | bus_LV_1404-10_0_4_node_130 | 0.4 | n |  | TRUE
23 | bus_LV_1404-10_0_4_node_12 | 0.4 | n |  | TRUE
24 | bus_LV_1404-10_0_4_node_11 | 0.4 | n |  | TRUE
25 | bus_LV_1404-10_0_4_node_13 | 0.4 | n |  | TRUE
26 | bus_LV_1404-10_0_4_node_16 | 0.4 | n |  | TRUE
27 | bus_LV_1404-10_0_4_node_125 | 0.4 | n |  | TRUE
28 | bus_LV_1404-10_0_4_node_21 | 0.4 | n |  | TRUE
29 | bus_LV_1404-10_0_4_node_14 | 0.4 | n |  | TRUE
30 | bus_LV_1404-10_0_4_node_15 | 0.4 | n |  | TRUE
31 | bus_LV_1404-10_0_4_node_18 | 0.4 | n |  | TRUE
32 | bus_LV_1404-10_0_4_node_17 | 0.4 | n |  | TRUE
33 | bus_LV_1404-10_0_4_node_19 | 0.4 | n |  | TRUE
34 | bus_LV_1404-10_0_4_node_20 | 0.4 | n |  | TRUE
35 | bus_LV_1404-10_0_4_node_23 | 0.4 | n |  | TRUE
36 | bus_LV_1404-10_0_4_node_126 | 0.4 | n |  | TRUE
37 | bus_LV_1404-10_0_4_node_24 | 0.4 | n |  | TRUE
38 | bus_LV_1404-10_0_4_node_22 | 0.4 | n |  | TRUE
39 | bus_LV_1404-10_0_4_node_25 | 0.4 | n |  | TRUE
40 | bus_LV_1404-10_0_4_node_73 | 0.4 | n |  | TRUE
41 | bus_LV_1404-10_0_4_node_42 | 0.4 | n |  | TRUE
42 | bus_LV_1404-10_0_4_node_26 | 0.4 | n |  | TRUE
43 | bus_LV_1404-10_0_4_node_27 | 0.4 | n |  | TRUE
44 | bus_LV_1404-10_0_4_node_28 | 0.4 | n |  | TRUE
45 | bus_LV_1404-10_0_4_node_50 | 0.4 | n |  | TRUE
46 | bus_LV_1404-10_0_4_node_51 | 0.4 | n |  | TRUE
47 | bus_LV_1404-10_0_4_node_29 | 0.4 | n |  | TRUE
48 | bus_LV_1404-10_0_4_node_43 | 0.4 | n |  | TRUE
49 | bus_LV_1404-10_0_4_node_33 | 0.4 | n |  | TRUE
50 | bus_LV_1404-10_0_4_node_30 | 0.4 | n |  | TRUE
51 | bus_LV_1404-10_0_4_node_31 | 0.4 | n |  | TRUE
52 | bus_LV_1404-10_0_4_node_32 | 0.4 | n |  | TRUE
53 | bus_LV_1404-10_0_4_node_34 | 0.4 | n |  | TRUE
54 | bus_LV_1404-10_0_4_node_35 | 0.4 | n |  | TRUE
55 | bus_LV_1404-10_0_4_node_44 | 0.4 | n |  | TRUE
56 | bus_LV_1404-10_0_4_node_40 | 0.4 | n |  | TRUE
57 | bus_LV_1404-10_0_4_node_53 | 0.4 | n |  | TRUE
58 | bus_LV_1404-10_0_4_node_38 | 0.4 | n |  | TRUE
59 | bus_LV_1404-10_0_4_node_36 | 0.4 | n |  | TRUE
60 | bus_LV_1404-10_0_4_node_37 | 0.4 | n |  | TRUE
61 | bus_LV_1404-10_0_4_node_39 | 0.4 | n |  | TRUE
62 | bus_LV_1404-10_0_4_node_41 | 0.4 | n |  | TRUE
63 | bus_LV_1404-10_0_4_node_45 | 0.4 | n |  | TRUE
64 | bus_LV_1404-10_0_4_node_46 | 0.4 | n |  | TRUE
65 | bus_LV_1404-10_0_4_node_47 | 0.4 | n |  | TRUE
66 | bus_LV_1404-10_0_4_node_48 | 0.4 | n |  | TRUE
67 | bus_LV_1404-10_0_4_node_49 | 0.4 | n |  | TRUE
68 | bus_LV_1404-10_0_4_node_54 | 0.4 | n |  | TRUE
69 | bus_LV_1404-10_0_4_node_99 | 0.4 | n |  | TRUE
70 | bus_LV_1404-10_0_4_node_52 | 0.4 | n |  | TRUE
71 | bus_LV_1404-10_0_4_node_95 | 0.4 | n |  | TRUE
72 | bus_LV_1404-10_0_4_node_55 | 0.4 | n |  | TRUE
73 | bus_LV_1404-10_0_4_node_56 | 0.4 | n |  | TRUE
74 | bus_LV_1404-10_0_4_node_97 | 0.4 | n |  | TRUE
75 | bus_LV_1404-10_0_4_node_60 | 0.4 | n |  | TRUE
76 | bus_LV_1404-10_0_4_node_129 | 0.4 | n |  | TRUE
77 | bus_LV_1404-10_0_4_node_63 | 0.4 | n |  | TRUE
78 | bus_LV_1404-10_0_4_node_58 | 0.4 | n |  | TRUE
79 | bus_LV_1404-10_0_4_node_57 | 0.4 | n |  | TRUE
80 | bus_LV_1404-10_0_4_node_59 | 0.4 | n |  | TRUE
81 | bus_LV_1404-10_0_4_node_61 | 0.4 | n |  | TRUE
82 | bus_LV_1404-10_0_4_node_62 | 0.4 | n |  | TRUE
83 | bus_LV_1404-10_0_4_node_64 | 0.4 | n |  | TRUE
84 | bus_LV_1404-10_0_4_node_65 | 0.4 | n |  | TRUE
85 | bus_LV_1404-10_0_4_node_96 | 0.4 | n |  | TRUE
86 | bus_LV_1404-10_0_4_node_66 | 0.4 | n |  | TRUE
87 | bus_LV_1404-10_0_4_node_74 | 0.4 | n |  | TRUE
88 | bus_LV_1404-10_0_4_node_93 | 0.4 | n |  | TRUE
89 | bus_LV_1404-10_0_4_node_67 | 0.4 | n |  | TRUE
90 | bus_LV_1404-10_0_4_node_79 | 0.4 | n |  | TRUE
91 | bus_LV_1404-10_0_4_node_76 | 0.4 | n |  | TRUE
92 | bus_LV_1404-10_0_4_node_71 | 0.4 | n |  | TRUE
93 | bus_LV_1404-10_0_4_node_68 | 0.4 | n |  | TRUE
94 | bus_LV_1404-10_0_4_node_69 | 0.4 | n |  | TRUE
95 | bus_LV_1404-10_0_4_node_70 | 0.4 | n |  | TRUE
96 | bus_LV_1404-10_0_4_node_80 | 0.4 | n |  | TRUE
97 | bus_LV_1404-10_0_4_node_75 | 0.4 | n |  | TRUE
98 | bus_LV_1404-10_0_4_node_77 | 0.4 | n |  | TRUE
99 | bus_LV_1404-10_0_4_node_78 | 0.4 | n |  | TRUE
100 | bus_LV_1404-10_0_4_node_83 | 0.4 | n |  | TRUE
101 | bus_LV_1404-10_0_4_node_81 | 0.4 | n |  | TRUE
102 | bus_LV_1404-10_0_4_node_82 | 0.4 | n |  | TRUE
103 | bus_LV_1404-10_0_4_node_84 | 0.4 | n |  | TRUE
104 | bus_LV_1404-10_0_4_node_86 | 0.4 | n |  | TRUE
105 | bus_LV_1404-10_0_4_node_88 | 0.4 | n |  | TRUE
106 | bus_LV_1404-10_0_4_node_87 | 0.4 | n |  | TRUE
107 | bus_LV_1404-10_0_4_node_89 | 0.4 | n |  | TRUE
108 | bus_LV_1404-10_0_4_node_90 | 0.4 | n |  | TRUE
109 | bus_LV_1404-10_0_4_node_107 | 0.4 | n |  | TRUE
110 | bus_LV_1404-10_0_4_node_119 | 0.4 | n |  | TRUE
111 | bus_LV_1404-10_0_4_node_108 | 0.4 | n |  | TRUE
112 | bus_LV_1404-10_0_4_node_109 | 0.4 | n |  | TRUE
113 | bus_LV_1404-10_0_4_node_110 | 0.4 | n |  | TRUE
114 | bus_LV_1404-10_0_4_node_111 | 0.4 | n |  | TRUE
115 | bus_LV_1404-10_0_4_node_112 | 0.4 | n |  | TRUE
116 | bus_LV_1404-10_0_4_node_114 | 0.4 | n |  | TRUE
117 | bus_LV_1404-10_0_4_node_115 | 0.4 | n |  | TRUE
118 | bus_LV_1404-10_0_4_node_116 | 0.4 | n |  | TRUE
119 | bus_LV_1404-10_0_4_node_113 | 0.4 | n |  | TRUE
120 | bus_LV_1404-10_0_4_node_120 | 0.4 | n |  | TRUE
121 | bus_LV_1404-10_0_4_node_117 | 0.4 | n |  | TRUE
122 | bus_LV_1404-10_0_4_node_118 | 0.4 | n |  | TRUE
123 | bus_LV_1404-10_0_4_node_127 | 0.4 | n |  | TRUE
124 | bus_LV_1404-10_0_4_node_128 | 0.4 | n |  | TRUE
125 | bus_LV_1404-10_0_4_node_121 | 0.4 | n |  | TRUE
126 | bus_LV_1404-10_0_4_node_123 | 0.4 | n |  | TRUE
127 | bus_LV_1404-10_0_4_node_124 | 0.4 | n |  | TRUE
128 | bus_MV_138_1_node_244 | 20 | n |  | TRUE

## load
| name | bus | p_mw | q_mvar | const_z_percent | const_i_percent | sn_mva | scaling | in_service | type
0 | LV_1404-10_0_4_load_0 | 0 | 0.0067734 | 0.0016976 | 0 | 0 |  | 1 | TRUE | wye
1 | LV_1404-10_0_4_load_2 | 2 | 0.0017103 | 0.00042864 | 0 | 0 |  | 1 | TRUE | wye
2 | LV_1404-10_0_4_load_94 | 5 | 0.0013557 | 0.00033977 | 0 | 0 |  | 1 | TRUE | wye
3 | LV_1404-10_0_4_load_98 | 6 | 0.001164 | 0.00029173 | 0 | 0 |  | 1 | TRUE | wye
4 | LV_1404-10_0_4_load_105 | 8 | 0.0099295 | 0.0024886 | 0 | 0 |  | 1 | TRUE | wye
5 | LV_1404-10_0_4_load_106 | 9 | 0.0036086 | 0.00090441 | 0 | 0 |  | 1 | TRUE | wye
6 | LV_1404-10_0_4_load_104 | 10 | 0.0027675 | 0.00069359 | 0 | 0 |  | 1 | TRUE | wye
7 | LV_1404-10_0_4_load_100 | 12 | 0.0038787 | 0.00097209 | 0 | 0 |  | 1 | TRUE | wye
8 | LV_1404-10_0_4_load_91 | 13 | 0.0026473 | 0.00066348 | 0 | 0 |  | 1 | TRUE | wye
9 | LV_1404-10_0_4_load_92 | 14 | 0.0012105 | 0.00030339 | 0 | 0 |  | 1 | TRUE | wye
10 | LV_1404-10_0_4_load_103 | 16 | 0.004995 | 0.0012519 | 0 | 0 |  | 1 | TRUE | wye
11 | LV_1404-10_0_4_load_85 | 17 | 0.00091159 | 0.00022847 | 0 | 0 |  | 1 | TRUE | wye
12 | LV_1404-10_0_4_load_6 | 18 | 0.00017518 | 4.3905e-05 | 0 | 0 |  | 1 | TRUE | wye
13 | LV_1404-10_0_4_load_10 | 21 | 0.00025711 | 6.4438e-05 | 0 | 0 |  | 1 | TRUE | wye
14 | LV_1404-10_0_4_load_130 | 22 | 0.00022656 | 5.6781e-05 | 0 | 0 |  | 1 | TRUE | wye
15 | LV_1404-10_0_4_load_12 | 23 | 0.00064967 | 0.00016282 | 0 | 0 |  | 1 | TRUE | wye
16 | LV_1404-10_0_4_load_13 | 25 | 0.00038424 | 9.6301e-05 | 0 | 0 |  | 1 | TRUE | wye
17 | LV_1404-10_0_4_load_16 | 26 | 0.00073921 | 0.00018526 | 0 | 0 |  | 1 | TRUE | wye
18 | LV_1404-10_0_4_load_125 | 27 | 0.00035122 | 8.8025e-05 | 0 | 0 |  | 1 | TRUE | wye
19 | LV_1404-10_0_4_load_21 | 28 | 0.0032859 | 0.00082353 | 0 | 0 |  | 1 | TRUE | wye
20 | LV_1404-10_0_4_load_14 | 29 | 0.00076113 | 0.00019076 | 0 | 0 |  | 1 | TRUE | wye
21 | LV_1404-10_0_4_load_17 | 32 | 0.00070527 | 0.00017676 | 0 | 0 |  | 1 | TRUE | wye
22 | LV_1404-10_0_4_load_19 | 33 | 0.00067215 | 0.00016846 | 0 | 0 |  | 1 | TRUE | wye
23 | LV_1404-10_0_4_load_23 | 35 | 0.00066477 | 0.00016661 | 0 | 0 |  | 1 | TRUE | wye
24 | LV_1404-10_0_4_load_126 | 36 | 0.00057237 | 0.00014345 | 0 | 0 |  | 1 | TRUE | wye
25 | LV_1404-10_0_4_load_24 | 37 | 0.00029026 | 7.2747e-05 | 0 | 0 |  | 1 | TRUE | wye
26 | LV_1404-10_0_4_load_22 | 38 | 0.0012653 | 0.00031712 | 0 | 0 |  | 1 | TRUE | wye
27 | LV_1404-10_0_4_load_25 | 39 | 0.00058458 | 0.00014651 | 0 | 0 |  | 1 | TRUE | wye
28 | LV_1404-10_0_4_load_73 | 40 | 0.0014558 | 0.00036486 | 0 | 0 |  | 1 | TRUE | wye
29 | LV_1404-10_0_4_load_42 | 41 | 0.0012472 | 0.00031258 | 0 | 0 |  | 1 | TRUE | wye
30 | LV_1404-10_0_4_load_26 | 42 | 0.002145 | 0.00053759 | 0 | 0 |  | 1 | TRUE | wye
31 | LV_1404-10_0_4_load_27 | 43 | 0.0010392 | 0.00026044 | 0 | 0 |  | 1 | TRUE | wye
32 | LV_1404-10_0_4_load_28 | 44 | 0.00022709 | 5.6915e-05 | 0 | 0 |  | 1 | TRUE | wye
33 | LV_1404-10_0_4_load_50 | 45 | 0.0014338 | 0.00035934 | 0 | 0 |  | 1 | TRUE | wye
34 | LV_1404-10_0_4_load_51 | 46 | 0.00033828 | 8.4782e-05 | 0 | 0 |  | 1 | TRUE | wye
35 | LV_1404-10_0_4_load_29 | 47 | 0.00068611 | 0.00017195 | 0 | 0 |  | 1 | TRUE | wye
36 | LV_1404-10_0_4_load_43 | 48 | 0.00059285 | 0.00014858 | 0 | 0 |  | 1 | TRUE | wye
37 | LV_1404-10_0_4_load_33 | 49 | 0.00031135 | 7.8032e-05 | 0 | 0 |  | 1 | TRUE | wye
38 | LV_1404-10_0_4_load_31 | 51 | 0.00065316 | 0.0001637 | 0 | 0 |  | 1 | TRUE | wye
39 | LV_1404-10_0_4_load_34 | 53 | 0.00027192 | 6.815e-05 | 0 | 0 |  | 1 | TRUE | wye
40 | LV_1404-10_0_4_load_35 | 54 | 0.00036253 | 9.086e-05 | 0 | 0 |  | 1 | TRUE | wye
41 | LV_1404-10_0_4_load_44 | 55 | 0.0027816 | 0.00069713 | 0 | 0 |  | 1 | TRUE | wye
42 | LV_1404-10_0_4_load_40 | 56 | 0.00036903 | 9.2488e-05 | 0 | 0 |  | 1 | TRUE | wye
43 | LV_1404-10_0_4_load_53 | 57 | 0.0015711 | 0.00039376 | 0 | 0 |  | 1 | TRUE | wye
44 | LV_1404-10_0_4_load_36 | 59 | 0.0014383 | 0.00036047 | 0 | 0 |  | 1 | TRUE | wye
45 | LV_1404-10_0_4_load_37 | 60 | 0.00087432 | 0.00021913 | 0 | 0 |  | 1 | TRUE | wye
46 | LV_1404-10_0_4_load_39 | 61 | 0.0040976 | 0.001027 | 0 | 0 |  | 1 | TRUE | wye
47 | LV_1404-10_0_4_load_46 | 64 | 0.0034367 | 0.00086132 | 0 | 0 |  | 1 | TRUE | wye
48 | LV_1404-10_0_4_load_47 | 65 | 0.0021302 | 0.00053387 | 0 | 0 |  | 1 | TRUE | wye
49 | LV_1404-10_0_4_load_48 | 66 | 0.0048797 | 0.001223 | 0 | 0 |  | 1 | TRUE | wye
50 | LV_1404-10_0_4_load_49 | 67 | 0.0030887 | 0.00077411 | 0 | 0 |  | 1 | TRUE | wye
51 | LV_1404-10_0_4_load_99 | 69 | 0.003129 | 0.00078419 | 0 | 0 |  | 1 | TRUE | wye
52 | LV_1404-10_0_4_load_52 | 70 | 0.00060428 | 0.00015145 | 0 | 0 |  | 1 | TRUE | wye
53 | LV_1404-10_0_4_load_95 | 71 | 0.0021349 | 0.00053506 | 0 | 0 |  | 1 | TRUE | wye
54 | LV_1404-10_0_4_load_56 | 73 | 0.010182 | 0.0025518 | 0 | 0 |  | 1 | TRUE | wye
55 | LV_1404-10_0_4_load_97 | 74 | 0.0021399 | 0.0005363 | 0 | 0 |  | 1 | TRUE | wye
56 | LV_1404-10_0_4_load_129 | 76 | 0.0021599 | 0.00054132 | 0 | 0 |  | 1 | TRUE | wye
57 | LV_1404-10_0_4_load_58 | 78 | 0.0017336 | 0.00043449 | 0 | 0 |  | 1 | TRUE | wye
58 | LV_1404-10_0_4_load_57 | 79 | 0.004591 | 0.0011506 | 0 | 0 |  | 1 | TRUE | wye
59 | LV_1404-10_0_4_load_61 | 81 | 0.0012015 | 0.00030112 | 0 | 0 |  | 1 | TRUE | wye
60 | LV_1404-10_0_4_load_62 | 82 | 0.0030302 | 0.00075944 | 0 | 0 |  | 1 | TRUE | wye
61 | LV_1404-10_0_4_load_64 | 83 | 0.0011539 | 0.00028919 | 0 | 0 |  | 1 | TRUE | wye
62 | LV_1404-10_0_4_load_65 | 84 | 0.0011015 | 0.00027607 | 0 | 0 |  | 1 | TRUE | wye
63 | LV_1404-10_0_4_load_96 | 85 | 0.0098616 | 0.0024715 | 0 | 0 |  | 1 | TRUE | wye
64 | LV_1404-10_0_4_load_66 | 86 | 0.0035761 | 0.00089625 | 0 | 0 |  | 1 | TRUE | wye
65 | LV_1404-10_0_4_load_93 | 88 | 0.0013544 | 0.00033946 | 0 | 0 |  | 1 | TRUE | wye
66 | LV_1404-10_0_4_load_67 | 89 | 0.0017522 | 0.00043914 | 0 | 0 |  | 1 | TRUE | wye
67 | LV_1404-10_0_4_load_79 | 90 | 0.001322 | 0.00033134 | 0 | 0 |  | 1 | TRUE | wye
68 | LV_1404-10_0_4_load_76 | 91 | 0.0033407 | 0.00083726 | 0 | 0 |  | 1 | TRUE | wye
69 | LV_1404-10_0_4_load_71 | 92 | 0.00084047 | 0.00021064 | 0 | 0 |  | 1 | TRUE | wye
70 | LV_1404-10_0_4_load_68 | 93 | 0.0015737 | 0.00039441 | 0 | 0 |  | 1 | TRUE | wye
71 | LV_1404-10_0_4_load_69 | 94 | 0.0014393 | 0.00036072 | 0 | 0 |  | 1 | TRUE | wye
72 | LV_1404-10_0_4_load_70 | 95 | 0.002005 | 0.0005025 | 0 | 0 |  | 1 | TRUE | wye
73 | LV_1404-10_0_4_load_80 | 96 | 0.0014118 | 0.00035384 | 0 | 0 |  | 1 | TRUE | wye
74 | LV_1404-10_0_4_load_75 | 97 | 0.0032249 | 0.00080825 | 0 | 0 |  | 1 | TRUE | wye
75 | LV_1404-10_0_4_load_77 | 98 | 0.0041511 | 0.0010404 | 0 | 0 |  | 1 | TRUE | wye
76 | LV_1404-10_0_4_load_78 | 99 | 0.0020819 | 0.00052177 | 0 | 0 |  | 1 | TRUE | wye
77 | LV_1404-10_0_4_load_81 | 101 | 0.002164 | 0.00054235 | 0 | 0 |  | 1 | TRUE | wye
78 | LV_1404-10_0_4_load_82 | 102 | 0.00091149 | 0.00022844 | 0 | 0 |  | 1 | TRUE | wye
79 | LV_1404-10_0_4_load_84 | 103 | 0.0028677 | 0.00071871 | 0 | 0 |  | 1 | TRUE | wye
80 | LV_1404-10_0_4_load_86 | 104 | 0.0017879 | 0.0004481 | 0 | 0 |  | 1 | TRUE | wye
81 | LV_1404-10_0_4_load_87 | 106 | 0.0035447 | 0.00088839 | 0 | 0 |  | 1 | TRUE | wye
82 | LV_1404-10_0_4_load_89 | 107 | 0.0020901 | 0.00052382 | 0 | 0 |  | 1 | TRUE | wye
83 | LV_1404-10_0_4_load_90 | 108 | 0.0032978 | 0.0008265 | 0 | 0 |  | 1 | TRUE | wye
84 | LV_1404-10_0_4_load_107 | 109 | 0.0026832 | 0.00067248 | 0 | 0 |  | 1 | TRUE | wye
85 | LV_1404-10_0_4_load_119 | 110 | 0.0047714 | 0.0011958 | 0 | 0 |  | 1 | TRUE | wye
86 | LV_1404-10_0_4_load_109 | 112 | 0.0016453 | 0.00041236 | 0 | 0 |  | 1 | TRUE | wye
87 | LV_1404-10_0_4_load_110 | 113 | 0.0018535 | 0.00046453 | 0 | 0 |  | 1 | TRUE | wye
88 | LV_1404-10_0_4_load_112 | 115 | 0.0051325 | 0.0012863 | 0 | 0 |  | 1 | TRUE | wye
89 | LV_1404-10_0_4_load_114 | 116 | 0.00088395 | 0.00022154 | 0 | 0 |  | 1 | TRUE | wye
90 | LV_1404-10_0_4_load_115 | 117 | 0.0016131 | 0.00040427 | 0 | 0 |  | 1 | TRUE | wye
91 | LV_1404-10_0_4_load_116 | 118 | 0.0015416 | 0.00038636 | 0 | 0 |  | 1 | TRUE | wye
92 | LV_1404-10_0_4_load_113 | 119 | 0.0084405 | 0.0021154 | 0 | 0 |  | 1 | TRUE | wye
93 | LV_1404-10_0_4_load_120 | 120 | 0.0070559 | 0.0017684 | 0 | 0 |  | 1 | TRUE | wye
94 | LV_1404-10_0_4_load_117 | 121 | 0.0010576 | 0.00026507 | 0 | 0 |  | 1 | TRUE | wye
95 | LV_1404-10_0_4_load_118 | 122 | 0.0033094 | 0.00082941 | 0 | 0 |  | 1 | TRUE | wye
96 | LV_1404-10_0_4_load_127 | 123 | 0.0015916 | 0.0003989 | 0 | 0 |  | 1 | TRUE | wye
97 | LV_1404-10_0_4_load_128 | 124 | 0.00083333 | 0.00020885 | 0 | 0 |  | 1 | TRUE | wye
98 | LV_1404-10_0_4_load_121 | 125 | 0.0044478 | 0.0011147 | 0 | 0 |  | 1 | TRUE | wye
99 | LV_1404-10_0_4_load_124 | 127 | 0.0068514 | 0.0017171 | 0 | 0 |  | 1 | TRUE | wye

## ext_grid
| name | bus | vm_pu | va_degree | slack_weight | in_service
0 |  | 80 | 1 | 0 | 1 | TRUE

## line
| name | std_type | from_bus | to_bus | length_km | r_ohm_per_km | x_ohm_per_km | c_nf_per_km | g_us_per_km | max_i_ka | df | parallel | type | in_service
0 | LV_1404-10_0_4_line_0 | NAYY 4x150 SE | 0 | 1 | 0.040812 | 0.208 | 0.08 | 261 | 0 | 0.27 | 1 | 1 | cs | TRUE
1 | LV_1404-10_0_4_line_1 | NAYY 4x150 SE | 1 | 2 | 0.040653 | 0.208 | 0.08 | 261 | 0 | 0.27 | 1 | 1 | cs | TRUE
2 | LV_1404-10_0_4_line_2 | NAYY 4x150 SE | 1 | 3 | 0.019174 | 0.208 | 0.08 | 261 | 0 | 0.27 | 1 | 1 | cs | TRUE
3 | LV_1404-10_0_4_line_3 | NAYY 4x150 SE | 3 | 11 | 0.028302 | 0.208 | 0.08 | 261 | 0 | 0.27 | 1 | 1 | cs | TRUE
4 | LV_1404-10_0_4_line_4 | NAYY 4x150 SE | 3 | 12 | 0.033055 | 0.208 | 0.08 | 261 | 0 | 0.27 | 1 | 2 | cs | TRUE
5 | LV_1404-10_0_4_line_5 | NAYY 4x150 SE | 4 | 5 | 0.038439 | 0.208 | 0.08 | 261 | 0 | 0.27 | 1 | 1 | cs | TRUE
6 | LV_1404-10_0_4_line_6 | NAYY 4x150 SE | 4 | 6 | 0.036721 | 0.208 | 0.08 | 261 | 0 | 0.27 | 1 | 1 | cs | TRUE
7 | LV_1404-10_0_4_line_7 | NAYY 4x150 SE | 5 | 13 | 0.0020473 | 0.208 | 0.08 | 261 | 0 | 0.27 | 1 | 1 | cs | TRUE
8 | LV_1404-10_0_4_line_8 | NAYY 4x150 SE | 6 | 14 | 0.014816 | 0.208 | 0.08 | 261 | 0 | 0.27 | 1 | 1 | cs | TRUE
9 | LV_1404-10_0_4_line_9 | NAYY 4x150 SE | 7 | 8 | 0.013629 | 0.208 | 0.08 | 261 | 0 | 0.27 | 1 | 1 | cs | TRUE
10 | LV_1404-10_0_4_line_10 | NAYY 4x150 SE | 7 | 9 | 0.016435 | 0.208 | 0.08 | 261 | 0 | 0.27 | 1 | 1 | cs | TRUE
11 | LV_1404-10_0_4_line_11 | NAYY 4x150 SE | 7 | 10 | 0.034112 | 0.208 | 0.08 | 261 | 0 | 0.27 | 1 | 1 | cs | TRUE
12 | LV_1404-10_0_4_line_12 | NAYY 4x150 SE | 9 | 15 | 0.044929 | 0.208 | 0.08 | 261 | 0 | 0.27 | 1 | 1 | cs | TRUE
13 | LV_1404-10_0_4_line_13 | NAYY 4x150 SE | 11 | 15 | 0.018206 | 0.208 | 0.08 | 261 | 0 | 0.27 | 1 | 1 | cs | TRUE
14 | LV_1404-10_0_4_line_14 | NAYY 4x150 SE | 11 | 16 | 0.028918 | 0.208 | 0.08 | 261 | 0 | 0.27 | 1 | 1 | cs | TRUE
15 | LV_1404-10_0_4_line_15 | NAYY 4x150 SE | 12 | 17 | 0.0026788 | 0.208 | 0.08 | 261 | 0 | 0.27 | 1 | 2 | cs | TRUE
16 | LV_1404-10_0_4_line_16 | NAYY 4x150 SE | 13 | 105 | 0.0076385 | 0.208 | 0.08 | 261 | 0 | 0.27 | 1 | 1 | cs | TRUE
17 | LV_1404-10_0_4_line_17 | NAYY 4x150 SE | 14 | 107 | 0.02273 | 0.208 | 0.08 | 261 | 0 | 0.27 | 1 | 1 | cs | TRUE
18 | LV_1404-10_0_4_line_18 | NAYY 4x150 SE | 15 | 109 | 0.017308 | 0.208 | 0.08 | 261 | 0 | 0.27 | 1 | 1 | cs | TRUE
19 | LV_1404-10_0_4_line_19 | NAYY 4x150 SE | 16 | 110 | 0.034221 | 0.208 | 0.08 | 261 | 0 | 0.27 | 1 | 1 | cs | TRUE
20 | LV_1404-10_0_4_line_20 | NAYY 4x150 SE | 17 | 103 | 0.0070054 | 0.208 | 0.08 | 261 | 0 | 0.27 | 1 | 2 | cs | TRUE
21 | LV_1404-10_0_4_line_21 | NAYY 4x150 SE | 18 | 19 | 0.016916 | 0.208 | 0.08 | 261 | 0 | 0.27 | 1 | 1 | cs | TRUE
22 | LV_1404-10_0_4_line_22 | NAYY 4x150 SE | 19 | 20 | 0.035808 | 0.208 | 0.08 | 261 | 0 | 0.27 | 1 | 1 | cs | TRUE
23 | LV_1404-10_0_4_line_23 | NAYY 4x150 SE | 19 | 21 | 0.020428 | 0.208 | 0.08 | 261 | 0 | 0.27 | 1 | 1 | cs | TRUE
24 | LV_1404-10_0_4_line_24 | NAYY 4x150 SE | 20 | 22 | 0.098409 | 0.208 | 0.08 | 261 | 0 | 0.27 | 1 | 1 | cs | TRUE
25 | LV_1404-10_0_4_line_25 | NAYY 4x150 SE | 21 | 23 | 0.16032 | 0.208 | 0.08 | 261 | 0 | 0.27 | 1 | 1 | cs | TRUE
26 | LV_1404-10_0_4_line_26 | NAYY 4x150 SE | 23 | 24 | 0.031394 | 0.208 | 0.08 | 261 | 0 | 0.27 | 1 | 1 | cs | TRUE
27 | LV_1404-10_0_4_line_27 | NAYY 4x150 SE | 24 | 25 | 0.23528 | 0.208 | 0.08 | 261 | 0 | 0.27 | 1 | 1 | cs | TRUE
28 | LV_1404-10_0_4_line_28 | NAYY 4x150 SE | 25 | 26 | 0.13754 | 0.208 | 0.08 | 261 | 0 | 0.27 | 1 | 1 | cs | TRUE
29 | LV_1404-10_0_4_line_29 | NAYY 4x150 SE | 26 | 27 | 0.65305 | 0.208 | 0.08 | 261 | 0 | 0.27 | 1 | 1 | cs | TRUE
30 | LV_1404-10_0_4_line_30 | NAYY 4x150 SE | 26 | 28 | 0.214 | 0.208 | 0.08 | 261 | 0 | 0.27 | 1 | 1 | cs | TRUE
31 | LV_1404-10_0_4_line_31 | NAYY 4x150 SE | 27 | 36 | 0.0096856 | 0.208 | 0.08 | 261 | 0 | 0.27 | 1 | 1 | cs | TRUE
32 | LV_1404-10_0_4_line_32 | NAYY 4x150 SE | 28 | 34 | 0.027877 | 0.208 | 0.08 | 261 | 0 | 0.27 | 1 | 1 | cs | TRUE
33 | LV_1404-10_0_4_line_33 | NAYY 4x150 SE | 29 | 30 | 0.012005 | 0.208 | 0.08 | 261 | 0 | 0.27 | 1 | 1 | cs | TRUE
34 | LV_1404-10_0_4_line_34 | NAYY 4x150 SE | 30 | 31 | 0.009443 | 0.208 | 0.08 | 261 | 0 | 0.27 | 1 | 1 | cs | TRUE
35 | LV_1404-10_0_4_line_35 | NAYY 4x150 SE | 30 | 32 | 0.050545 | 0.208 | 0.08 | 261 | 0 | 0.27 | 1 | 1 | cs | TRUE
36 | LV_1404-10_0_4_line_36 | NAYY 4x150 SE | 31 | 35 | 0.0076889 | 0.208 | 0.08 | 261 | 0 | 0.27 | 1 | 1 | cs | TRUE
37 | LV_1404-10_0_4_line_37 | NAYY 4x150 SE | 32 | 33 | 0.085063 | 0.208 | 0.08 | 261 | 0 | 0.27 | 1 | 1 | cs | TRUE
38 | LV_1404-10_0_4_line_38 | NAYY 4x150 SE | 33 | 34 | 0.069896 | 0.208 | 0.08 | 261 | 0 | 0.27 | 1 | 1 | cs | TRUE
39 | LV_1404-10_0_4_line_39 | NAYY 4x150 SE | 34 | 38 | 0.072157 | 0.208 | 0.08 | 261 | 0 | 0.27 | 1 | 1 | cs | TRUE
40 | LV_1404-10_0_4_line_40 | NAYY 4x150 SE | 35 | 37 | 0.024154 | 0.208 | 0.08 | 261 | 0 | 0.27 | 1 | 1 | cs | TRUE
41 | LV_1404-10_0_4_line_41 | NAYY 4x150 SE | 37 | 39 | 0.019444 | 0.208 | 0.08 | 261 | 0 | 0.27 | 1 | 1 | cs | TRUE
42 | LV_1404-10_0_4_line_42 | NAYY 4x150 SE | 38 | 40 | 0.21511 | 0.208 | 0.08 | 261 | 0 | 0.27 | 1 | 1 | cs | TRUE
43 | LV_1404-10_0_4_line_43 | NAYY 4x150 SE | 40 | 41 | 0.18361 | 0.208 | 0.08 | 261 | 0 | 0.27 | 1 | 1 | cs | TRUE
44 | LV_1404-10_0_4_line_44 | NAYY 4x150 SE | 41 | 47 | 0.037847 | 0.208 | 0.08 | 261 | 0 | 0.27 | 1 | 1 | cs | TRUE
45 | LV_1404-10_0_4_line_45 | NAYY 4x150 SE | 42 | 43 | 0.002002 | 0.208 | 0.08 | 261 | 0 | 0.27 | 1 | 1 | cs | TRUE
46 | LV_1404-10_0_4_line_46 | NAYY 4x150 SE | 43 | 44 | 0.012544 | 0.208 | 0.08 | 261 | 0 | 0.27 | 1 | 1 | cs | TRUE
47 | LV_1404-10_0_4_line_47 | NAYY 4x150 SE | 44 | 45 | 0.031529 | 0.208 | 0.08 | 261 | 0 | 0.27 | 1 | 1 | cs | TRUE
48 | LV_1404-10_0_4_line_48 | NAYY 4x150 SE | 45 | 46 | 0.029838 | 0.208 | 0.08 | 261 | 0 | 0.27 | 1 | 1 | cs | TRUE
49 | LV_1404-10_0_4_line_49 | NAYY 4x150 SE | 46 | 70 | 0.00075949 | 0.208 | 0.08 | 261 | 0 | 0.27 | 1 | 1 | cs | TRUE
50 | LV_1404-10_0_4_line_50 | NAYY 4x150 SE | 47 | 48 | 0.080223 | 0.208 | 0.08 | 261 | 0 | 0.27 | 1 | 1 | cs | TRUE
51 | LV_1404-10_0_4_line_51 | NAYY 4x150 SE | 48 | 49 | 0.034491 | 0.208 | 0.08 | 261 | 0 | 0.27 | 1 | 1 | cs | TRUE
52 | LV_1404-10_0_4_line_52 | NAYY 4x150 SE | 49 | 51 | 0.02069 | 0.208 | 0.08 | 261 | 0 | 0.27 | 1 | 1 | cs | TRUE
53 | LV_1404-10_0_4_line_53 | NAYY 4x150 SE | 50 | 51 | 0.006372 | 0.208 | 0.08 | 261 | 0 | 0.27 | 1 | 1 | cs | TRUE
54 | LV_1404-10_0_4_line_54 | NAYY 4x150 SE | 50 | 52 | 0.019607 | 0.208 | 0.08 | 261 | 0 | 0.27 | 1 | 1 | cs | TRUE
55 | LV_1404-10_0_4_line_55 | NAYY 4x150 SE | 52 | 53 | 0.022169 | 0.208 | 0.08 | 261 | 0 | 0.27 | 1 | 1 | cs | TRUE
56 | LV_1404-10_0_4_line_56 | NAYY 4x150 SE | 52 | 54 | 0.0060226 | 0.208 | 0.08 | 261 | 0 | 0.27 | 1 | 1 | cs | TRUE
57 | LV_1404-10_0_4_line_57 | NAYY 4x150 SE | 53 | 55 | 0.018327 | 0.208 | 0.08 | 261 | 0 | 0.27 | 1 | 1 | cs | TRUE
58 | LV_1404-10_0_4_line_58 | NAYY 4x150 SE | 54 | 56 | 0.024536 | 0.208 | 0.08 | 261 | 0 | 0.27 | 1 | 1 | cs | TRUE
59 | LV_1404-10_0_4_line_59 | NAYY 4x150 SE | 55 | 57 | 0.019044 | 0.208 | 0.08 | 261 | 0 | 0.27 | 1 | 1 | cs | TRUE
60 | LV_1404-10_0_4_line_60 | NAYY 4x150 SE | 56 | 58 | 0.024079 | 0.208 | 0.08 | 261 | 0 | 0.27 | 1 | 1 | cs | TRUE
61 | LV_1404-10_0_4_line_61 | NAYY 4x150 SE | 57 | 68 | 0.050094 | 0.208 | 0.08 | 261 | 0 | 0.27 | 1 | 1 | cs | TRUE
62 | LV_1404-10_0_4_line_62 | NAYY 4x150 SE | 58 | 59 | 0.0080954 | 0.208 | 0.08 | 261 | 0 | 0.27 | 1 | 1 | cs | TRUE
63 | LV_1404-10_0_4_line_63 | NAYY 4x150 SE | 60 | 61 | 0.024826 | 0.208 | 0.08 | 261 | 0 | 0.27 | 1 | 1 | cs | TRUE
64 | LV_1404-10_0_4_line_64 | NAYY 4x150 SE | 61 | 62 | 0.018252 | 0.208 | 0.08 | 261 | 0 | 0.27 | 1 | 1 | cs | TRUE
65 | LV_1404-10_0_4_line_65 | NAYY 4x150 SE | 62 | 63 | 0.044898 | 0.208 | 0.08 | 261 | 0 | 0.27 | 1 | 1 | cs | TRUE
66 | LV_1404-10_0_4_line_66 | NAYY 4x150 SE | 62 | 64 | 0.043213 | 0.208 | 0.08 | 261 | 0 | 0.27 | 1 | 1 | cs | TRUE
67 | LV_1404-10_0_4_line_67 | NAYY 4x150 SE | 63 | 65 | 0.019946 | 0.208 | 0.08 | 261 | 0 | 0.27 | 1 | 1 | cs | TRUE
68 | LV_1404-10_0_4_line_68 | NAYY 4x150 SE | 63 | 66 | 0.034342 | 0.208 | 0.08 | 261 | 0 | 0.27 | 1 | 1 | cs | TRUE
69 | LV_1404-10_0_4_line_69 | NAYY 4x150 SE | 64 | 67 | 0.0049763 | 0.208 | 0.08 | 261 | 0 | 0.27 | 1 | 1 | cs | TRUE
70 | LV_1404-10_0_4_line_70 | NAYY 4x150 SE | 65 | 69 | 0.00062556 | 0.208 | 0.08 | 261 | 0 | 0.27 | 1 | 1 | cs | TRUE
71 | LV_1404-10_0_4_line_71 | NAYY 4x150 SE | 67 | 70 | 0.021196 | 0.208 | 0.08 | 261 | 0 | 0.27 | 1 | 1 | cs | TRUE
72 | LV_1404-10_0_4_line_72 | NAYY 4x150 SE | 68 | 72 | 0.017203 | 0.208 | 0.08 | 261 | 0 | 0.27 | 1 | 1 | cs | TRUE
73 | LV_1404-10_0_4_line_73 | NAYY 4x150 SE | 68 | 73 | 0.0095967 | 0.208 | 0.08 | 261 | 0 | 0.27 | 1 | 1 | cs | TRUE
74 | LV_1404-10_0_4_line_74 | NAYY 4x150 SE | 69 | 71 | 0.026387 | 0.208 | 0.08 | 261 | 0 | 0.27 | 1 | 1 | cs | TRUE
75 | LV_1404-10_0_4_line_75 | NAYY 4x150 SE | 71 | 77 | 0.0023945 | 0.208 | 0.08 | 261 | 0 | 0.27 | 1 | 1 | cs | TRUE
76 | LV_1404-10_0_4_line_76 | NAYY 4x150 SE | 72 | 74 | 0.03973 | 0.208 | 0.08 | 261 | 0 | 0.27 | 1 | 1 | cs | TRUE
77 | LV_1404-10_0_4_line_77 | NAYY 4x150 SE | 72 | 75 | 0.017037 | 0.208 | 0.08 | 261 | 0 | 0.27 | 1 | 1 | cs | TRUE
78 | LV_1404-10_0_4_line_78 | NAYY 4x150 SE | 74 | 76 | 0.0075878 | 0.208 | 0.08 | 261 | 0 | 0.27 | 1 | 1 | cs | TRUE
79 | LV_1404-10_0_4_line_79 | NAYY 4x150 SE | 75 | 77 | 0.035274 | 0.208 | 0.08 | 261 | 0 | 0.27 | 1 | 1 | cs | TRUE
80 | LV_1404-10_0_4_line_80 | NAYY 4x150 SE | 75 | 78 | 0.0197 | 0.208 | 0.08 | 261 | 0 | 0.27 | 1 | 1 | cs | TRUE
81 | LV_1404-10_0_4_line_81 | NAYY 4x150 SE | 77 | 85 | 0.0098665 | 0.208 | 0.08 | 261 | 0 | 0.27 | 1 | 1 | cs | TRUE
82 | LV_1404-10_0_4_line_82 | NAYY 4x150 SE | 78 | 79 | 0.01563 | 0.208 | 0.08 | 261 | 0 | 0.27 | 1 | 1 | cs | TRUE
83 | LV_1404-10_0_4_line_83 | NAYY 4x150 SE | 79 | 80 | 0.030341 | 0.208 | 0.08 | 261 | 0 | 0.27 | 1 | 1 | cs | TRUE
84 | LV_1404-10_0_4_line_84 | NAYY 4x150 SE | 80 | 81 | 0.012516 | 0.208 | 0.08 | 261 | 0 | 0.27 | 1 | 1 | cs | TRUE
85 | LV_1404-10_0_4_line_85 | NAYY 4x150 SE | 80 | 82 | 0.015655 | 0.208 | 0.08 | 261 | 0 | 0.27 | 1 | 2 | cs | TRUE
86 | LV_1404-10_0_4_line_86 | NAYY 4x150 SE | 81 | 83 | 0.018436 | 0.208 | 0.08 | 261 | 0 | 0.27 | 1 | 1 | cs | TRUE
87 | LV_1404-10_0_4_line_87 | NAYY 4x150 SE | 82 | 84 | 0.0062992 | 0.208 | 0.08 | 261 | 0 | 0.27 | 1 | 2 | cs | TRUE
88 | LV_1404-10_0_4_line_88 | NAYY 4x150 SE | 83 | 86 | 0.022631 | 0.208 | 0.08 | 261 | 0 | 0.27 | 1 | 1 | cs | TRUE
89 | LV_1404-10_0_4_line_89 | NAYY 4x150 SE | 84 | 87 | 0.024009 | 0.208 | 0.08 | 261 | 0 | 0.27 | 1 | 2 | cs | TRUE
90 | LV_1404-10_0_4_line_90 | NAYY 4x150 SE | 85 | 88 | 0.029767 | 0.208 | 0.08 | 261 | 0 | 0.27 | 1 | 1 | cs | TRUE
91 | LV_1404-10_0_4_line_91 | NAYY 4x150 SE | 86 | 89 | 0.020978 | 0.208 | 0.08 | 261 | 0 | 0.27 | 1 | 1 | cs | TRUE
92 | LV_1404-10_0_4_line_92 | NAYY 4x150 SE | 87 | 90 | 0.024517 | 0.208 | 0.08 | 261 | 0 | 0.27 | 1 | 2 | cs | TRUE
93 | LV_1404-10_0_4_line_93 | NAYY 4x150 SE | 87 | 91 | 0.016143 | 0.208 | 0.08 | 261 | 0 | 0.27 | 1 | 1 | cs | TRUE
94 | LV_1404-10_0_4_line_94 | NAYY 4x150 SE | 87 | 92 | 0.0069911 | 0.208 | 0.08 | 261 | 0 | 0.27 | 1 | 1 | cs | TRUE
95 | LV_1404-10_0_4_line_95 | NAYY 4x150 SE | 88 | 108 | 0.02455 | 0.208 | 0.08 | 261 | 0 | 0.27 | 1 | 1 | cs | TRUE
96 | LV_1404-10_0_4_line_96 | NAYY 4x150 SE | 90 | 96 | 0.010178 | 0.208 | 0.08 | 261 | 0 | 0.27 | 1 | 2 | cs | TRUE
97 | LV_1404-10_0_4_line_97 | NAYY 4x150 SE | 91 | 97 | 0.025858 | 0.208 | 0.08 | 261 | 0 | 0.27 | 1 | 1 | cs | TRUE
98 | LV_1404-10_0_4_line_98 | NAYY 4x150 SE | 92 | 95 | 0.048439 | 0.208 | 0.08 | 261 | 0 | 0.27 | 1 | 1 | cs | TRUE
99 | LV_1404-10_0_4_line_99 | NAYY 4x150 SE | 93 | 94 | 0.056569 | 0.208 | 0.08 | 261 | 0 | 0.27 | 1 | 1 | cs | TRUE
100 | LV_1404-10_0_4_line_100 | NAYY 4x150 SE | 93 | 95 | 0.022957 | 0.208 | 0.08 | 261 | 0 | 0.27 | 1 | 1 | cs | TRUE
101 | LV_1404-10_0_4_line_101 | NAYY 4x150 SE | 96 | 100 | 0.021837 | 0.208 | 0.08 | 261 | 0 | 0.27 | 1 | 2 | cs | TRUE
102 | LV_1404-10_0_4_line_102 | NAYY 4x150 SE | 97 | 98 | 0.044836 | 0.208 | 0.08 | 261 | 0 | 0.27 | 1 | 1 | cs | TRUE
103 | LV_1404-10_0_4_line_103 | NAYY 4x150 SE | 98 | 99 | 0.014548 | 0.208 | 0.08 | 261 | 0 | 0.27 | 1 | 1 | cs | TRUE
104 | LV_1404-10_0_4_line_104 | NAYY 4x150 SE | 100 | 101 | 0.0080058 | 0.208 | 0.08 | 261 | 0 | 0.27 | 1 | 2 | cs | TRUE
105 | LV_1404-10_0_4_line_105 | NAYY 4x150 SE | 101 | 102 | 0.030168 | 0.208 | 0.08 | 261 | 0 | 0.27 | 1 | 2 | cs | TRUE
106 | LV_1404-10_0_4_line_106 | NAYY 4x150 SE | 102 | 103 | 0.0028184 | 0.208 | 0.08 | 261 | 0 | 0.27 | 1 | 2 | cs | TRUE
107 | LV_1404-10_0_4_line_107 | NAYY 4x150 SE | 104 | 105 | 0.010485 | 0.208 | 0.08 | 261 | 0 | 0.27 | 1 | 1 | cs | TRUE
108 | LV_1404-10_0_4_line_108 | NAYY 4x150 SE | 105 | 108 | 0.0033046 | 0.208 | 0.08 | 261 | 0 | 0.27 | 1 | 1 | cs | TRUE
109 | LV_1404-10_0_4_line_109 | NAYY 4x150 SE | 106 | 107 | 0.013742 | 0.208 | 0.08 | 261 | 0 | 0.27 | 1 | 1 | cs | TRUE
110 | LV_1404-10_0_4_line_110 | NAYY 4x150 SE | 109 | 111 | 0.018095 | 0.208 | 0.08 | 261 | 0 | 0.27 | 1 | 1 | cs | TRUE
111 | LV_1404-10_0_4_line_111 | NAYY 4x150 SE | 111 | 112 | 0.018686 | 0.208 | 0.08 | 261 | 0 | 0.27 | 1 | 1 | cs | TRUE
112 | LV_1404-10_0_4_line_112 | NAYY 4x150 SE | 111 | 113 | 0.0091742 | 0.208 | 0.08 | 261 | 0 | 0.27 | 1 | 1 | cs | TRUE
113 | LV_1404-10_0_4_line_113 | NAYY 4x150 SE | 111 | 114 | 0.033872 | 0.208 | 0.08 | 261 | 0 | 0.27 | 1 | 1 | cs | TRUE
114 | LV_1404-10_0_4_line_114 | NAYY 4x150 SE | 112 | 115 | 0.0055389 | 0.208 | 0.08 | 261 | 0 | 0.27 | 1 | 1 | cs | TRUE
115 | LV_1404-10_0_4_line_115 | NAYY 4x150 SE | 114 | 116 | 0.011458 | 0.208 | 0.08 | 261 | 0 | 0.27 | 1 | 1 | cs | TRUE
116 | LV_1404-10_0_4_line_116 | NAYY 4x150 SE | 114 | 117 | 0.012081 | 0.208 | 0.08 | 261 | 0 | 0.27 | 1 | 1 | cs | TRUE
117 | LV_1404-10_0_4_line_117 | NAYY 4x150 SE | 115 | 118 | 0.007156 | 0.208 | 0.08 | 261 | 0 | 0.27 | 1 | 1 | cs | TRUE
118 | LV_1404-10_0_4_line_118 | NAYY 4x150 SE | 117 | 120 | 0.011141 | 0.208 | 0.08 | 261 | 0 | 0.27 | 1 | 1 | cs | TRUE
119 | LV_1404-10_0_4_line_119 | NAYY 4x150 SE | 118 | 121 | 0.013787 | 0.208 | 0.08 | 261 | 0 | 0.27 | 1 | 1 | cs | TRUE
120 | LV_1404-10_0_4_line_120 | NAYY 4x150 SE | 119 | 120 | 0.03035 | 0.208 | 0.08 | 261 | 0 | 0.27 | 1 | 1 | cs | TRUE
121 | LV_1404-10_0_4_line_121 | NAYY 4x150 SE | 121 | 122 | 0.030782 | 0.208 | 0.08 | 261 | 0 | 0.27 | 1 | 1 | cs | TRUE
122 | LV_1404-10_0_4_line_122 | NAYY 4x150 SE | 122 | 123 | 0.0020073 | 0.208 | 0.08 | 261 | 0 | 0.27 | 1 | 1 | cs | TRUE
123 | LV_1404-10_0_4_line_123 | NAYY 4x150 SE | 123 | 124 | 0.00056425 | 0.208 | 0.08 | 261 | 0 | 0.27 | 1 | 1 | cs | TRUE
124 | LV_1404-10_0_4_line_124 | NAYY 4x150 SE | 124 | 127 | 0.2056 | 0.208 | 0.08 | 261 | 0 | 0.27 | 1 | 1 | cs | TRUE
125 | LV_1404-10_0_4_line_125 | NAYY 4x150 SE | 125 | 126 | 0.20632 | 0.208 | 0.08 | 261 | 0 | 0.27 | 1 | 1 | cs | TRUE
126 | LV_1404-10_0_4_line_126 | NAYY 4x150 SE | 126 | 127 | 0.074368 | 0.208 | 0.08 | 261 | 0 | 0.27 | 1 | 1 | cs | TRUE

## trafo
| name | std_type | hv_bus | lv_bus | sn_mva | vn_hv_kv | vn_lv_kv | vk_percent | vkr_percent | pfe_kw | i0_percent | shift_degree | tap_side | tap_neutral | tap_min | tap_max | tap_step_percent | tap_step_degree | tap_pos | tap_phase_shifter | parallel | df | in_service
0 | LV_1404-10_0_4_trafo_59 | 0.25 MVA 20/0.4 kV | 128 | 80 | 0.25 | 20 | 0.4 | 6 | 1.44 | 0.8 | 0.32 | 150 | hv | 0 | -2 | 2 | 2.5 | 0 | 0 | FALSE | 1 | 1 | TRUE

## line_geodata
| x0 | y0 | x1 | y1 | x2 | y2 | x3 | y3 | x4 | y4 | x5 | y5 | x6 | y6 | x7 | y7
0 | 2664928.3749 | 1187455.1766 | 2664926.6904 | 1187459.2496 | 2664923.7232 | 1187463.4088 | 2664919.1357 | 1187465.7271 | 2664913.5619 | 1187466.1224 | 2664905.4522 | 1187464.6671 | 2664900.2765 | 1187461.4202 | 2664896.7496 | 1187456.2988
1 | 2664928.3749 | 1187455.1766 | 2664927.7674 | 1187452.802 | 2664914.7442 | 1187432.3602 | 2664910.7572 | 1187429.949 | 2664905.7474 | 1187428.9941 | 2664901.543 | 1187429.0375
2 | 2664928.3749 | 1187455.1766 | 2664931.8373 | 1187454.6027 | 2664936.4526 | 1187453.9524 | 2664939.3361 | 1187458.9198 | 2664942.218 | 1187463.3203
3 | 2664942.218 | 1187463.3203 | 2664956.7172 | 1187487.647
4 | 2664942.218 | 1187463.3203 | 2664956.9086 | 1187455.9419 | 2664969.2797 | 1187449.9726 | 2664971.1725 | 1187447.803
5 | 2664918.8109 | 1187424.6109 | 2664908.9817 | 1187408.6397 | 2664898.5006 | 1187391.9769
6 | 2664918.8109 | 1187424.6109 | 2664949.6178 | 1187404.6275
7 | 2664898.5006 | 1187391.9769 | 2664897.4105 | 1187390.2439
8 | 2664959.6132 | 1187394.1862 | 2664957.9671 | 1187397.7532 | 2664954.2783 | 1187401.6043 | 2664949.6178 | 1187404.6275
9 | 2664908.7701 | 1187514.0204 | 2664895.1214 | 1187513.2832
10 | 2664908.7701 | 1187514.0204 | 2664924.7814 | 1187516.3952 | 2664925.0297 | 1187516.4122
11 | 2664908.7701 | 1187514.0204 | 2664904.2016 | 1187523.0316 | 2664884.7442 | 1187537.0977
12 | 2664966.3763 | 1187503.094 | 2664952.8312 | 1187511.7966 | 2664942.8579 | 1187516.1688 | 2664936.5677 | 1187517.2012 | 2664925.0297 | 1187516.4122
13 | 2664966.3763 | 1187503.094 | 2664956.7172 | 1187487.647
14 | 2664956.7172 | 1187487.647 | 2664962.8787 | 1187484.412 | 2664970.2714 | 1187483.7362 | 2664984.6141 | 1187486.0921
15 | 2664970.8934 | 1187445.1387 | 2664971.1725 | 1187447.803
16 | 2664893.3435 | 1187383.7782 | 2664897.4105 | 1187390.2439
17 | 2664959.6132 | 1187394.1862 | 2664963.0925 | 1187386.6468 | 2664963.237 | 1187381.0674 | 2664961.8236 | 1187378.4283 | 2664955.9724 | 1187378.3648 | 2664955.9724 | 1187378.3648
18 | 2664966.3763 | 1187503.094 | 2664975.5886 | 1187517.5356 | 2664975.6961 | 1187517.678
19 | 2665018.7232 | 1187487.276 | 2664992.8829 | 1187487.4503 | 2664984.6141 | 1187486.0921
20 | 2664970.8934 | 1187445.1387 | 2664970.17 | 1187438.2311 | 2664970.1802 | 1187438.172
21 | 2664622.4027 | 1186088.9826 | 2664613.3262 | 1186088.5511 | 2664606.2724 | 1186085.1539
22 | 2664622.4027 | 1186088.9826 | 2664631.6928 | 1186088.7159 | 2664641.1806 | 1186086.3947 | 2664651.2288 | 1186084.4687 | 2664657.8435 | 1186084.6179
23 | 2664631.7484 | 1186106.9048 | 2664623.6954 | 1186094.3663 | 2664622.4027 | 1186088.9826
24 | 2664657.8435 | 1186084.6179 | 2664746.4621 | 1186041.8279
25 | 2664631.7484 | 1186106.9048 | 2664731.7132 | 1186232.2447
26 | 2664708.2581 | 1186253.1812 | 2664731.7132 | 1186232.2447
27 | 2664708.2581 | 1186253.1812 | 2664655.3898 | 1186482.4464
28 | 2664655.3898 | 1186482.4464 | 2664785.1669 | 1186527.9923
29 | 2664785.1669 | 1186527.9923 | 2665410.8658 | 1186340.9898
30 | 2664861.4674 | 1186727.9329 | 2664785.1669 | 1186527.9923
31 | 2665409.3973 | 1186331.4162 | 2665410.8658 | 1186340.9898
32 | 2664845.195 | 1186750.1807 | 2664851.8881 | 1186744.4276 | 2664861.4674 | 1186727.9329
33 | 2664706.8203 | 1186855.879 | 2664702.7925 | 1186844.5698
34 | 2664706.8203 | 1186855.879 | 2664706.4504 | 1186860.4554 | 2664706.2302 | 1186865.3003
35 | 2664706.8203 | 1186855.879 | 2664711.21 | 1186805.5248
36 | 2664706.2302 | 1186865.3003 | 2664705.78 | 1186872.976
37 | 2664795.6525 | 1186795.2719 | 2664711.21 | 1186805.5248
38 | 2664845.195 | 1186750.1807 | 2664840.31 | 1186750.3168 | 2664835.6801 | 1186753.6798 | 2664820.9189 | 1186775.9106 | 2664812.1027 | 1186786.7771 | 2664803.2441 | 1186792.3956 | 2664795.6525 | 1186795.2719
39 | 2664845.195 | 1186750.1807 | 2664848.1632 | 1186755.8161 | 2664853.8994 | 1186772.8991 | 2664858.3224 | 1186797.7947 | 2664856.6757 | 1186820.212
40 | 2664705.78 | 1186872.976 | 2664704.3656 | 1186897.0885
41 | 2664703.227 | 1186916.4988 | 2664704.3656 | 1186897.0885
42 | 2664856.6757 | 1186820.212 | 2665045.2596 | 1186923.6951
43 | 2664891.3315 | 1187023.7933 | 2665045.2596 | 1186923.6951
44 | 2664903.4952 | 1187059.6328 | 2664891.3315 | 1187023.7933
45 | 2664725.9014 | 1187130.1416 | 2664726.3409 | 1187132.0948
46 | 2664726.3409 | 1187132.0948 | 2664729.095 | 1187144.3327
47 | 2664729.095 | 1187144.3327 | 2664730.3333 | 1187149.8355 | 2664736.9549 | 1187172.5313 | 2664737.8572 | 1187174.589
48 | 2664737.8572 | 1187174.589 | 2664749.8405 | 1187201.9154
49 | 2664749.8405 | 1187201.9154 | 2664750.1455 | 1187202.611
50 | 2664860.0968 | 1187127.1035 | 2664903.4952 | 1187059.6328
51 | 2664860.0968 | 1187127.1035 | 2664874.7308 | 1187158.3357
52 | 2664874.7308 | 1187158.3357 | 2664883.5092 | 1187177.0707
53 | 2664886.2127 | 1187182.8406 | 2664883.5092 | 1187177.0707
54 | 2664875.7858 | 1187199.4595 | 2664886.2127 | 1187182.8406
55 | 2664875.7858 | 1187199.4595 | 2664874.8099 | 1187202.9176 | 2664876.7909 | 1187208.0976 | 2664880.2062 | 1187220.672
56 | 2664875.7858 | 1187199.4595 | 2664870.7496 | 1187196.1568
57 | 2664884.2663 | 1187238.5406 | 2664884.2663 | 1187238.5406 | 2664880.8704 | 1187223.1171 | 2664880.2062 | 1187220.672
58 | 2664870.7496 | 1187196.1568 | 2664856.6867 | 1187186.9344 | 2664850.1457 | 1187182.8352
59 | 2664884.2663 | 1187238.5406 | 2664884.5537 | 1187243.7022 | 2664881.5399 | 1187257.2449
60 | 2664834.4014 | 1187165.6588 | 2664840.4765 | 1187176.7754 | 2664850.1457 | 1187182.8352
61 | 2664881.7548 | 1187306.2635 | 2664880.8787 | 1187300.5063 | 2664877.4871 | 1187292.4315 | 2664878.2754 | 1187274.5965 | 2664880.5356 | 1187261.758 | 2664881.5399 | 1187257.2449
62 | 2664834.4014 | 1187165.6588 | 2664826.3925 | 1187166.8395
63 | 2664806.6146 | 1187245.6929 | 2664825.7831 | 1187229.9167
64 | 2664792.5215 | 1187257.2919 | 2664806.6146 | 1187245.6929
65 | 2664792.5215 | 1187257.2919 | 2664821.147 | 1187291.9437
66 | 2664792.5215 | 1187257.2919 | 2664770.0614 | 1187231.7232 | 2664764.6975 | 1187224.2731
67 | 2664821.147 | 1187291.9437 | 2664824.4857 | 1187295.7598 | 2664833.8305 | 1187307.3336
68 | 2664821.147 | 1187291.9437 | 2664814.7642 | 1187293.7646 | 2664805.7884 | 1187287.7195 | 2664799.7224 | 1187286.342 | 2664792.1923 | 1187293.8909
69 | 2664761.7899 | 1187220.2347 | 2664764.6975 | 1187224.2731
70 | 2664834.2234 | 1187307.8203 | 2664833.8305 | 1187307.3336
71 | 2664750.1455 | 1187202.611 | 2664751.7729 | 1187206.322 | 2664761.7899 | 1187220.2347
72 | 2664881.7548 | 1187306.2635 | 2664878.9102 | 1187313.8927 | 2664877.6394 | 1187317.8034 | 2664879.03 | 1187322.5545
73 | 2664881.7548 | 1187306.2635 | 2664887.6206 | 1187313.8588
74 | 2664834.2234 | 1187307.8203 | 2664850.8 | 1187328.351
75 | 2664852.3042 | 1187330.214 | 2664850.8 | 1187328.351
76 | 2664879.03 | 1187322.5545 | 2664876.309 | 1187323.0031 | 2664860.9941 | 1187320.3802 | 2664858.0852 | 1187319.1591 | 2664846.8217 | 1187304.7622
77 | 2664882.3437 | 1187337.8214 | 2664884.1673 | 1187334.2836 | 2664883.4482 | 1187329.5397 | 2664879.03 | 1187322.5545
78 | 2664842.1462 | 1187298.786 | 2664846.8217 | 1187304.7622
79 | 2664882.3437 | 1187337.8214 | 2664880.8927 | 1187338.6506 | 2664873.7766 | 1187337.7286 | 2664868.6355 | 1187334.7935 | 2664862.8426 | 1187328.6383 | 2664859.7273 | 1187326.7479 | 2664857.0096 | 1187326.8853 | 2664852.3042 | 1187330.214
80 | 2664882.3437 | 1187337.8214 | 2664886.5725 | 1187339.0457 | 2664901.8661 | 1187339.4004
81 | 2664852.3042 | 1187330.214 | 2664858.3589 | 1187338.0042
82 | 2664917.4766 | 1187338.6281 | 2664917.1108 | 1187338.6318 | 2664901.8661 | 1187339.4004
83 | 2664947.6095 | 1187340.4634 | 2664937.6521 | 1187338.421 | 2664917.4766 | 1187338.6281
84 | 2664947.6095 | 1187340.4634 | 2664947.4043 | 1187334.0575 | 2664943.6645 | 1187329.23
85 | 2664947.6095 | 1187340.4634 | 2664962.7266 | 1187344.5331
86 | 2664933.7372 | 1187313.7115 | 2664938.1688 | 1187321.0277 | 2664942.0019 | 1187327.0838 | 2664943.6645 | 1187329.23
87 | 2664962.7266 | 1187344.5331 | 2664967.2747 | 1187345.7575 | 2664968.8591 | 1187345.8813
88 | 2664919.1829 | 1187297.9319 | 2664924.8398 | 1187307.6533 | 2664931.5053 | 1187310.0269 | 2664933.7372 | 1187313.7115
89 | 2664992.7257 | 1187344.4883 | 2664976.3539 | 1187346.4674 | 2664968.8591 | 1187345.8813
90 | 2664858.3589 | 1187338.0042 | 2664876.6261 | 1187361.5075
91 | 2664919.1829 | 1187297.9319 | 2664912.496 | 1187286.4406 | 2664911.2048 | 1187278.8667
92 | 2664992.7257 | 1187344.4883 | 2664991.3867 | 1187351.8669 | 2664992.2332 | 1187364.5501 | 2664991.1666 | 1187368.7225
93 | 2664992.7257 | 1187344.4883 | 2665008.2388 | 1187340.0213
94 | 2664992.7257 | 1187344.4883 | 2664992.1313 | 1187337.5225
95 | 2664891.447 | 1187381.0719 | 2664887.9188 | 1187376.0372 | 2664876.6261 | 1187361.5075
96 | 2664988.6459 | 1187378.583 | 2664991.1666 | 1187368.7225
97 | 2665033.3445 | 1187333.9076 | 2665019.5514 | 1187336.7638 | 2665008.2388 | 1187340.0213
98 | 2664992.1313 | 1187337.5225 | 2664991.9337 | 1187335.2077 | 2664991.9488 | 1187320.466 | 2664994.2814 | 1187289.1792
99 | 2664995.9883 | 1187266.2854 | 2664996.369 | 1187261.1798 | 2665001.2584 | 1187209.963
100 | 2664995.9883 | 1187266.2854 | 2664994.2814 | 1187289.1792
101 | 2664983.2375 | 1187399.7395 | 2664988.6459 | 1187378.583
102 | 2665033.3445 | 1187333.9076 | 2665038.9362 | 1187332.7497 | 2665043.1297 | 1187329.4933 | 2665050.6871 | 1187320.6925 | 2665052.1794 | 1187316.0616 | 2665051.1485 | 1187302.0979 | 2665050.1353 | 1187298.9063
103 | 2665045.7336 | 1187285.0404 | 2665050.1353 | 1187298.9063
104 | 2664983.2375 | 1187399.7395 | 2664981.413 | 1187407.5346
105 | 2664981.413 | 1187407.5346 | 2664979.4533 | 1187415.9078 | 2664974.5227 | 1187428.0391 | 2664971.0738 | 1187432.9934 | 2664970.6594 | 1187435.3947
106 | 2664970.1802 | 1187438.172 | 2664970.6594 | 1187435.3947
107 | 2664893.3435 | 1187383.7782 | 2664898.5124 | 1187380.6212 | 2664899.4395 | 1187380.9648 | 2664902.059 | 1187383.1945
108 | 2664893.3435 | 1187383.7782 | 2664891.447 | 1187381.0719
109 | 2664942.9896 | 1187382.8686 | 2664955.9724 | 1187378.3648
110 | 2664986.5998 | 1187532.119 | 2664975.6961 | 1187517.678
111 | 2664986.5998 | 1187532.119 | 2664998.9316 | 1187518.08
112 | 2664986.5998 | 1187532.119 | 2664978.5765 | 1187536.5681
113 | 2665008.7745 | 1187557.7744 | 2664986.5998 | 1187532.119
114 | 2665002.5869 | 1187513.9186 | 2664998.9316 | 1187518.08
115 | 2665008.7745 | 1187557.7744 | 2665016.4605 | 1187566.2724
116 | 2665008.7745 | 1187557.7744 | 2664998.6699 | 1187564.3961
117 | 2665002.5869 | 1187513.9186 | 2665003.8957 | 1187512.4286 | 2665007.4295 | 1187508.6509
118 | 2664989.3515 | 1187570.5026 | 2664998.6699 | 1187564.3961
119 | 2665016.8477 | 1187498.5828 | 2665007.4295 | 1187508.6509
120 | 2664966.8218 | 1187573.126 | 2664972.4599 | 1187581.5719 | 2664989.3515 | 1187570.5026
121 | 2665045.3045 | 1187488.745 | 2665020.2138 | 1187494.9845 | 2665016.8477 | 1187498.5828
122 | 2665047.2525 | 1187488.2606 | 2665045.3045 | 1187488.745
123 | 2665047.8001 | 1187488.1244 | 2665047.2525 | 1187488.2606
124 | 2665047.8001 | 1187488.1244 | 2665245.8077 | 1187432.7789
125 | 2665388.2409 | 1187216.6624 | 2665313.9075 | 1187409.1295
126 | 2665313.9075 | 1187409.1295 | 2665307.7136 | 1187407.6055 | 2665291.6339 | 1187408.6975 | 2665276.5057 | 1187414.1803 | 2665251.6801 | 1187430.1969 | 2665245.8077 | 1187432.7789

## bus_geodata
| x | y | coords
0 | 2664896.7496 | 1187456.2988
1 | 2664928.3749 | 1187455.1766
2 | 2664901.543 | 1187429.0375
3 | 2664942.218 | 1187463.3203
4 | 2664918.8109 | 1187424.6109
5 | 2664898.5006 | 1187391.9769
6 | 2664949.6178 | 1187404.6275
7 | 2664908.7701 | 1187514.0204
8 | 2664895.1214 | 1187513.2832
9 | 2664925.0297 | 1187516.4122
10 | 2664884.7442 | 1187537.0977
11 | 2664956.7172 | 1187487.647
12 | 2664971.1725 | 1187447.803
13 | 2664897.4105 | 1187390.2439
14 | 2664959.6132 | 1187394.1862
15 | 2664966.3763 | 1187503.094
16 | 2664984.6141 | 1187486.0921
17 | 2664970.8934 | 1187445.1387
18 | 2664606.2724 | 1186085.1539
19 | 2664622.4027 | 1186088.9826
20 | 2664657.8435 | 1186084.6179
21 | 2664631.7484 | 1186106.9048
22 | 2664746.4621 | 1186041.8279
23 | 2664731.7132 | 1186232.2447
24 | 2664708.2581 | 1186253.1812
25 | 2664655.3898 | 1186482.4464
26 | 2664785.1669 | 1186527.9923
27 | 2665410.8658 | 1186340.9898
28 | 2664861.4674 | 1186727.9329
29 | 2664702.7925 | 1186844.5698
30 | 2664706.8203 | 1186855.879
31 | 2664706.2302 | 1186865.3003
32 | 2664711.21 | 1186805.5248
33 | 2664795.6525 | 1186795.2719
34 | 2664845.195 | 1186750.1807
35 | 2664705.78 | 1186872.976
36 | 2665409.3973 | 1186331.4162
37 | 2664704.3656 | 1186897.0885
38 | 2664856.6757 | 1186820.212
39 | 2664703.227 | 1186916.4988
40 | 2665045.2596 | 1186923.6951
41 | 2664891.3315 | 1187023.7933
42 | 2664725.9014 | 1187130.1416
43 | 2664726.3409 | 1187132.0948
44 | 2664729.095 | 1187144.3327
45 | 2664737.8572 | 1187174.589
46 | 2664749.8405 | 1187201.9154
47 | 2664903.4952 | 1187059.6328
48 | 2664860.0968 | 1187127.1035
49 | 2664874.7308 | 1187158.3357
50 | 2664886.2127 | 1187182.8407
51 | 2664883.5092 | 1187177.0707
52 | 2664875.7858 | 1187199.4595
53 | 2664880.2062 | 1187220.6719
54 | 2664870.7496 | 1187196.1568
55 | 2664884.2663 | 1187238.5406
56 | 2664850.1457 | 1187182.8352
57 | 2664881.5399 | 1187257.2449
58 | 2664834.4014 | 1187165.6588
59 | 2664826.3925 | 1187166.8395
60 | 2664825.783 | 1187229.9167
61 | 2664806.6146 | 1187245.6929
62 | 2664792.5215 | 1187257.2919
63 | 2664821.147 | 1187291.9437
64 | 2664764.6975 | 1187224.2731
65 | 2664833.8305 | 1187307.3336
66 | 2664792.1923 | 1187293.8909
67 | 2664761.7899 | 1187220.2347
68 | 2664881.7548 | 1187306.2635
69 | 2664834.2234 | 1187307.8203
70 | 2664750.1455 | 1187202.611
71 | 2664850.8 | 1187328.351
72 | 2664879.03 | 1187322.5545
73 | 2664887.6206 | 1187313.8588
74 | 2664846.8217 | 1187304.7622
75 | 2664882.3437 | 1187337.8214
76 | 2664842.1462 | 1187298.786
77 | 2664852.3042 | 1187330.214
78 | 2664901.8661 | 1187339.4004
79 | 2664917.4766 | 1187338.6281
80 | 2664947.6095 | 1187340.4634
81 | 2664943.6645 | 1187329.23
82 | 2664962.7266 | 1187344.5331
83 | 2664933.7372 | 1187313.7115
84 | 2664968.8591 | 1187345.8813
85 | 2664858.3589 | 1187338.0042
86 | 2664919.1829 | 1187297.9319
87 | 2664992.7257 | 1187344.4883
88 | 2664876.6261 | 1187361.5075
89 | 2664911.2048 | 1187278.8667
90 | 2664991.1666 | 1187368.7225
91 | 2665008.2388 | 1187340.0213
92 | 2664992.1312 | 1187337.5225
93 | 2664995.9883 | 1187266.2854
94 | 2665001.2584 | 1187209.963
95 | 2664994.2814 | 1187289.1792
96 | 2664988.6459 | 1187378.583
97 | 2665033.3445 | 1187333.9076
98 | 2665050.1353 | 1187298.9063
99 | 2665045.7336 | 1187285.0404
100 | 2664983.2375 | 1187399.7395
101 | 2664981.413 | 1187407.5346
102 | 2664970.6594 | 1187435.3947
103 | 2664970.1802 | 1187438.172
104 | 2664902.059 | 1187383.1945
105 | 2664893.3435 | 1187383.7782
106 | 2664942.9896 | 1187382.8686
107 | 2664955.9724 | 1187378.3648
108 | 2664891.447 | 1187381.0719
109 | 2664975.6961 | 1187517.678
110 | 2665018.7232 | 1187487.276
111 | 2664986.5998 | 1187532.119
112 | 2664998.9316 | 1187518.08
113 | 2664978.5765 | 1187536.5681
114 | 2665008.7745 | 1187557.7744
115 | 2665002.5869 | 1187513.9186
116 | 2665016.4605 | 1187566.2724
117 | 2664998.6699 | 1187564.3961
118 | 2665007.4295 | 1187508.6509
119 | 2664966.8219 | 1187573.126
120 | 2664989.3515 | 1187570.5026
121 | 2665016.8477 | 1187498.5828
122 | 2665045.3045 | 1187488.745
123 | 2665047.2525 | 1187488.2606
124 | 2665047.8001 | 1187488.1244
125 | 2665388.2409 | 1187216.6624
126 | 2665313.9075 | 1187409.1295
127 | 2665245.8077 | 1187432.7789
128 | 2664992.7257 | 1187344.4883

## line_std_types
| c_nf_per_km | r_ohm_per_km | x_ohm_per_km | max_i_ka | type | q_mm2 | alpha | voltage_rating
NAYY 4x50 SE | 210 | 0.642 | 0.083 | 0.142 | cs | 50 | 0.00403 | LV
NAYY 4x120 SE | 264 | 0.225 | 0.08 | 0.242 | cs | 120 | 0.00403 | LV
NAYY 4x150 SE | 261 | 0.208 | 0.08 | 0.27 | cs | 150 | 0.00403 | LV
NA2XS2Y 1x95 RM/25 12/20 kV | 216 | 0.313 | 0.132 | 0.252 | cs | 95 | 0.00403 | MV
NA2XS2Y 1x185 RM/25 12/20 kV | 273 | 0.161 | 0.117 | 0.362 | cs | 185 | 0.00403 | MV
NA2XS2Y 1x240 RM/25 12/20 kV | 304 | 0.122 | 0.112 | 0.421 | cs | 240 | 0.00403 | MV
NA2XS2Y 1x95 RM/25 6/10 kV | 315 | 0.313 | 0.123 | 0.249 | cs | 95 | 0.00403 | MV
NA2XS2Y 1x185 RM/25 6/10 kV | 406 | 0.161 | 0.11 | 0.358 | cs | 185 | 0.00403 | MV
NA2XS2Y 1x240 RM/25 6/10 kV | 456 | 0.122 | 0.105 | 0.416 | cs | 240 | 0.00403 | MV
NA2XS2Y 1x150 RM/25 12/20 kV | 250 | 0.206 | 0.116 | 0.319 | cs | 150 | 0.00403 | MV
NA2XS2Y 1x120 RM/25 12/20 kV | 230 | 0.253 | 0.119 | 0.283 | cs | 120 | 0.00403 | MV
NA2XS2Y 1x70 RM/25 12/20 kV | 190 | 0.443 | 0.132 | 0.22 | cs | 70 | 0.00403 | MV
NA2XS2Y 1x150 RM/25 6/10 kV | 360 | 0.206 | 0.11 | 0.315 | cs | 150 | 0.00403 | MV
NA2XS2Y 1x120 RM/25 6/10 kV | 340 | 0.253 | 0.113 | 0.28 | cs | 120 | 0.00403 | MV
NA2XS2Y 1x70 RM/25 6/10 kV | 280 | 0.443 | 0.123 | 0.217 | cs | 70 | 0.00403 | MV
N2XS(FL)2Y 1x120 RM/35 64/110 kV | 112 | 0.153 | 0.166 | 0.366 | cs | 120 | 0.00393 | HV
N2XS(FL)2Y 1x185 RM/35 64/110 kV | 125 | 0.099 | 0.156 | 0.457 | cs | 185 | 0.00393 | HV
N2XS(FL)2Y 1x240 RM/35 64/110 kV | 135 | 0.075 | 0.149 | 0.526 | cs | 240 | 0.00393 | HV
N2XS(FL)2Y 1x300 RM/35 64/110 kV | 144 | 0.06 | 0.144 | 0.588 | cs | 300 | 0.00393 | HV
15-AL1/3-ST1A 0.4 | 11 | 1.8769 | 0.35 | 0.105 | ol | 16 | 0.00403 | LV
24-AL1/4-ST1A 0.4 | 11.25 | 1.2012 | 0.335 | 0.14 | ol | 24 | 0.00403 | LV
48-AL1/8-ST1A 0.4 | 12.2 | 0.5939 | 0.3 | 0.21 | ol | 48 | 0.00403 | LV
94-AL1/15-ST1A 0.4 | 13.2 | 0.306 | 0.29 | 0.35 | ol | 94 | 0.00403 | LV
34-AL1/6-ST1A 10.0 | 9.7 | 0.8342 | 0.36 | 0.17 | ol | 34 | 0.00403 | MV
48-AL1/8-ST1A 10.0 | 10.1 | 0.5939 | 0.35 | 0.21 | ol | 48 | 0.00403 | MV
70-AL1/11-ST1A 10.0 | 10.4 | 0.4132 | 0.339 | 0.29 | ol | 70 | 0.00403 | MV
94-AL1/15-ST1A 10.0 | 10.75 | 0.306 | 0.33 | 0.35 | ol | 94 | 0.00403 | MV
122-AL1/20-ST1A 10.0 | 11.1 | 0.2376 | 0.323 | 0.41 | ol | 122 | 0.00403 | MV
149-AL1/24-ST1A 10.0 | 11.25 | 0.194 | 0.315 | 0.47 | ol | 149 | 0.00403 | MV
34-AL1/6-ST1A 20.0 | 9.15 | 0.8342 | 0.382 | 0.17 | ol | 34 | 0.00403 | MV
48-AL1/8-ST1A 20.0 | 9.5 | 0.5939 | 0.372 | 0.21 | ol | 48 | 0.00403 | MV
70-AL1/11-ST1A 20.0 | 9.7 | 0.4132 | 0.36 | 0.29 | ol | 70 | 0.00403 | MV
94-AL1/15-ST1A 20.0 | 10 | 0.306 | 0.35 | 0.35 | ol | 94 | 0.00403 | MV
122-AL1/20-ST1A 20.0 | 10.3 | 0.2376 | 0.344 | 0.41 | ol | 122 | 0.00403 | MV
149-AL1/24-ST1A 20.0 | 10.5 | 0.194 | 0.337 | 0.47 | ol | 149 | 0.00403 | MV
184-AL1/30-ST1A 20.0 | 10.75 | 0.1571 | 0.33 | 0.535 | ol | 184 | 0.00403 | MV
243-AL1/39-ST1A 20.0 | 11 | 0.1188 | 0.32 | 0.645 | ol | 243 | 0.00403 | MV
48-AL1/8-ST1A 110.0 | 8 | 0.5939 | 0.46 | 0.21 | ol | 48 | 0.00403 | HV
70-AL1/11-ST1A 110.0 | 8.4 | 0.4132 | 0.45 | 0.29 | ol | 70 | 0.00403 | HV
94-AL1/15-ST1A 110.0 | 8.65 | 0.306 | 0.44 | 0.35 | ol | 94 | 0.00403 | HV
122-AL1/20-ST1A 110.0 | 8.5 | 0.2376 | 0.43 | 0.41 | ol | 122 | 0.00403 | HV
149-AL1/24-ST1A 110.0 | 8.75 | 0.194 | 0.41 | 0.47 | ol | 149 | 0.00403 | HV
184-AL1/30-ST1A 110.0 | 8.8 | 0.1571 | 0.4 | 0.535 | ol | 184 | 0.00403 | HV
243-AL1/39-ST1A 110.0 | 9 | 0.1188 | 0.39 | 0.645 | ol | 243 | 0.00403 | HV
305-AL1/39-ST1A 110.0 | 9.2 | 0.0949 | 0.38 | 0.74 | ol | 305 | 0.00403 | HV
490-AL1/64-ST1A 110.0 | 9.75 | 0.059 | 0.37 | 0.96 | ol | 490 | 0.00403 | HV
679-AL1/86-ST1A 110.0 | 9.95 | 0.042 | 0.36 | 1.15 | ol | 679 | 0.00403 | HV
490-AL1/64-ST1A 220.0 | 10 | 0.059 | 0.285 | 0.96 | ol | 490 | 0.00403 | HV
679-AL1/86-ST1A 220.0 | 11.7 | 0.042 | 0.275 | 1.15 | ol | 679 | 0.00403 | HV
490-AL1/64-ST1A 380.0 | 11 | 0.059 | 0.253 | 0.96 | ol | 490 | 0.00403 | HV
679-AL1/86-ST1A 380.0 | 14.6 | 0.042 | 0.25 | 1.15 | ol | 679 | 0.00403 | HV

## trafo_std_types
| i0_percent | pfe_kw | vkr_percent | sn_mva | vn_lv_kv | vn_hv_kv | vk_percent | shift_degree | vector_group | tap_side | tap_neutral | tap_min | tap_max | tap_step_degree | tap_step_percent | tap_phase_shifter
160 MVA 380/110 kV | 0.06 | 60 | 0.25 | 160 | 110 | 380 | 12.2 | 0 | Yy0 | hv | 0 | -9 | 9 | 0 | 1.5 | FALSE
100 MVA 220/110 kV | 0.06 | 55 | 0.26 | 100 | 110 | 220 | 12 | 0 | Yy0 | hv | 0 | -9 | 9 | 0 | 1.5 | FALSE
63 MVA 110/20 kV | 0.04 | 22 | 0.32 | 63 | 20 | 110 | 18 | 150 | YNd5 | hv | 0 | -9 | 9 | 0 | 1.5 | FALSE
40 MVA 110/20 kV | 0.05 | 18 | 0.34 | 40 | 20 | 110 | 16.2 | 150 | YNd5 | hv | 0 | -9 | 9 | 0 | 1.5 | FALSE
25 MVA 110/20 kV | 0.07 | 14 | 0.41 | 25 | 20 | 110 | 12 | 150 | YNd5 | hv | 0 | -9 | 9 | 0 | 1.5 | FALSE
63 MVA 110/10 kV | 0.04 | 22 | 0.32 | 63 | 10 | 110 | 18 | 150 | YNd5 | hv | 0 | -9 | 9 | 0 | 1.5 | FALSE
40 MVA 110/10 kV | 0.05 | 18 | 0.34 | 40 | 10 | 110 | 16.2 | 150 | YNd5 | hv | 0 | -9 | 9 | 0 | 1.5 | FALSE
25 MVA 110/10 kV | 0.07 | 14 | 0.41 | 25 | 10 | 110 | 12 | 150 | YNd5 | hv | 0 | -9 | 9 | 0 | 1.5 | FALSE
0.25 MVA 20/0.4 kV | 0.32 | 0.8 | 1.44 | 0.25 | 0.4 | 20 | 6 | 150 | Yzn5 | hv | 0 | -2 | 2 | 0 | 2.5 | FALSE
0.4 MVA 20/0.4 kV | 0.3375 | 1.35 | 1.425 | 0.4 | 0.4 | 20 | 6 | 150 | Dyn5 | hv | 0 | -2 | 2 | 0 | 2.5 | FALSE
0.63 MVA 20/0.4 kV | 0.2619 | 1.65 | 1.206 | 0.63 | 0.4 | 20 | 6 | 150 | Dyn5 | hv | 0 | -2 | 2 | 0 | 2.5 | FALSE
0.25 MVA 10/0.4 kV | 0.24 | 0.6 | 1.2 | 0.25 | 0.4 | 10 | 4 | 150 | Dyn5 | hv | 0 | -2 | 2 | 0 | 2.5 | FALSE
0.4 MVA 10/0.4 kV | 0.2375 | 0.95 | 1.325 | 0.4 | 0.4 | 10 | 4 | 150 | Dyn5 | hv | 0 | -2 | 2 | 0 | 2.5 | FALSE
0.63 MVA 10/0.4 kV | 0.1873 | 1.18 | 1.0794 | 0.63 | 0.4 | 10 | 4 | 150 | Dyn5 | hv | 0 | -2 | 2 | 0 | 2.5 | FALSE

## trafo3w_std_types
| sn_hv_mva | sn_mv_mva | sn_lv_mva | vn_hv_kv | vn_mv_kv | vn_lv_kv | vk_hv_percent | vk_mv_percent | vk_lv_percent | vkr_hv_percent | vkr_mv_percent | vkr_lv_percent | pfe_kw | i0_percent | shift_mv_degree | shift_lv_degree | vector_group | tap_side | tap_neutral | tap_min | tap_max | tap_step_percent
63/25/38 MVA 110/20/10 kV | 63 | 25 | 38 | 110 | 20 | 10 | 10.4 | 10.4 | 10.4 | 0.28 | 0.32 | 0.35 | 35 | 0.89 | 0 | 0 | YN0yn0yn0 | hv | 0 | -10 | 10 | 1.2
63/25/38 MVA 110/10/10 kV | 63 | 25 | 38 | 110 | 10 | 10 | 10.4 | 10.4 | 10.4 | 0.28 | 0.32 | 0.35 | 35 | 0.89 | 0 | 0 | YN0yn0yn0 | hv | 0 | -10 | 10 | 1.2

## fuse_std_types
| fuse_type | i_rated_a | t_avg | t_min | t_total | x_avg | x_min | x_total
HV 100A | HV 100A | 100 | 0 | [10.0, 3.64, 0.854, 0.281, 0.1, 0.0531, 0.022, 0.01] | [10.0, 4.267, 1.21, 0.403, 0.1, 0.058, 0.022, 0.01] | 0 | [300.0, 350.0, 450.0, 550.0, 700.0, 850.0, 1200.0, 1752.0] | [600.0, 700.0, 900.0, 1150.0, 1665.0, 2000.0, 3000.0, 4313.0]
HV 10A | HV 10A | 10 | 0 | [10.0, 1675.0, 0.344, 0.156, 0.1, 0.0417, 0.0171, 0.01] | [10.0, 1.3, 0.3, 0.155, 0.1, 0.0555, 0.023, 0.01] | 0 | [30.0, 32.0, 35.0, 37.0, 39.0, 50.0, 70.0, 88.0] | [60.0, 70.0, 80.0, 87.0, 94.0, 110.0, 150.0, 216.0]
HV 125A | HV 125A | 125 | 0 | [10.0, 1.82, 0.344, 0.1, 0.0467, 0.0269, 0.01] | [10.0, 2.478, 0.426, 0.1, 0.0427, 0.0211, 0.01] | 0 | [375.0, 500.0, 700.0, 925.0, 1200.0, 1500.0, 2341.0] | [750.0, 1000.0, 1500.0, 2200.0, 3000.0, 4000.0, 5765.0]
HV 160A | HV 160A | 160 | 0 | [10.0, 4.15, 1.03, 0.198, 0.1, 0.051, 0.0172, 0.01] | [10.0, 2.3, 0.734, 0.274, 0.1, 0.046, 0.0177, 0.01] | 0 | [480.0, 550.0, 700.0, 1000.0, 1260.0, 1600.0, 2500.0, 3227.0] | [960.0, 1300.0, 1700.0, 2200.0, 2996.0, 4000.0, 6000.0, 7946.0]
HV 16A | HV 16A | 16 | 0 | [10.0, 0.352, 0.164, 0.1, 0.0649, 0.0342, 0.01] | [10.0, 2.34, 0.722, 0.181, 0.1, 0.055, 0.0296, 0.01] | 0 | [48.0, 60.0, 65.0, 71.0, 80.0, 100.0, 162.0] | [96.0, 110.0, 125.0, 150.0, 168.0, 200.0, 250.0, 398.0]
HV 200A | HV 200A | 200 | 0 | [10.0, 4.267, 1.21, 0.403, 0.1, 0.058, 0.022, 0.01] | [10.0, 3.73, 1.654, 0.328, 0.1, 0.0531, 0.019, 0.01] | 0 | [600.0, 700.0, 900.0, 1150.0, 1665.0, 2000.0, 3000.0, 4313.0] | [1200.0, 1500.0, 1800.0, 2700.0, 3960.0, 5000.0, 7500.0, 10620.0]
HV 20A | HV 20A | 20 | 0 | [10.0, 1.3, 0.3, 0.155, 0.1, 0.0555, 0.023, 0.01] | [10.0, 1.3, 0.161, 0.1, 0.0611, 0.0399, 0.0141, 0.01] | 0 | [60.0, 70.0, 80.0, 87.0, 94.0, 110.0, 150.0, 216.0] | [120.0, 150.0, 200.0, 223.0, 260.0, 300.0, 450.0, 532.0]
HV 25A | HV 25A | 25 | 0 | [10.0, 2.512, 0.833, 0.299, 0.1, 0.0372, 0.0223, 0.01] | [10.0, 3.125, 0.597, 0.198, 0.1, 0.0378, 0.022, 0.01] | 0 | [75.0, 82.0, 90.0, 100.0, 124.0, 170.0, 200.0, 289.0] | [150.0, 170.0, 210.0, 250.0, 294.0, 400.0, 500.0, 711.0]
HV 31.5A | HV 31.5A | 31.5 | 0 | [10.0, 2.34, 0.722, 0.181, 0.1, 0.055, 0.0296, 0.01] | [10.0, 2.84, 0.368, 0.164, 0.1, 0.0621, 0.0378, 0.0195, 0.01] | 0 | [95.0, 110.0, 125.0, 150.0, 165.0, 200.0, 250.0, 390.0] | [189.0, 220.0, 300.0, 350.0, 393.0, 450.0, 530.0, 700.0, 960.0]
HV 40A | HV 40A | 40 | 0 | [10.0, 1.3, 0.161, 0.1, 0.0611, 0.0399, 0.0141, 0.01] | [10.0, 2.05, 0.369, 0.198, 0.1, 0.051, 0.0298, 0.01] | 0 | [120.0, 150.0, 200.0, 223.0, 260.0, 300.0, 450.0, 532.0] | [240.0, 300.0, 400.0, 450.0, 530.0, 650.0, 800.0, 1311.0]
HV 50A | HV 50A | 50 | 0 | [10.0, 3.215, 0.597, 0.198, 0.1, 0.0378, 0.022, 0.01] | [10.0, 3.64, 0.854, 0.281, 0.1, 0.0531, 0.022, 0.01] | 0 | [150.0, 170.0, 210.0, 250.0, 294.0, 400.0, 500.0, 711.0] | [300.0, 350.0, 450.0, 550.0, 700.0, 850.0, 1200.0, 1752.0]
HV 6.3A | HV 6.3A | 6.3 | 0 | [10.0, 1.39, 0.344, 0.168, 0.1, 0.056, 0.0263, 0.01] | [10.0, 1.711, 0.516, 0.198, 0.1, 0.0634, 0.0303, 0.01] | 0 | [19.0, 19.5, 20.4, 20.8, 22.0, 25.0, 32.0, 48.0] | [38.0, 40.0, 43.0, 48.0, 53.0, 60.0, 75.0, 118.0]
HV 63A | HV 63A | 63 | 0 | [10.0, 2.84, 0.368, 0.164, 0.1, 0.0621, 0.0378, 0.0195, 0.01] | [10.0, 1.82, 0.344, 0.1, 0.0467, 0.0269, 0.01] | 0 | [189.0, 220.0, 300.0, 350.0, 393.0, 450.0, 530.0, 700.0, 961.0] | [378.0, 500.0, 700.0, 934.0, 1200.0, 1500.0, 2366.0]
HV 80A | HV 80A | 80 | 0 | [10.0, 2.05, 0.369, 0.198, 0.1, 0.051, 0.0298, 0.01] | [10.0, 4.15, 1.03, 0.198, 0.1, 0.051, 0.0172, 0.01] | 0 | [240.0, 300.0, 400.0, 450.0, 530.0, 650.0, 800.0, 1311.0] | [480.0, 550.0, 700.0, 1000.0, 1260.0, 1600.0, 2500.0, 3227.0]
Siemens NH-1-100 | Siemens NH-1-100 | 100 | [5400.0, 2000.0, 400.0, 20.0, 1.0, 0.2, 0.012, 0.004] | 0 | 0 | [150.0, 190.0, 250.0, 430.0, 900.0, 1250.0, 2700.0, 3600.0] | 0 | 0
Siemens NH-1-125 | Siemens NH-1-125 | 125 | [4800.0, 120.0, 7.0, 0.1, 0.004] | 0 | 0 | [180.0, 400.0, 740.0, 2000.0, 4250.0] | 0 | 0
Siemens NH-1-16 | Siemens NH-1-16 | 16 | [4000.0, 400.0, 2.0, 0.1, 0.04, 0.01] | 0 | 0 | [26.0, 35.0, 75.0, 150.0, 200.0, 300.0] | 0 | 0
Siemens NH-1-160 | Siemens NH-1-160 | 160 | [4800.0, 120.0, 7.0, 0.1, 0.004] | 0 | 0 | [210.0, 500.0, 900.0, 2300.0, 5000.0] | 0 | 0
Siemens NH-1-25 | Siemens NH-1-25 | 25 | [4000.0, 1000.0, 10.0, 0.2, 0.02, 0.01] | 0 | 0 | [40.0, 50.0, 100.0, 210.0, 400.0, 500.0] | 0 | 0
Siemens NH-1-50 | Siemens NH-1-50 | 50 | [4000.0, 40.0, 4.0, 1.0, 0.02, 0.01] | 0 | 0 | [86.0, 200.0, 300.0, 400.0, 1000.0, 1280.0] | 0 | 0
Siemens NH-1-63 | Siemens NH-1-63 | 63 | [4000.0, 100.0, 10.0, 2.0, 0.04, 0.01] | 0 | 0 | [100.0, 200.0, 300.0, 400.0, 1000.0, 1500.0] | 0 | 0
Siemens NH-1-80 | Siemens NH-1-80 | 80 | [4800.0, 120.0, 7.0, 0.1, 0.01] | 0 | 0 | [150.58, 250.0, 450.0, 1150.0, 2470.0] | 0 | 0
Siemens NH-2-1000 | Siemens NH-2-1000 | 1000 | [4800.0, 120.0, 7.0, 0.1, 0.004] | 0 | 0 | [1900.0, 3500.0, 8400.0, 24000.0, 52000.0] | 0 | 0
Siemens NH-2-200 | Siemens NH-2-200 | 200 | [4800.0, 120.0, 7.0, 0.1, 0.004] | 0 | 0 | [280.0, 650.0, 1200.0, 3000.0, 7000.0] | 0 | 0
Siemens NH-2-224 | Siemens NH-2-224 | 224 | [4800.0, 120.0, 7.0, 0.2, 0.04, 0.004] | 0 | 0 | [400.0, 750.0, 1453.0, 3025.0, 4315.0, 7600.0] | 0 | 0
Siemens NH-2-250 | Siemens NH-2-250 | 250 | [4800.0, 120.0, 7.0, 0.1, 0.004] | 0 | 0 | [450.0, 800.0, 1650.0, 4000.0, 8500.0] | 0 | 0
Siemens NH-2-315 | Siemens NH-2-315 | 315 | [4800.0, 120.0, 7.0, 0.1, 0.004] | 0 | 0 | [550.0, 920.0, 1900.0, 5000.0, 11000.0] | 0 | 0
Siemens NH-2-355 | Siemens NH-2-355 | 355 | [4800.0, 120.0, 6.0, 0.1, 0.004] | 0 | 0 | [650.0, 1116.27, 2350.0, 5840.0, 12790.0] | 0 | 0
Siemens NH-2-400 | Siemens NH-2-400 | 400 | [4800.0, 120.0, 7.0, 0.1, 0.004] | 0 | 0 | [720.0, 1350.0, 2800.0, 6500.0, 15000.0] | 0 | 0
Siemens NH-2-425 | Siemens NH-2-425 | 425 | [4800.0, 120.0, 7.0, 0.1, 0.004] | 0 | 0 | [850.0, 1500.0, 3050.0, 7500.0, 16500.0] | 0 | 0
Siemens NH-2-630 | Siemens NH-2-630 | 630 | [4800.0, 120.0, 7.0, 0.1, 0.004] | 0 | 0 | [1200.0, 2000.0, 4800.0, 12000.0, 26000.0] | 0 | 0

## res_bus
| vm_pu | va_degree | p_mw | q_mvar
0 | 0.98615 | -0.096632 | 0.0067734 | 0.0016976
1 | 0.98655 | -0.093795 | 0 | 0
2 | 0.98645 | -0.094509 | 0.0017103 | 0.00042864
3 | 0.98678 | -0.092126 | 0 | 0
4 | 0.98515 | -0.10416 | 0 | 0
5 | 0.9856 | -0.10099 | 0.0013557 | 0.00033977
6 | 0.98473 | -0.10718 | 0.001164 | 0.00029173
7 | 0.98059 | -0.13603 | 0 | 0
8 | 0.98039 | -0.13743 | 0.0099295 | 0.0024886
9 | 0.98089 | -0.13386 | 0.0036086 | 0.00090441
10 | 0.98045 | -0.13701 | 0.0027675 | 0.00069359
11 | 0.98369 | -0.11398 | 0 | 0
12 | 0.98879 | -0.077994 | 0.0038787 | 0.00097209
13 | 0.98563 | -0.10079 | 0.0026473 | 0.00066348
14 | 0.98458 | -0.10823 | 0.0012105 | 0.00030339
15 | 0.98196 | -0.12627 | 0 | 0
16 | 0.98328 | -0.11689 | 0.004995 | 0.0012519
17 | 0.98896 | -0.076798 | 0.00091159 | 0.00022847
18 | 0.97035 | -0.21182 | 0.00017518 | 4.3905e-05
19 | 0.97036 | -0.21178 | 0 | 0
20 | 0.97035 | -0.21187 | 0 | 0
21 | 0.97037 | -0.21169 | 0.00025711 | 6.4438e-05
22 | 0.97031 | -0.21212 | 0.00022656 | 5.6781e-05
23 | 0.97053 | -0.21054 | 0.00064967 | 0.00016282
24 | 0.97059 | -0.21009 | 0 | 0
25 | 0.97104 | -0.20672 | 0.00038424 | 9.6301e-05
26 | 0.97138 | -0.20417 | 0.00073921 | 0.00018526
27 | 0.97049 | -0.21077 | 0.00035122 | 8.8025e-05
28 | 0.97243 | -0.19626 | 0.0032859 | 0.00082353
29 | 0.97177 | -0.20104 | 0.00076113 | 0.00019076
30 | 0.97178 | -0.20094 | 0 | 0
31 | 0.97176 | -0.2011 | 0 | 0
32 | 0.97195 | -0.19971 | 0.00070527 | 0.00017676
33 | 0.97233 | -0.197 | 0.00067215 | 0.00016846
34 | 0.9727 | -0.19427 | 0 | 0
35 | 0.97174 | -0.20122 | 0.00066477 | 0.00016661
36 | 0.97049 | -0.21082 | 0.00057237 | 0.00014345
37 | 0.97171 | -0.20145 | 0.00029026 | 7.2747e-05
38 | 0.97379 | -0.18628 | 0.0012653 | 0.00031712
39 | 0.97169 | -0.20157 | 0.00058458 | 0.00014651
40 | 0.97745 | -0.15972 | 0.0014558 | 0.00036486
41 | 0.98095 | -0.13439 | 0.0012472 | 0.00031258
42 | 0.98325 | -0.11771 | 0.002145 | 0.00053759
43 | 0.98325 | -0.11767 | 0.0010392 | 0.00026044
44 | 0.98331 | -0.11726 | 0.00022709 | 5.6915e-05
45 | 0.98347 | -0.11615 | 0.0014338 | 0.00035934
46 | 0.98368 | -0.11465 | 0.00033828 | 8.4782e-05
47 | 0.98174 | -0.12869 | 0.00068611 | 0.00017195
48 | 0.9835 | -0.11609 | 0.00059285 | 0.00014858
49 | 0.98429 | -0.11047 | 0.00031135 | 7.8032e-05
50 | 0.98492 | -0.10594 | 0 | 0
51 | 0.98477 | -0.10704 | 0.00065316 | 0.0001637
52 | 0.98539 | -0.10256 | 0 | 0
53 | 0.986 | -0.098241 | 0.00027192 | 6.815e-05
54 | 0.98538 | -0.10269 | 0.00036253 | 9.086e-05
55 | 0.98651 | -0.094627 | 0.0027816 | 0.00069713
56 | 0.98531 | -0.10315 | 0.00036903 | 9.2488e-05
57 | 0.98711 | -0.090332 | 0.0015711 | 0.00039376
58 | 0.98526 | -0.1035 | 0 | 0
59 | 0.98524 | -0.10362 | 0.0014383 | 0.00036047
60 | 0.98453 | -0.10856 | 0.00087432 | 0.00021913
61 | 0.98457 | -0.10834 | 0.0040976 | 0.001027
62 | 0.9847 | -0.1074 | 0 | 0
63 | 0.98582 | -0.099415 | 0 | 0
64 | 0.98393 | -0.11289 | 0.0034367 | 0.00086132
65 | 0.98646 | -0.094873 | 0.0021302 | 0.00053387
66 | 0.98558 | -0.10114 | 0.0048797 | 0.001223
67 | 0.98386 | -0.11335 | 0.0030887 | 0.00077411
68 | 0.98881 | -0.078254 | 0 | 0
69 | 0.98648 | -0.094716 | 0.003129 | 0.00078419
70 | 0.98368 | -0.11461 | 0.00060428 | 0.00015145
71 | 0.98753 | -0.087295 | 0.0021349 | 0.00053506
72 | 0.98965 | -0.07233 | 0 | 0
73 | 0.98867 | -0.079251 | 0.010182 | 0.0025518
74 | 0.9894 | -0.074072 | 0.0021399 | 0.0005363
75 | 0.99059 | -0.065726 | 0 | 0
76 | 0.98938 | -0.074239 | 0.0021599 | 0.00054132
77 | 0.98763 | -0.08657 | 0 | 0
78 | 0.99332 | -0.046544 | 0.0017336 | 0.00043449
79 | 0.99552 | -0.031126 | 0.004591 | 0.0011506
80 | 1 | 0 | -0.23369 | -0.058766
81 | 0.99986 | -0.00096075 | 0.0012015 | 0.00030112
82 | 0.99864 | -0.0093801 | 0.0030302 | 0.00075944
83 | 0.99969 | -0.0021549 | 0.0011539 | 0.00028919
84 | 0.99811 | -0.013066 | 0.0011015 | 0.00027607
85 | 0.98723 | -0.089432 | 0.0098616 | 0.0024715
86 | 0.99952 | -0.0033601 | 0.0035761 | 0.00089625
87 | 0.9961 | -0.027017 | 0 | 0
88 | 0.98643 | -0.095066 | 0.0013544 | 0.00033946
89 | 0.99947 | -0.0037275 | 0.0017522 | 0.00043914
90 | 0.99437 | -0.039008 | 0.001322 | 0.00033134
91 | 0.9958 | -0.029097 | 0.0033407 | 0.00083726
92 | 0.99604 | -0.027429 | 0.00084047 | 0.00021064
93 | 0.99559 | -0.030578 | 0.0015737 | 0.00039441
94 | 0.99547 | -0.0314 | 0.0014393 | 0.00036072
95 | 0.99569 | -0.02988 | 0.002005 | 0.0005025
96 | 0.99366 | -0.04393 | 0.0014118 | 0.00035384
97 | 0.99545 | -0.031561 | 0.0032249 | 0.00080825
98 | 0.99505 | -0.034378 | 0.0041511 | 0.0010404
99 | 0.99501 | -0.034684 | 0.0020819 | 0.00052177
100 | 0.99217 | -0.054358 | 0 | 0
101 | 0.99162 | -0.058189 | 0.002164 | 0.00054235
102 | 0.9896 | -0.07233 | 0.00091149 | 0.00022844
103 | 0.98941 | -0.07364 | 0.0028677 | 0.00071871
104 | 0.98573 | -0.10004 | 0.0017879 | 0.0004481
105 | 0.98576 | -0.099847 | 0 | 0
106 | 0.98433 | -0.11005 | 0.0035447 | 0.00088839
107 | 0.9844 | -0.10955 | 0.0020901 | 0.00052382
108 | 0.98583 | -0.099378 | 0.0032978 | 0.0008265
109 | 0.98072 | -0.13506 | 0.0026832 | 0.00067248
110 | 0.98304 | -0.11858 | 0.0047714 | 0.0011958
111 | 0.9795 | -0.14377 | 0 | 0
112 | 0.97878 | -0.14891 | 0.0016453 | 0.00041236
113 | 0.97948 | -0.14394 | 0.0018535 | 0.00046453
114 | 0.97861 | -0.15011 | 0 | 0
115 | 0.97858 | -0.15035 | 0.0051325 | 0.0012863
116 | 0.9786 | -0.15022 | 0.00088395 | 0.00022154
117 | 0.97831 | -0.15227 | 0.0016131 | 0.00040427
118 | 0.97838 | -0.15181 | 0.0015416 | 0.00038636
119 | 0.97769 | -0.15674 | 0.0084405 | 0.0021154
120 | 0.97806 | -0.15407 | 0.0070559 | 0.0017684
121 | 0.97801 | -0.15442 | 0.0010576 | 0.00026507
122 | 0.97724 | -0.15991 | 0.0033094 | 0.00082941
123 | 0.9772 | -0.1602 | 0.0015916 | 0.0003989
124 | 0.97719 | -0.16027 | 0.00083333 | 0.00020885
125 | 0.97196 | -0.19792 | 0.0044478 | 0.0011147
126 | 0.97331 | -0.18822 | 0 | 0
127 | 0.97379 | -0.18471 | 0.0068514 | 0.0017171
128 | 0.99998 | 149.9947 | 0 | 0

## res_line
| p_from_mw | q_from_mvar | p_to_mw | q_to_mvar | pl_mw | ql_mvar | i_from_ka | i_to_ka | i_ka | vm_from_pu | va_from_degree | vm_to_pu | va_to_degree | loading_percent
0 | -0.0067734 | -0.0016976 | 0.006776 | 0.0016981 | 2.6601e-06 | 5.0222e-07 | 0.01022 | 0.01022 | 0.01022 | 0.98615 | -0.096632 | 0.98655 | -0.093795 | 3.7853
1 | 0.0017105 | 0.00042819 | -0.0017103 | -0.00042864 | 1.6883e-07 | -4.541e-07 | 0.0025797 | 0.0025799 | 0.0025799 | 0.98655 | -0.093795 | 0.98645 | -0.094509 | 0.95553
2 | -0.0084865 | -0.0021263 | 0.0084884 | 0.0021268 | 1.9603e-06 | 5.0907e-07 | 0.0128 | 0.0128 | 0.0128 | 0.98655 | -0.093795 | 0.98678 | -0.092126 | 4.7407
3 | 0.075621 | 0.019022 | -0.075391 | -0.018934 | 0.00022975 | 8.8004e-05 | 0.11406 | 0.11406 | 0.11406 | 0.98678 | -0.092126 | 0.98369 | -0.11398 | 42.2436
4 | -0.08411 | -0.021149 | 0.084276 | 0.021212 | 0.00016597 | 6.2987e-05 | 0.12686 | 0.12686 | 0.12686 | 0.98678 | -0.092126 | 0.98879 | -0.077994 | 23.4921
5 | -0.0080149 | -0.0020084 | 0.0080184 | 0.0020092 | 3.5151e-06 | 8.6233e-07 | 0.012106 | 0.012106 | 0.012106 | 0.98515 | -0.10416 | 0.9856 | -0.10099 | 4.4837
6 | 0.0080149 | 0.0020084 | -0.0080116 | -0.0020075 | 3.3581e-06 | 8.2424e-07 | 0.012106 | 0.012106 | 0.012106 | 0.98515 | -0.10416 | 0.98473 | -0.10718 | 4.4837
7 | -0.0093741 | -0.002349 | 0.0093744 | 0.0023491 | 2.5587e-07 | 7.2321e-08 | 0.014153 | 0.014153 | 0.014153 | 0.9856 | -0.10099 | 0.98563 | -0.10079 | 5.2417
8 | 0.0068476 | 0.0017158 | -0.0068466 | -0.0017156 | 9.8986e-07 | 1.9225e-07 | 0.010347 | 0.010347 | 0.010347 | 0.98473 | -0.10718 | 0.98458 | -0.10823 | 3.8323
9 | 0.0099314 | 0.0024891 | -0.0099295 | -0.0024886 | 1.9316e-06 | 5.7102e-07 | 0.015071 | 0.015071 | 0.015071 | 0.98059 | -0.13603 | 0.98039 | -0.13743 | 5.5817
10 | -0.012699 | -0.0031824 | 0.012703 | 0.0031837 | 3.8085e-06 | 1.2574e-06 | 0.019271 | 0.019271 | 0.019271 | 0.98059 | -0.13603 | 0.98089 | -0.13386 | 7.1373
11 | 0.0027678 | 0.00069331 | -0.0027675 | -0.00069359 | 3.755e-07 | -2.8584e-07 | 0.0042 | 0.0042001 | 0.0042001 | 0.98059 | -0.13603 | 0.98045 | -0.13701 | 1.5556
12 | -0.016312 | -0.0040881 | 0.016329 | 0.0040941 | 1.7166e-05 | 6.0346e-06 | 0.024745 | 0.024745 | 0.024745 | 0.98089 | -0.13386 | 0.98196 | -0.12627 | 9.1647
13 | 0.06562 | 0.016486 | -0.065508 | -0.016443 | 0.00011197 | 4.2834e-05 | 0.099277 | 0.099277 | 0.099277 | 0.98369 | -0.11398 | 0.98196 | -0.12627 | 36.7692
14 | 0.0097714 | 0.0024488 | -0.0097674 | -0.0024477 | 3.9424e-06 | 1.1493e-06 | 0.014781 | 0.014781 | 0.014781 | 0.98369 | -0.11398 | 0.98328 | -0.11689 | 5.4745
15 | -0.088154 | -0.022184 | 0.088169 | 0.02219 | 1.4717e-05 | 5.5915e-06 | 0.13269 | 0.13269 | 0.13269 | 0.98879 | -0.077994 | 0.98896 | -0.076798 | 24.573
16 | -0.012022 | -0.0030125 | 0.012023 | 0.0030131 | 1.57e-06 | 5.0649e-07 | 0.018149 | 0.018149 | 0.018149 | 0.98563 | -0.10079 | 0.98576 | -0.099847 | 6.7219
17 | 0.005636 | 0.0014122 | -0.005635 | -0.0014121 | 1.0291e-06 | 1.0677e-07 | 0.0085178 | 0.0085179 | 0.0085179 | 0.98458 | -0.10823 | 0.9844 | -0.10955 | 3.1548
18 | 0.049179 | 0.012349 | -0.049119 | -0.012326 | 5.9996e-05 | 2.2857e-05 | 0.074532 | 0.074532 | 0.074532 | 0.98196 | -0.12627 | 0.98072 | -0.13506 | 27.6046
19 | 0.0047725 | 0.0011958 | -0.0047714 | -0.0011958 | 1.1138e-06 | -5.5656e-09 | 0.0072222 | 0.0072223 | 0.0072223 | 0.98328 | -0.11689 | 0.98304 | -0.11858 | 2.6749
20 | -0.089081 | -0.022418 | 0.08912 | 0.022433 | 3.9285e-05 | 1.493e-05 | 0.13407 | 0.13407 | 0.13407 | 0.98896 | -0.076798 | 0.98941 | -0.07364 | 24.827
21 | -0.00017518 | -4.3905e-05 | 0.00017518 | 4.3696e-05 | 7.6153e-10 | -2.0867e-07 | 0.00026864 | 0.00026856 | 0.00026864 | 0.97035 | -0.21182 | 0.97036 | -0.21178 | 0.099495
22 | 0.00022657 | 5.5127e-05 | -0.00022657 | -5.5568e-05 | 2.6893e-09 | -4.413e-07 | 0.00034685 | 0.000347 | 0.000347 | 0.97036 | -0.21178 | 0.97035 | -0.21187 | 0.12852
23 | -0.00040175 | -9.8823e-05 | 0.00040176 | 9.8572e-05 | 4.8269e-09 | -2.505e-07 | 0.0006154 | 0.00061531 | 0.0006154 | 0.97036 | -0.21178 | 0.97037 | -0.21169 | 0.22793
24 | 0.00022657 | 5.5568e-05 | -0.00022656 | -5.6781e-05 | 7.4032e-09 | -1.2127e-06 | 0.000347 | 0.00034744 | 0.00034744 | 0.97035 | -0.21187 | 0.97031 | -0.21212 | 0.12868
25 | -0.00065887 | -0.00016301 | 0.00065897 | 0.00016107 | 1.019e-07 | -1.9416e-06 | 0.0010096 | 0.0010089 | 0.0010096 | 0.97037 | -0.21169 | 0.97053 | -0.21054 | 0.37392
26 | -0.0013086 | -0.00032389 | 0.0013087 | 0.00032353 | 7.8742e-08 | -3.5768e-07 | 0.0020049 | 0.0020048 | 0.0020049 | 0.97053 | -0.21054 | 0.97059 | -0.21009 | 0.74257
27 | -0.0013087 | -0.00032353 | 0.0013093 | 0.00032085 | 5.8979e-07 | -2.6823e-06 | 0.0020048 | 0.0020038 | 0.0020048 | 0.97059 | -0.21009 | 0.97104 | -0.20672 | 0.74252
28 | -0.0016936 | -0.00041715 | 0.0016941 | 0.00041567 | 5.7673e-07 | -1.4802e-06 | 0.0025926 | 0.002592 | 0.0025926 | 0.97104 | -0.20672 | 0.97138 | -0.20417 | 0.96022
29 | 0.00092441 | 0.00022359 | -0.0009236 | -0.00023136 | 8.1547e-07 | -7.7631e-06 | 0.0014132 | 0.0014161 | 0.0014161 | 0.97138 | -0.20417 | 0.97049 | -0.21077 | 0.52447
30 | -0.0033578 | -0.00082453 | 0.0033613 | 0.00082323 | 3.524e-06 | -1.2967e-06 | 0.0051375 | 0.0051366 | 0.0051375 | 0.97138 | -0.20417 | 0.97243 | -0.19626 | 1.9028
31 | 0.00057237 | 0.00014333 | -0.00057237 | -0.00014345 | 4.6546e-09 | -1.1789e-07 | 0.00087755 | 0.0008776 | 0.0008776 | 0.97049 | -0.21077 | 0.97049 | -0.21082 | 0.32504
32 | -0.0066472 | -0.0016468 | 0.006649 | 0.0016471 | 1.7973e-06 | 3.4532e-07 | 0.010165 | 0.010165 | 0.010165 | 0.97243 | -0.19626 | 0.9727 | -0.19427 | 3.7647
33 | -0.00076113 | -0.00019076 | 0.00076114 | 0.00019061 | 1.0175e-08 | -1.4482e-07 | 0.0011655 | 0.0011654 | 0.0011655 | 0.97177 | -0.20104 | 0.97178 | -0.20094 | 0.43166
34 | 0.0015397 | 0.00038515 | -0.0015397 | -0.00038525 | 3.2746e-08 | -1.0439e-07 | 0.0023574 | 0.0023574 | 0.0023574 | 0.97178 | -0.20094 | 0.97176 | -0.2011 | 0.87312
35 | -0.0023009 | -0.00057576 | 0.0023012 | 0.00057529 | 3.914e-07 | -4.7579e-07 | 0.0035228 | 0.0035226 | 0.0035228 | 0.97178 | -0.20094 | 0.97195 | -0.19971 | 1.3047
36 | 0.0015397 | 0.00038525 | -0.0015397 | -0.00038534 | 2.6664e-08 | -8.4999e-08 | 0.0023574 | 0.0023575 | 0.0023575 | 0.97176 | -0.2011 | 0.97174 | -0.20122 | 0.87313
37 | -0.0030065 | -0.00075204 | 0.0030076 | 0.00075142 | 1.1242e-06 | -6.2226e-07 | 0.0046023 | 0.0046019 | 0.0046023 | 0.97195 | -0.19971 | 0.97233 | -0.197 | 1.7046
38 | -0.0036798 | -0.00091988 | 0.0036812 | 0.00091954 | 1.3827e-06 | -3.3547e-07 | 0.0056306 | 0.0056303 | 0.0056306 | 0.97233 | -0.197 | 0.9727 | -0.19427 | 2.0854
39 | -0.01033 | -0.0025666 | 0.010341 | 0.0025701 | 1.1233e-05 | 3.4236e-06 | 0.015795 | 0.015794 | 0.015795 | 0.9727 | -0.19427 | 0.97379 | -0.18628 | 5.8499
40 | 0.00087488 | 0.00021873 | -0.00087485 | -0.00021902 | 2.7046e-08 | -2.8881e-07 | 0.0013395 | 0.0013396 | 0.0013396 | 0.97174 | -0.20122 | 0.97171 | -0.20145 | 0.49615
41 | 0.00058459 | 0.00014627 | -0.00058458 | -0.00014651 | 9.7223e-09 | -2.3712e-07 | 0.00089512 | 0.00089521 | 0.00089521 | 0.97171 | -0.20145 | 0.97169 | -0.20157 | 0.33156
42 | -0.011607 | -0.0028872 | 0.011649 | 0.0029007 | 4.2183e-05 | 1.3538e-05 | 0.017728 | 0.017727 | 0.017728 | 0.97379 | -0.18628 | 0.97745 | -0.15972 | 6.5659
43 | -0.013105 | -0.0032656 | 0.01315 | 0.0032808 | 4.5568e-05 | 1.5216e-05 | 0.019943 | 0.019942 | 0.019943 | 0.97745 | -0.15972 | 0.98095 | -0.13439 | 7.3864
44 | -0.014397 | -0.0035934 | 0.014409 | 0.0035972 | 1.1259e-05 | 3.8522e-06 | 0.021834 | 0.021834 | 0.021834 | 0.98095 | -0.13439 | 0.98174 | -0.12869 | 8.0868
45 | -0.002145 | -0.00053759 | 0.002145 | 0.00053757 | 1.3164e-08 | -2.033e-08 | 0.0032462 | 0.0032462 | 0.0032462 | 0.98325 | -0.11771 | 0.98325 | -0.11767 | 1.2023
46 | -0.0031842 | -0.000798 | 0.0031843 | 0.00079791 | 1.8176e-07 | -8.9206e-08 | 0.0048188 | 0.0048187 | 0.0048188 | 0.98325 | -0.11767 | 0.98331 | -0.11726 | 1.7847
47 | -0.0034114 | -0.00085483 | 0.003412 | 0.00085463 | 5.2431e-07 | -1.9836e-07 | 0.0051624 | 0.0051622 | 0.0051624 | 0.98331 | -0.11726 | 0.98347 | -0.11615 | 1.912
48 | -0.0048458 | -0.001214 | 0.0048468 | 0.001214 | 1.0008e-06 | 6.2218e-09 | 0.0073316 | 0.0073315 | 0.0073316 | 0.98347 | -0.11615 | 0.98368 | -0.11465 | 2.7154
49 | -0.005185 | -0.0012988 | 0.0051851 | 0.0012988 | 2.9154e-08 | 1.5716e-09 | 0.0078432 | 0.0078432 | 0.0078432 | 0.98368 | -0.11465 | 0.98368 | -0.11461 | 2.9049
50 | -0.015095 | -0.0037692 | 0.015121 | 0.0037782 | 2.6192e-05 | 9.0575e-06 | 0.022874 | 0.022874 | 0.022874 | 0.98174 | -0.12869 | 0.9835 | -0.11609 | 8.4719
51 | -0.015714 | -0.0039268 | 0.015726 | 0.0039311 | 1.2161e-05 | 4.2392e-06 | 0.023771 | 0.023771 | 0.023771 | 0.9835 | -0.11609 | 0.98429 | -0.11047 | 8.804
52 | -0.016037 | -0.0040091 | 0.016045 | 0.0040118 | 7.5865e-06 | 2.6548e-06 | 0.024241 | 0.024241 | 0.024241 | 0.98429 | -0.11047 | 0.98477 | -0.10704 | 8.9782
53 | 0.016701 | 0.0041763 | -0.016698 | -0.0041755 | 2.5306e-06 | 8.9223e-07 | 0.025228 | 0.025228 | 0.025228 | 0.98492 | -0.10594 | 0.98477 | -0.10704 | 9.3437
54 | -0.016701 | -0.0041763 | 0.016708 | 0.0041791 | 7.7868e-06 | 2.7453e-06 | 0.025228 | 0.025228 | 0.025228 | 0.98492 | -0.10594 | 0.98539 | -0.10256 | 9.3437
55 | -0.018879 | -0.0047222 | 0.01889 | 0.0047262 | 1.124e-05 | 4.0404e-06 | 0.028505 | 0.028505 | 0.028505 | 0.98539 | -0.10256 | 0.986 | -0.098241 | 10.5573
56 | 0.0021701 | 0.00054311 | -0.0021701 | -0.00054318 | 4.0351e-08 | -6.12e-08 | 0.0032767 | 0.0032768 | 0.0032768 | 0.98539 | -0.10256 | 0.98538 | -0.10269 | 1.2136
57 | -0.019162 | -0.0047944 | 0.019171 | 0.0047978 | 9.5612e-06 | 3.4435e-06 | 0.028915 | 0.028915 | 0.028915 | 0.986 | -0.098241 | 0.98651 | -0.094627 | 10.7092
58 | 0.0018075 | 0.00045232 | -0.0018074 | -0.00045258 | 1.1406e-07 | -2.6867e-07 | 0.0027293 | 0.0027294 | 0.0027294 | 0.98538 | -0.10269 | 0.98531 | -0.10315 | 1.0109
59 | -0.021953 | -0.005495 | 0.021966 | 0.0054997 | 1.3028e-05 | 4.7673e-06 | 0.033111 | 0.03311 | 0.033111 | 0.98651 | -0.094627 | 0.98711 | -0.090332 | 12.2632
60 | 0.0014384 | 0.0003601 | -0.0014383 | -0.00036038 | 7.0895e-08 | -2.7941e-07 | 0.0021721 | 0.0021722 | 0.0021722 | 0.98531 | -0.10315 | 0.98526 | -0.1035 | 0.80452
61 | -0.023537 | -0.0058935 | 0.023576 | 0.005908 | 3.9346e-05 | 1.4492e-05 | 0.035479 | 0.035479 | 0.035479 | 0.98711 | -0.090332 | 0.98881 | -0.078254 | 13.1403
62 | 0.0014383 | 0.00036038 | -0.0014383 | -0.00036047 | 2.3836e-08 | -9.3929e-08 | 0.0021722 | 0.0021722 | 0.0021722 | 0.98526 | -0.1035 | 0.98524 | -0.10362 | 0.80454
63 | -0.00087432 | -0.00021913 | 0.00087435 | 0.00021882 | 2.7049e-08 | -3.0531e-07 | 0.0013214 | 0.0013213 | 0.0013214 | 0.98453 | -0.10856 | 0.98457 | -0.10834 | 0.48942
64 | -0.004972 | -0.0012458 | 0.0049726 | 0.0012458 | 6.431e-07 | 1.5189e-08 | 0.0075143 | 0.0075142 | 0.0075143 | 0.98457 | -0.10834 | 0.9847 | -0.1074 | 2.7831
65 | -0.017298 | -0.0043348 | 0.017317 | 0.0043416 | 1.9143e-05 | 6.7911e-06 | 0.02614 | 0.02614 | 0.02614 | 0.9847 | -0.1074 | 0.98582 | -0.099415 | 9.6815
66 | 0.012326 | 0.003089 | -0.012316 | -0.0030859 | 9.3548e-06 | 3.0487e-06 | 0.018626 | 0.018626 | 0.018626 | 0.9847 | -0.1074 | 0.98393 | -0.11289 | 6.8985
67 | -0.022198 | -0.0055645 | 0.022212 | 0.0055697 | 1.3974e-05 | 5.12e-06 | 0.033507 | 0.033507 | 0.033507 | 0.98582 | -0.099415 | 0.98646 | -0.094873 | 12.41
68 | 0.0048809 | 0.001223 | -0.0048797 | -0.001223 | 1.1631e-06 | 9.603e-09 | 0.0073672 | 0.0073673 | 0.0073673 | 0.98582 | -0.099415 | 0.98558 | -0.10114 | 2.7286
69 | 0.0088797 | 0.0022246 | -0.0088791 | -0.0022244 | 5.5995e-07 | 1.5217e-07 | 0.013429 | 0.013429 | 0.013429 | 0.98393 | -0.11289 | 0.98386 | -0.11335 | 4.9736
70 | -0.024343 | -0.0061035 | 0.024343 | 0.0061037 | 5.2634e-07 | 1.9445e-07 | 0.03672 | 0.03672 | 0.03672 | 0.98646 | -0.094873 | 0.98648 | -0.094716 | 13.6001
71 | 0.0057904 | 0.0014503 | -0.0057894 | -0.0014502 | 1.0143e-06 | 1.2099e-07 | 0.0087572 | 0.0087573 | 0.0087573 | 0.98386 | -0.11335 | 0.98368 | -0.11461 | 3.2434
72 | -0.033759 | -0.0084602 | 0.033787 | 0.0084706 | 2.7705e-05 | 1.0435e-05 | 0.050803 | 0.050803 | 0.050803 | 0.98881 | -0.078254 | 0.98965 | -0.07233 | 18.8158
73 | 0.010183 | 0.0025522 | -0.010182 | -0.0025518 | 1.4062e-06 | 4.1778e-07 | 0.015324 | 0.015324 | 0.015324 | 0.98881 | -0.078254 | 0.98867 | -0.079251 | 5.6756
74 | -0.027472 | -0.0068879 | 0.0275 | 0.0068984 | 2.8276e-05 | 1.0538e-05 | 0.04144 | 0.04144 | 0.04144 | 0.98648 | -0.094716 | 0.98753 | -0.087295 | 15.3481
75 | -0.029635 | -0.0074335 | 0.029638 | 0.0074346 | 2.9797e-06 | 1.1154e-06 | 0.044657 | 0.044657 | 0.044657 | 0.98753 | -0.087295 | 0.98763 | -0.08657 | 16.5395
76 | 0.0043008 | 0.0010774 | -0.0042998 | -0.0010775 | 1.0367e-06 | -1.1164e-07 | 0.0064665 | 0.0064667 | 0.0064667 | 0.98965 | -0.07233 | 0.9894 | -0.074072 | 2.3951
77 | -0.038088 | -0.009548 | 0.038123 | 0.0095612 | 3.4867e-05 | 1.3191e-05 | 0.057269 | 0.057269 | 0.057269 | 0.98965 | -0.07233 | 0.99059 | -0.065726 | 21.2108
78 | 0.0021599 | 0.00054124 | -0.0021599 | -0.00054132 | 4.9963e-08 | -7.823e-08 | 0.0032484 | 0.0032484 | 0.0032484 | 0.9894 | -0.074072 | 0.98938 | -0.074239 | 1.2031
79 | 0.058168 | 0.014611 | -0.058 | -0.014546 | 0.0001681 | 6.4199e-05 | 0.087389 | 0.087389 | 0.087389 | 0.99059 | -0.065726 | 0.98763 | -0.08657 | 32.3664
80 | -0.096291 | -0.024172 | 0.096548 | 0.024271 | 0.00025724 | 9.8684e-05 | 0.14466 | 0.14466 | 0.14466 | 0.99059 | -0.065726 | 0.99332 | -0.046544 | 53.5771
81 | 0.028362 | 0.0071118 | -0.028351 | -0.0071076 | 1.1243e-05 | 4.1979e-06 | 0.042733 | 0.042733 | 0.042733 | 0.98763 | -0.08657 | 0.98723 | -0.089432 | 15.8269
82 | -0.098282 | -0.024705 | 0.098493 | 0.024786 | 0.00021149 | 8.1138e-05 | 0.14726 | 0.14726 | 0.14726 | 0.99332 | -0.046544 | 0.99552 | -0.031126 | 54.5389
83 | -0.10308 | -0.025937 | 0.10353 | 0.026109 | 0.0004497 | 0.00017256 | 0.15412 | 0.15412 | 0.15412 | 0.99552 | -0.031126 | 1 | 0 | 57.0805
84 | 0.0076868 | 0.0019259 | -0.0076857 | -0.0019257 | 1.0217e-06 | 2.2879e-07 | 0.011438 | 0.011438 | 0.011438 | 1 | 0 | 0.99986 | -0.00096075 | 4.2362
85 | 0.12167 | 0.03073 | -0.12151 | -0.030669 | 0.00016026 | 6.1226e-05 | 0.18113 | 0.18113 | 0.18113 | 1 | 0 | 0.99864 | -0.0093801 | 33.5432
86 | 0.0064842 | 0.0016246 | -0.0064832 | -0.0016244 | 1.0712e-06 | 1.7026e-07 | 0.0096498 | 0.0096499 | 0.0096499 | 0.99986 | -0.00096075 | 0.99969 | -0.0021549 | 3.574
87 | 0.11848 | 0.02991 | -0.11842 | -0.029886 | 6.1307e-05 | 2.3415e-05 | 0.17662 | 0.17662 | 0.17662 | 0.99864 | -0.0093801 | 0.99811 | -0.013066 | 32.7071
88 | 0.0053293 | 0.0013352 | -0.0053284 | -0.0013352 | 8.8857e-07 | 4.5092e-08 | 0.0079323 | 0.0079324 | 0.0079324 | 0.99969 | -0.0021549 | 0.99952 | -0.0033601 | 2.9379
89 | 0.11732 | 0.02961 | -0.11709 | -0.029523 | 0.00022934 | 8.7581e-05 | 0.17498 | 0.17498 | 0.17498 | 0.99811 | -0.013066 | 0.9961 | -0.027017 | 32.403
90 | 0.018489 | 0.0046361 | -0.018475 | -0.0046309 | 1.4426e-05 | 5.1683e-06 | 0.027869 | 0.027869 | 0.027869 | 0.98723 | -0.089432 | 0.98643 | -0.095066 | 10.3218
91 | 0.0017523 | 0.0004389 | -0.0017522 | -0.00043914 | 8.9081e-08 | -2.4068e-07 | 0.0026086 | 0.0026087 | 0.0026087 | 0.99952 | -0.0033601 | 0.99947 | -0.0037275 | 0.96618
92 | 0.09842 | 0.024845 | -0.098255 | -0.024782 | 0.00016549 | 6.3014e-05 | 0.14709 | 0.14709 | 0.14709 | 0.9961 | -0.027017 | 0.99437 | -0.039008 | 27.2386
93 | 0.012808 | 0.0032099 | -0.012804 | -0.0032087 | 3.6877e-06 | 1.2083e-06 | 0.019133 | 0.019133 | 0.019133 | 0.9961 | -0.027017 | 0.9958 | -0.029097 | 7.0864
94 | 0.005861 | 0.0014675 | -0.0058606 | -0.0014674 | 3.3437e-07 | 3.7607e-08 | 0.0087549 | 0.0087549 | 0.0087549 | 0.9961 | -0.027017 | 0.99604 | -0.027429 | 3.2426
95 | 0.01712 | 0.0042915 | -0.01711 | -0.0042878 | 1.0217e-05 | 3.6166e-06 | 0.025826 | 0.025826 | 0.025826 | 0.98643 | -0.095066 | 0.98583 | -0.099378 | 9.5651
96 | 0.096933 | 0.024451 | -0.096866 | -0.024425 | 6.6864e-05 | 2.5453e-05 | 0.14511 | 0.14511 | 0.14511 | 0.99437 | -0.039008 | 0.99366 | -0.04393 | 26.8722
97 | 0.0094636 | 0.0023715 | -0.0094604 | -0.0023706 | 3.2267e-06 | 9.0477e-07 | 0.014141 | 0.014141 | 0.014141 | 0.9958 | -0.029097 | 0.99545 | -0.031561 | 5.2376
98 | 0.0050202 | 0.0012568 | -0.0050185 | -0.0012568 | 1.6999e-06 | 2.3588e-08 | 0.0074993 | 0.0074995 | 0.0074995 | 0.99604 | -0.027429 | 0.99569 | -0.02988 | 2.7776
99 | 0.0014394 | 0.00036004 | -0.0014393 | -0.00036072 | 1.6336e-07 | -6.727e-07 | 0.0021511 | 0.0021514 | 0.0021514 | 0.99559 | -0.030578 | 0.99547 | -0.0314 | 0.79681
100 | -0.0030132 | -0.00075446 | 0.0030135 | 0.00075427 | 2.905e-07 | -1.8683e-07 | 0.0045032 | 0.0045031 | 0.0045032 | 0.99559 | -0.030578 | 0.99569 | -0.02988 | 1.6679
101 | 0.095454 | 0.024071 | -0.095315 | -0.024018 | 0.00013931 | 5.3017e-05 | 0.143 | 0.143 | 0.143 | 0.99366 | -0.04393 | 0.99217 | -0.054358 | 26.4807
102 | 0.0062355 | 0.0015623 | -0.006233 | -0.001562 | 2.4306e-06 | 3.5222e-07 | 0.0093207 | 0.0093209 | 0.0093209 | 0.99545 | -0.031561 | 0.99505 | -0.034378 | 3.4522
103 | 0.002082 | 0.00052161 | -0.0020819 | -0.00052177 | 8.7992e-08 | -1.5512e-07 | 0.0031133 | 0.0031134 | 0.0031134 | 0.99505 | -0.034378 | 0.99501 | -0.034684 | 1.1531
104 | 0.095315 | 0.024018 | -0.095264 | -0.023999 | 5.1075e-05 | 1.9437e-05 | 0.143 | 0.143 | 0.143 | 0.99217 | -0.054358 | 0.99162 | -0.058189 | 26.4808
105 | 0.0931 | 0.023457 | -0.092916 | -0.023387 | 0.00018382 | 6.9924e-05 | 0.13975 | 0.13975 | 0.13975 | 0.99162 | -0.058189 | 0.9896 | -0.07233 | 25.8795
106 | 0.092004 | 0.023158 | -0.091988 | -0.023152 | 1.6838e-05 | 6.4037e-06 | 0.13838 | 0.13838 | 0.13838 | 0.9896 | -0.07233 | 0.98941 | -0.07364 | 25.6257
107 | -0.0017879 | -0.0004481 | 0.001788 | 0.00044798 | 4.7661e-08 | -1.1534e-07 | 0.002699 | 0.0026989 | 0.002699 | 0.98573 | -0.10004 | 0.98576 | -0.099847 | 0.99962
108 | -0.013811 | -0.003461 | 0.013812 | 0.0034613 | 8.9626e-07 | 3.0259e-07 | 0.020848 | 0.020848 | 0.020848 | 0.98576 | -0.099847 | 0.98583 | -0.099378 | 7.7215
109 | -0.0035447 | -0.00088839 | 0.0035449 | 0.00088831 | 2.4622e-07 | -7.9989e-08 | 0.0053586 | 0.0053585 | 0.0053586 | 0.98433 | -0.11005 | 0.9844 | -0.10955 | 1.9847
110 | 0.046436 | 0.011653 | -0.04638 | -0.011632 | 5.6059e-05 | 2.1333e-05 | 0.070461 | 0.070461 | 0.070461 | 0.98072 | -0.13506 | 0.9795 | -0.14377 | 26.0968
111 | 0.026505 | 0.0066484 | -0.026486 | -0.0066414 | 1.8906e-05 | 7.0367e-06 | 0.040267 | 0.040267 | 0.040267 | 0.9795 | -0.14377 | 0.97878 | -0.14891 | 14.9139
112 | 0.0018535 | 0.00046443 | -0.0018535 | -0.00046453 | 4.539e-08 | -9.8015e-08 | 0.0028158 | 0.0028158 | 0.0028158 | 0.9795 | -0.14377 | 0.97948 | -0.14394 | 1.0429
113 | 0.018021 | 0.0045191 | -0.018006 | -0.0045134 | 1.5843e-05 | 5.6675e-06 | 0.027378 | 0.027378 | 0.027378 | 0.9795 | -0.14377 | 0.97861 | -0.15011 | 10.1401
114 | 0.024841 | 0.006229 | -0.024836 | -0.0062272 | 4.9296e-06 | 1.8264e-06 | 0.037766 | 0.037766 | 0.037766 | 0.97878 | -0.14891 | 0.97858 | -0.15035 | 13.9875
115 | 0.00088396 | 0.0002214 | -0.00088395 | -0.00022154 | 1.2917e-08 | -1.3899e-07 | 0.001344 | 0.0013441 | 0.0013441 | 0.97861 | -0.15011 | 0.9786 | -0.15022 | 0.49781
116 | 0.017122 | 0.004292 | -0.017116 | -0.0042902 | 5.1095e-06 | 1.8135e-06 | 0.026034 | 0.026034 | 0.026034 | 0.97861 | -0.15011 | 0.97831 | -0.15227 | 9.6423
117 | 0.019703 | 0.0049409 | -0.019699 | -0.0049394 | 4.0086e-06 | 1.4519e-06 | 0.029962 | 0.029962 | 0.029962 | 0.97858 | -0.15035 | 0.97838 | -0.15181 | 11.0969
118 | 0.015503 | 0.0038859 | -0.0155 | -0.0038846 | 3.8657e-06 | 1.347e-06 | 0.023581 | 0.023581 | 0.023581 | 0.97831 | -0.15227 | 0.97806 | -0.15407 | 8.7337
119 | 0.018158 | 0.0045531 | -0.018151 | -0.0045507 | 6.5614e-06 | 2.3506e-06 | 0.027617 | 0.027617 | 0.027617 | 0.97838 | -0.15181 | 0.97801 | -0.15442 | 10.2286
120 | -0.0084405 | -0.0021154 | 0.0084436 | 0.0021162 | 3.1253e-06 | 8.213e-07 | 0.012846 | 0.012846 | 0.012846 | 0.97769 | -0.15674 | 0.97806 | -0.15407 | 4.7579
121 | 0.017094 | 0.0042856 | -0.017081 | -0.004281 | 1.2993e-05 | 4.6113e-06 | 0.026008 | 0.026008 | 0.026008 | 0.97801 | -0.15442 | 0.97724 | -0.15991 | 9.6327
122 | 0.013771 | 0.0034516 | -0.013771 | -0.0034514 | 5.5076e-07 | 1.8668e-07 | 0.020969 | 0.020969 | 0.020969 | 0.97724 | -0.15991 | 0.9772 | -0.1602 | 7.7663
123 | 0.012179 | 0.0030525 | -0.012179 | -0.0030525 | 1.211e-07 | 3.9507e-08 | 0.018546 | 0.018546 | 0.018546 | 0.9772 | -0.1602 | 0.97719 | -0.16027 | 6.8687
124 | 0.011346 | 0.0028436 | -0.011307 | -0.0028315 | 3.8295e-05 | 1.2162e-05 | 0.017277 | 0.017277 | 0.017277 | 0.97719 | -0.16027 | 0.97379 | -0.18471 | 6.3991
125 | -0.0044478 | -0.0011147 | 0.0044538 | 0.0011145 | 5.9688e-06 | -2.6499e-07 | 0.0068094 | 0.0068085 | 0.0068094 | 0.97196 | -0.19792 | 0.97331 | -0.18822 | 2.522
126 | -0.0044538 | -0.0011145 | 0.0044559 | 0.0011144 | 2.151e-06 | -9.7405e-08 | 0.0068085 | 0.0068081 | 0.0068085 | 0.97331 | -0.18822 | 0.97379 | -0.18471 | 2.5216

## res_trafo
| p_hv_mw | q_hv_mvar | p_lv_mw | q_lv_mvar | pl_mw | ql_mvar | i_hv_ka | i_lv_ka | vm_hv_pu | va_hv_degree | vm_lv_pu | va_lv_degree | loading_percent
0 | 2.5187e-16 | 8.8016e-16 | 0.00079998 | 7.4552e-08 | 0.00079998 | 7.4552e-08 | 2.6429e-17 | 0.0011547 | 0.99998 | 149.9947 | 1 | 0 | 0.31999

## res_ext_grid
| p_mw | q_mvar
0 | 0.23369 | 0.058766

## res_load
| p_mw | q_mvar
0 | 0.0067734 | 0.0016976
1 | 0.0017103 | 0.00042864
2 | 0.0013557 | 0.00033977
3 | 0.001164 | 0.00029173
4 | 0.0099295 | 0.0024886
5 | 0.0036086 | 0.00090441
6 | 0.0027675 | 0.00069359
7 | 0.0038787 | 0.00097209
8 | 0.0026473 | 0.00066348
9 | 0.0012105 | 0.00030339
10 | 0.004995 | 0.0012519
11 | 0.00091159 | 0.00022847
12 | 0.00017518 | 4.3905e-05
13 | 0.00025711 | 6.4438e-05
14 | 0.00022656 | 5.6781e-05
15 | 0.00064967 | 0.00016282
16 | 0.00038424 | 9.6301e-05
17 | 0.00073921 | 0.00018526
18 | 0.00035122 | 8.8025e-05
19 | 0.0032859 | 0.00082353
20 | 0.00076113 | 0.00019076
21 | 0.00070527 | 0.00017676
22 | 0.00067215 | 0.00016846
23 | 0.00066477 | 0.00016661
24 | 0.00057237 | 0.00014345
25 | 0.00029026 | 7.2747e-05
26 | 0.0012653 | 0.00031712
27 | 0.00058458 | 0.00014651
28 | 0.0014558 | 0.00036486
29 | 0.0012472 | 0.00031258
30 | 0.002145 | 0.00053759
31 | 0.0010392 | 0.00026044
32 | 0.00022709 | 5.6915e-05
33 | 0.0014338 | 0.00035934
34 | 0.00033828 | 8.4782e-05
35 | 0.00068611 | 0.00017195
36 | 0.00059285 | 0.00014858
37 | 0.00031135 | 7.8032e-05
38 | 0.00065316 | 0.0001637
39 | 0.00027192 | 6.815e-05
40 | 0.00036253 | 9.086e-05
41 | 0.0027816 | 0.00069713
42 | 0.00036903 | 9.2488e-05
43 | 0.0015711 | 0.00039376
44 | 0.0014383 | 0.00036047
45 | 0.00087432 | 0.00021913
46 | 0.0040976 | 0.001027
47 | 0.0034367 | 0.00086132
48 | 0.0021302 | 0.00053387
49 | 0.0048797 | 0.001223
50 | 0.0030887 | 0.00077411
51 | 0.003129 | 0.00078419
52 | 0.00060428 | 0.00015145
53 | 0.0021349 | 0.00053506
54 | 0.010182 | 0.0025518
55 | 0.0021399 | 0.0005363
56 | 0.0021599 | 0.00054132
57 | 0.0017336 | 0.00043449
58 | 0.004591 | 0.0011506
59 | 0.0012015 | 0.00030112
60 | 0.0030302 | 0.00075944
61 | 0.0011539 | 0.00028919
62 | 0.0011015 | 0.00027607
63 | 0.0098616 | 0.0024715
64 | 0.0035761 | 0.00089625
65 | 0.0013544 | 0.00033946
66 | 0.0017522 | 0.00043914
67 | 0.001322 | 0.00033134
68 | 0.0033407 | 0.00083726
69 | 0.00084047 | 0.00021064
70 | 0.0015737 | 0.00039441
71 | 0.0014393 | 0.00036072
72 | 0.002005 | 0.0005025
73 | 0.0014118 | 0.00035384
74 | 0.0032249 | 0.00080825
75 | 0.0041511 | 0.0010404
76 | 0.0020819 | 0.00052177
77 | 0.002164 | 0.00054235
78 | 0.00091149 | 0.00022844
79 | 0.0028677 | 0.00071871
80 | 0.0017879 | 0.0004481
81 | 0.0035447 | 0.00088839
82 | 0.0020901 | 0.00052382
83 | 0.0032978 | 0.0008265
84 | 0.0026832 | 0.00067248
85 | 0.0047714 | 0.0011958
86 | 0.0016453 | 0.00041236
87 | 0.0018535 | 0.00046453
88 | 0.0051325 | 0.0012863
89 | 0.00088395 | 0.00022154
90 | 0.0016131 | 0.00040427
91 | 0.0015416 | 0.00038636
92 | 0.0084405 | 0.0021154
93 | 0.0070559 | 0.0017684
94 | 0.0010576 | 0.00026507
95 | 0.0033094 | 0.00082941
96 | 0.0015916 | 0.0003989
97 | 0.00083333 | 0.00020885
98 | 0.0044478 | 0.0011147
99 | 0.0068514 | 0.0017171

## dtypes
| element | column | dtype
0 | bus | name | object
1 | bus | vn_kv | float64
2 | bus | type | object
3 | bus | zone | object
4 | bus | in_service | bool
5 | load | name | object
6 | load | bus | uint32
7 | load | p_mw | float64
8 | load | q_mvar | float64
9 | load | const_z_percent | float64
10 | load | const_i_percent | float64
11 | load | sn_mva | float64
12 | load | scaling | float64
13 | load | in_service | bool
14 | load | type | object
15 | ext_grid | name | object
16 | ext_grid | bus | uint32
17 | ext_grid | vm_pu | float64
18 | ext_grid | va_degree | float64
19 | ext_grid | slack_weight | float64
20 | ext_grid | in_service | bool
21 | line | name | object
22 | line | std_type | object
23 | line | from_bus | uint32
24 | line | to_bus | uint32
25 | line | length_km | float64
26 | line | r_ohm_per_km | float64
27 | line | x_ohm_per_km | float64
28 | line | c_nf_per_km | float64
29 | line | g_us_per_km | float64
30 | line | max_i_ka | float64
31 | line | df | float64
32 | line | parallel | uint32
33 | line | type | object
34 | line | in_service | bool
35 | trafo | name | object
36 | trafo | std_type | object
37 | trafo | hv_bus | uint32
38 | trafo | lv_bus | uint32
39 | trafo | sn_mva | float64
40 | trafo | vn_hv_kv | float64
41 | trafo | vn_lv_kv | float64
42 | trafo | vk_percent | float64
43 | trafo | vkr_percent | float64
44 | trafo | pfe_kw | float64
45 | trafo | i0_percent | float64
46 | trafo | shift_degree | float64
47 | trafo | tap_side | object
48 | trafo | tap_neutral | int32
49 | trafo | tap_min | int32
50 | trafo | tap_max | int32
51 | trafo | tap_step_percent | float64
52 | trafo | tap_step_degree | float64
53 | trafo | tap_pos | int32
54 | trafo | tap_phase_shifter | bool
55 | trafo | parallel | uint32
56 | trafo | df | float64
57 | trafo | in_service | bool
58 | line_geodata | coords | object
59 | bus_geodata | x | float64
60 | bus_geodata | y | float64
61 | bus_geodata | coords | object
62 | res_bus | vm_pu | float64
63 | res_bus | va_degree | float64
64 | res_bus | p_mw | float64
65 | res_bus | q_mvar | float64
66 | res_line | p_from_mw | float64
67 | res_line | q_from_mvar | float64
68 | res_line | p_to_mw | float64
69 | res_line | q_to_mvar | float64
70 | res_line | pl_mw | float64
71 | res_line | ql_mvar | float64
72 | res_line | i_from_ka | float64
73 | res_line | i_to_ka | float64
74 | res_line | i_ka | float64
75 | res_line | vm_from_pu | float64
76 | res_line | va_from_degree | float64
77 | res_line | vm_to_pu | float64
78 | res_line | va_to_degree | float64
79 | res_line | loading_percent | float64
80 | res_trafo | p_hv_mw | float64
81 | res_trafo | q_hv_mvar | float64
82 | res_trafo | p_lv_mw | float64
83 | res_trafo | q_lv_mvar | float64
84 | res_trafo | pl_mw | float64
85 | res_trafo | ql_mvar | float64
86 | res_trafo | i_hv_ka | float64
87 | res_trafo | i_lv_ka | float64
88 | res_trafo | vm_hv_pu | float64
89 | res_trafo | va_hv_degree | float64
90 | res_trafo | vm_lv_pu | float64
91 | res_trafo | va_lv_degree | float64
92 | res_trafo | loading_percent | float64
93 | res_ext_grid | p_mw | float64
94 | res_ext_grid | q_mvar | float64
95 | res_load | p_mw | float64
96 | res_load | q_mvar | float64

## parameters
| version | format_version | converged | OPF_converged | name | f_hz | sn_mva
0 | 2.14.6 | 2.14.0 | TRUE | FALSE |  | 50 | 1