## bus
| name | vn_kv | type | zone | in_service
0 | bus_LV_1404-27_0_4_node_0 | 0.4 | n |  | TRUE
1 | bus_LV_1404-27_0_4_node_1 | 0.4 | n |  | TRUE
2 | bus_LV_1404-27_0_4_node_2 | 0.4 | n |  | TRUE
3 | bus_LV_1404-27_0_4_node_3 | 0.4 | n |  | TRUE
4 | bus_LV_1404-27_0_4_node_7 | 0.4 | n |  | TRUE
5 | bus_LV_1404-27_0_4_node_8 | 0.4 | n |  | TRUE
6 | bus_LV_1404-27_0_4_node_4 | 0.4 | n |  | TRUE
7 | bus_LV_1404-27_0_4_node_107 | 0.4 | n |  | TRUE
8 | bus_LV_1404-27_0_4_node_104 | 0.4 | n |  | TRUE
9 | bus_LV_1404-27_0_4_node_5 | 0.4 | n |  | TRUE
10 | bus_LV_1404-27_0_4_node_71 | 0.4 | n |  | TRUE
11 | bus_LV_1404-27_0_4_node_106 | 0.4 | n |  | TRUE
12 | bus_LV_1404-27_0_4_node_6 | 0.4 | n |  | TRUE
13 | bus_LV_1404-27_0_4_node_68 | 0.4 | n |  | TRUE
14 | bus_LV_1404-27_0_4_node_69 | 0.4 | n |  | TRUE
15 | bus_LV_1404-27_0_4_node_65 | 0.4 | n |  | TRUE
16 | bus_LV_1404-27_0_4_node_9 | 0.4 | n |  | TRUE
17 | bus_LV_1404-27_0_4_node_23 | 0.4 | n |  | TRUE
18 | bus_LV_1404-27_0_4_node_108 | 0.4 | n |  | TRUE
19 | bus_LV_1404-27_0_4_node_103 | 0.4 | n |  | TRUE
20 | bus_LV_1404-27_0_4_node_70 | 0.4 | n |  | TRUE
21 | bus_LV_1404-27_0_4_node_102 | 0.4 | n |  | TRUE
22 | bus_LV_1404-27_0_4_node_105 | 0.4 | n |  | TRUE
23 | bus_LV_1404-27_0_4_node_16 | 0.4 | n |  | TRUE
24 | bus_LV_1404-27_0_4_node_63 | 0.4 | n |  | TRUE
25 | bus_LV_1404-27_0_4_node_21 | 0.4 | n |  | TRUE
26 | bus_LV_1404-27_0_4_node_10 | 0.4 | n |  | TRUE
27 | bus_LV_1404-27_0_4_node_11 | 0.4 | n |  | TRUE
28 | bus_LV_1404-27_0_4_node_12 | 0.4 | n |  | TRUE
29 | bus_LV_1404-27_0_4_node_13 | 0.4 | n |  | TRUE
30 | bus_LV_1404-27_0_4_node_14 | 0.4 | n |  | TRUE
31 | bus_LV_1404-27_0_4_node_15 | 0.4 | n |  | TRUE
32 | bus_LV_1404-27_0_4_node_17 | 0.4 | n |  | TRUE
33 | bus_LV_1404-27_0_4_node_18 | 0.4 | n |  | TRUE
34 | bus_LV_1404-27_0_4_node_20 | 0.4 | n |  | TRUE
35 | bus_LV_1404-27_0_4_node_19 | 0.4 | n |  | TRUE
36 | bus_LV_1404-27_0_4_node_26 | 0.4 | n |  | TRUE
37 | bus_LV_1404-27_0_4_node_25 | 0.4 | n |  | TRUE
38 | bus_LV_1404-27_0_4_node_24 | 0.4 | n |  | TRUE
39 | bus_LV_1404-27_0_4_node_22 | 0.4 | n |  | TRUE
40 | bus_LV_1404-27_0_4_node_28 | 0.4 | n |  | TRUE
41 | bus_LV_1404-27_0_4_node_27 | 0.4 | n |  | TRUE
42 | bus_LV_1404-27_0_4_node_29 | 0.4 | n |  | TRUE
43 | bus_LV_1404-27_0_4_node_59 | 0.4 | n |  | TRUE
44 | bus_LV_1404-27_0_4_node_55 | 0.4 | n |  | TRUE
45 | bus_LV_1404-27_0_4_node_58 | 0.4 | n |  | TRUE
46 | bus_LV_1404-27_0_4_node_57 | 0.4 | n |  | TRUE
47 | bus_LV_1404-27_0_4_node_53 | 0.4 | n |  | TRUE
48 | bus_LV_1404-27_0_4_node_30 | 0.4 | n |  | TRUE
49 | bus_LV_1404-27_0_4_node_31 | 0.4 | n |  | TRUE
50 | bus_LV_1404-27_0_4_node_32 | 0.4 | n |  | TRUE
51 | bus_LV_1404-27_0_4_node_33 | 0.4 | n |  | TRUE
52 | bus_LV_1404-27_0_4_node_34 | 0.4 | n |  | TRUE
53 | bus_LV_1404-27_0_4_node_35 | 0.4 | n |  | TRUE
54 | bus_LV_1404-27_0_4_node_36 | 0.4 | n |  | TRUE
55 | bus_LV_1404-27_0_4_node_37 | 0.4 | n |  | TRUE
56 | bus_LV_1404-27_0_4_node_62 | 0.4 | n |  | TRUE
57 | bus_LV_1404-27_0_4_node_60 | 0.4 | n |  | TRUE
58 | bus_LV_1404-27_0_4_node_38 | 0.4 | n |  | TRUE
59 | bus_LV_1404-27_0_4_node_64 | 0.4 | n |  | TRUE
60 | bus_LV_1404-27_0_4_node_61 | 0.4 | n |  | TRUE
61 | bus_LV_1404-27_0_4_node_39 | 0.4 | n |  | TRUE
62 | bus_LV_1404-27_0_4_node_46 | 0.4 | n |  | TRUE
63 | bus_LV_1404-27_0_4_node_51 | 0.4 | n |  | TRUE
64 | bus_LV_1404-27_0_4_node_44 | 0.4 | n |  | TRUE
65 | bus_LV_1404-27_0_4_node_40 | 0.4 | n |  | TRUE
66 | bus_LV_1404-27_0_4_node_41 | 0.4 | n |  | TRUE
67 | bus_LV_1404-27_0_4_node_42 | 0.4 | n |  | TRUE
68 | bus_LV_1404-27_0_4_node_43 | 0.4 | n |  | TRUE
69 | bus_LV_1404-27_0_4_node_45 | 0.4 | n |  | TRUE
70 | bus_LV_1404-27_0_4_node_47 | 0.4 | n |  | TRUE
71 | bus_LV_1404-27_0_4_node_48 | 0.4 | n |  | TRUE
72 | bus_LV_1404-27_0_4_node_49 | 0.4 | n |  | TRUE
73 | bus_LV_1404-27_0_4_node_50 | 0.4 | n |  | TRUE
74 | bus_LV_1404-27_0_4_node_52 | 0.4 | n |  | TRUE
75 | bus_LV_1404-27_0_4_node_54 | 0.4 | n |  | TRUE
76 | bus_LV_1404-27_0_4_node_56 | 0.4 | n |  | TRUE
77 | bus_LV_1404-27_0_4_node_66 | 0.4 | n |  | TRUE
78 | bus_LV_1404-27_0_4_node_67 | 0.4 | n |  | TRUE
79 | bus_LV_1404-27_0_4_node_109 | 0.4 | n |  | TRUE
80 | bus_LV_1404-27_0_4_node_72 | 0.4 | n |  | TRUE
81 | bus_LV_1404-27_0_4_node_73 | 0.4 | n |  | TRUE
82 | bus_LV_1404-27_0_4_node_78 | 0.4 | n |  | TRUE
83 | bus_LV_1404-27_0_4_node_75 | 0.4 | n |  | TRUE
84 | bus_LV_1404-27_0_4_node_101 | 0.4 | n |  | TRUE
85 | bus_LV_1404-27_0_4_node_90 | 0.4 | n |  | TRUE
86 | bus_LV_1404-27_0_4_node_76 | 0.4 | n |  | TRUE
87 | bus_LV_1404-27_0_4_node_77 | 0.4 | n |  | TRUE
88 | bus_LV_1404-27_0_4_node_87 | 0.4 | n |  | TRUE
89 | bus_LV_1404-27_0_4_node_96 | 0.4 | n |  | TRUE
90 | bus_LV_1404-27_0_4_node_85 | 0.4 | n |  | TRUE
91 | bus_LV_1404-27_0_4_node_88 | 0.4 | n |  | TRUE
92 | bus_LV_1404-27_0_4_node_89 | 0.4 | n |  | TRUE
93 | bus_LV_1404-27_0_4_node_86 | 0.4 | n |  | TRUE
94 | bus_LV_1404-27_0_4_node_94 | 0.4 | n |  | TRUE
95 | bus_LV_1404-27_0_4_node_81 | 0.4 | n |  | TRUE
96 | bus_LV_1404-27_0_4_node_82 | 0.4 | n |  | TRUE
97 | bus_LV_1404-27_0_4_node_83 | 0.4 | n |  | TRUE
98 | bus_LV_1404-27_0_4_node_84 | 0.4 | n |  | TRUE
99 | bus_LV_1404-27_0_4_node_91 | 0.4 | n |  | TRUE
100 | bus_LV_1404-27_0_4_node_99 | 0.4 | n |  | TRUE
101 | bus_LV_1404-27_0_4_node_92 | 0.4 | n |  | TRUE
102 | bus_LV_1404-27_0_4_node_93 | 0.4 | n |  | TRUE
103 | bus_LV_1404-27_0_4_node_97 | 0.4 | n |  | TRUE
104 | bus_LV_1404-27_0_4_node_98 | 0.4 | n |  | TRUE
105 | bus_LV_1404-27_0_4_node_100 | 0.4 | n |  | TRUE
106 | bus_MV_140_0_node_22 | 20 | n |  | TRUE

## load
| name | bus | p_mw | q_mvar | const_z_percent | const_i_percent | sn_mva | scaling | in_service | type
0 | LV_1404-27_0_4_load_0 | 0 | 0.00085743 | 0.00021489 | 0 | 0 |  | 1 | TRUE | wye
1 | LV_1404-27_0_4_load_2 | 2 | 0.00070766 | 0.00017736 | 0 | 0 |  | 1 | TRUE | wye
2 | LV_1404-27_0_4_load_8 | 5 | 0.00052089 | 0.00013055 | 0 | 0 |  | 1 | TRUE | wye
3 | LV_1404-27_0_4_load_107 | 7 | 0.00024821 | 6.2208e-05 | 0 | 0 |  | 1 | TRUE | wye
4 | LV_1404-27_0_4_load_104 | 8 | 0.0030096 | 0.00075428 | 0 | 0 |  | 1 | TRUE | wye
5 | LV_1404-27_0_4_load_71 | 10 | 0.00035526 | 8.9036e-05 | 0 | 0 |  | 1 | TRUE | wye
6 | LV_1404-27_0_4_load_68 | 13 | 0.00072156 | 0.00018084 | 0 | 0 |  | 1 | TRUE | wye
7 | LV_1404-27_0_4_load_69 | 14 | 0.0012638 | 0.00031674 | 0 | 0 |  | 1 | TRUE | wye
8 | LV_1404-27_0_4_load_65 | 15 | 0.00028268 | 7.0846e-05 | 0 | 0 |  | 1 | TRUE | wye
9 | LV_1404-27_0_4_load_9 | 16 | 0.00033625 | 8.4273e-05 | 0 | 0 |  | 1 | TRUE | wye
10 | LV_1404-27_0_4_load_23 | 17 | 0.00039363 | 9.8653e-05 | 0 | 0 |  | 1 | TRUE | wye
11 | LV_1404-27_0_4_load_108 | 18 | 0.00042773 | 0.0001072 | 0 | 0 |  | 1 | TRUE | wye
12 | LV_1404-27_0_4_load_103 | 19 | 0.00058246 | 0.00014598 | 0 | 0 |  | 1 | TRUE | wye
13 | LV_1404-27_0_4_load_70 | 20 | 0.00057882 | 0.00014507 | 0 | 0 |  | 1 | TRUE | wye
14 | LV_1404-27_0_4_load_102 | 21 | 0.0073727 | 0.0018478 | 0 | 0 |  | 1 | TRUE | wye
15 | LV_1404-27_0_4_load_105 | 22 | 0.00051324 | 0.00012863 | 0 | 0 |  | 1 | TRUE | wye
16 | LV_1404-27_0_4_load_16 | 23 | 0.0010284 | 0.00025774 | 0 | 0 |  | 1 | TRUE | wye
17 | LV_1404-27_0_4_load_21 | 25 | 0.00255 | 0.00063909 | 0 | 0 |  | 1 | TRUE | wye
18 | LV_1404-27_0_4_load_10 | 26 | 0.0022187 | 0.00055606 | 0 | 0 |  | 1 | TRUE | wye
19 | LV_1404-27_0_4_load_13 | 29 | 0.0008167 | 0.00020468 | 0 | 0 |  | 1 | TRUE | wye
20 | LV_1404-27_0_4_load_14 | 30 | 0.010749 | 0.002694 | 0 | 0 |  | 1 | TRUE | wye
21 | LV_1404-27_0_4_load_15 | 31 | 0.011328 | 0.0028391 | 0 | 0 |  | 1 | TRUE | wye
22 | LV_1404-27_0_4_load_18 | 33 | 0.0031571 | 0.00079124 | 0 | 0 |  | 1 | TRUE | wye
23 | LV_1404-27_0_4_load_25 | 37 | 0.0012324 | 0.00030887 | 0 | 0 |  | 1 | TRUE | wye
24 | LV_1404-27_0_4_load_22 | 39 | 0.015339 | 0.0038443 | 0 | 0 |  | 1 | TRUE | wye
25 | LV_1404-27_0_4_load_28 | 40 | 0.0013563 | 0.00033992 | 0 | 0 |  | 1 | TRUE | wye
26 | LV_1404-27_0_4_load_27 | 41 | 0.0013071 | 0.00032758 | 0 | 0 |  | 1 | TRUE | wye
27 | LV_1404-27_0_4_load_29 | 42 | 0.0013073 | 0.00032765 | 0 | 0 |  | 1 | TRUE | wye
28 | LV_1404-27_0_4_load_59 | 43 | 0.0044446 | 0.0011139 | 0 | 0 |  | 1 | TRUE | wye
29 | LV_1404-27_0_4_load_58 | 45 | 0.001433 | 0.00035915 | 0 | 0 |  | 1 | TRUE | wye
30 | LV_1404-27_0_4_load_57 | 46 | 0.0013069 | 0.00032753 | 0 | 0 |  | 1 | TRUE | wye
31 | LV_1404-27_0_4_load_53 | 47 | 0.00031826 | 7.9762e-05 | 0 | 0 |  | 1 | TRUE | wye
32 | LV_1404-27_0_4_load_30 | 48 | 0.00084994 | 0.00021302 | 0 | 0 |  | 1 | TRUE | wye
33 | LV_1404-27_0_4_load_32 | 50 | 0.00050913 | 0.0001276 | 0 | 0 |  | 1 | TRUE | wye
34 | LV_1404-27_0_4_load_34 | 52 | 0.00088857 | 0.0002227 | 0 | 0 |  | 1 | TRUE | wye
35 | LV_1404-27_0_4_load_35 | 53 | 0.0005442 | 0.00013639 | 0 | 0 |  | 1 | TRUE | wye
36 | LV_1404-27_0_4_load_36 | 54 | 0.0008946 | 0.00022421 | 0 | 0 |  | 1 | TRUE | wye
37 | LV_1404-27_0_4_load_37 | 55 | 0.00061923 | 0.00015519 | 0 | 0 |  | 1 | TRUE | wye
38 | LV_1404-27_0_4_load_60 | 57 | 0.00064661 | 0.00016206 | 0 | 0 |  | 1 | TRUE | wye
39 | LV_1404-27_0_4_load_38 | 58 | 0.00061899 | 0.00015513 | 0 | 0 |  | 1 | TRUE | wye
40 | LV_1404-27_0_4_load_64 | 59 | 0.00043249 | 0.00010839 | 0 | 0 |  | 1 | TRUE | wye
41 | LV_1404-27_0_4_load_61 | 60 | 0.0013505 | 0.00033846 | 0 | 0 |  | 1 | TRUE | wye
42 | LV_1404-27_0_4_load_39 | 61 | 0.00061929 | 0.00015521 | 0 | 0 |  | 1 | TRUE | wye
43 | LV_1404-27_0_4_load_51 | 63 | 0.00061928 | 0.00015521 | 0 | 0 |  | 1 | TRUE | wye
44 | LV_1404-27_0_4_load_40 | 65 | 0.0010048 | 0.00025183 | 0 | 0 |  | 1 | TRUE | wye
45 | LV_1404-27_0_4_load_41 | 66 | 0.00057034 | 0.00014294 | 0 | 0 |  | 1 | TRUE | wye
46 | LV_1404-27_0_4_load_42 | 67 | 0.00090508 | 0.00022683 | 0 | 0 |  | 1 | TRUE | wye
47 | LV_1404-27_0_4_load_43 | 68 | 0.00044785 | 0.00011224 | 0 | 0 |  | 1 | TRUE | wye
48 | LV_1404-27_0_4_load_45 | 69 | 0.00030441 | 7.6293e-05 | 0 | 0 |  | 1 | TRUE | wye
49 | LV_1404-27_0_4_load_47 | 70 | 0.00088816 | 0.00022259 | 0 | 0 |  | 1 | TRUE | wye
50 | LV_1404-27_0_4_load_48 | 71 | 0.00050289 | 0.00012604 | 0 | 0 |  | 1 | TRUE | wye
51 | LV_1404-27_0_4_load_49 | 72 | 0.00064783 | 0.00016236 | 0 | 0 |  | 1 | TRUE | wye
52 | LV_1404-27_0_4_load_50 | 73 | 0.00053945 | 0.0001352 | 0 | 0 |  | 1 | TRUE | wye
53 | LV_1404-27_0_4_load_52 | 74 | 0.0014713 | 0.00036875 | 0 | 0 |  | 1 | TRUE | wye
54 | LV_1404-27_0_4_load_54 | 75 | 0.00031839 | 7.9797e-05 | 0 | 0 |  | 1 | TRUE | wye
55 | LV_1404-27_0_4_load_56 | 76 | 0.0008877 | 0.00022248 | 0 | 0 |  | 1 | TRUE | wye
56 | LV_1404-27_0_4_load_66 | 77 | 0.00042786 | 0.00010723 | 0 | 0 |  | 1 | TRUE | wye
57 | LV_1404-27_0_4_load_67 | 78 | 0.00048954 | 0.00012269 | 0 | 0 |  | 1 | TRUE | wye
58 | LV_1404-27_0_4_load_109 | 79 | 0.00055014 | 0.00013788 | 0 | 0 |  | 1 | TRUE | wye
59 | LV_1404-27_0_4_load_72 | 80 | 0.00017836 | 4.47e-05 | 0 | 0 |  | 1 | TRUE | wye
60 | LV_1404-27_0_4_load_78 | 82 | 0.0008863 | 0.00022213 | 0 | 0 |  | 1 | TRUE | wye
61 | LV_1404-27_0_4_load_77 | 87 | 0.00035018 | 8.7764e-05 | 0 | 0 |  | 1 | TRUE | wye
62 | LV_1404-27_0_4_load_87 | 88 | 0.001642 | 0.00041151 | 0 | 0 |  | 1 | TRUE | wye
63 | LV_1404-27_0_4_load_96 | 89 | 0.00037818 | 9.4781e-05 | 0 | 0 |  | 1 | TRUE | wye
64 | LV_1404-27_0_4_load_85 | 90 | 0.00040575 | 0.00010169 | 0 | 0 |  | 1 | TRUE | wye
65 | LV_1404-27_0_4_load_86 | 93 | 0.00026783 | 6.7124e-05 | 0 | 0 |  | 1 | TRUE | wye
66 | LV_1404-27_0_4_load_81 | 95 | 0.00043353 | 0.00010865 | 0 | 0 |  | 1 | TRUE | wye
67 | LV_1404-27_0_4_load_83 | 97 | 0.0010631 | 0.00026643 | 0 | 0 |  | 1 | TRUE | wye
68 | LV_1404-27_0_4_load_84 | 98 | 0.00043329 | 0.00010859 | 0 | 0 |  | 1 | TRUE | wye
69 | LV_1404-27_0_4_load_91 | 99 | 0.0003838 | 9.6191e-05 | 0 | 0 |  | 1 | TRUE | wye
70 | LV_1404-27_0_4_load_99 | 100 | 0.00072999 | 0.00018295 | 0 | 0 |  | 1 | TRUE | wye
71 | LV_1404-27_0_4_load_92 | 101 | 0.000892 | 0.00022356 | 0 | 0 |  | 1 | TRUE | wye
72 | LV_1404-27_0_4_load_93 | 102 | 0.00040793 | 0.00010224 | 0 | 0 |  | 1 | TRUE | wye
73 | LV_1404-27_0_4_load_97 | 103 | 0.00017419 | 4.3655e-05 | 0 | 0 |  | 1 | TRUE | wye
74 | LV_1404-27_0_4_load_98 | 104 | 0.0004453 | 0.0001116 | 0 | 0 |  | 1 | TRUE | wye
75 | LV_1404-27_0_4_load_100 | 105 | 0.00023841 | 5.9751e-05 | 0 | 0 |  | 1 | TRUE | wye

## ext_grid
| name | bus | vm_pu | va_degree | slack_weight | in_service
0 |  | 26 | 1 | 0 | 1 | TRUE

## line
| name | std_type | from_bus | to_bus | length_km | r_ohm_per_km | x_ohm_per_km | c_nf_per_km | g_us_per_km | max_i_ka | df | parallel | type | in_service
0 | LV_1404-27_0_4_line_0 | NAYY 4x150 SE | 0 | 1 | 0.18213 | 0.208 | 0.08 | 261 | 0 | 0.27 | 1 | 1 | cs | TRUE
1 | LV_1404-27_0_4_line_1 | NAYY 4x150 SE | 0 | 2 | 0.017406 | 0.208 | 0.08 | 261 | 0 | 0.27 | 1 | 1 | cs | TRUE
2 | LV_1404-27_0_4_line_2 | NAYY 4x150 SE | 1 | 3 | 0.012631 | 0.208 | 0.08 | 261 | 0 | 0.27 | 1 | 1 | cs | TRUE
3 | LV_1404-27_0_4_line_3 | NAYY 4x150 SE | 1 | 4 | 0.16176 | 0.208 | 0.08 | 261 | 0 | 0.27 | 1 | 1 | cs | TRUE
4 | LV_1404-27_0_4_line_4 | NAYY 4x150 SE | 3 | 5 | 0.037255 | 0.208 | 0.08 | 261 | 0 | 0.27 | 1 | 1 | cs | TRUE
5 | LV_1404-27_0_4_line_5 | NAYY 4x150 SE | 4 | 14 | 0.0033169 | 0.208 | 0.08 | 261 | 0 | 0.27 | 1 | 2 | cs | TRUE
6 | LV_1404-27_0_4_line_6 | NAYY 4x150 SE | 4 | 12 | 0.10104 | 0.208 | 0.08 | 261 | 0 | 0.27 | 1 | 2 | cs | TRUE
7 | LV_1404-27_0_4_line_7 | NAYY 4x150 SE | 5 | 15 | 0.23837 | 0.208 | 0.08 | 261 | 0 | 0.27 | 1 | 1 | cs | TRUE
8 | LV_1404-27_0_4_line_8 | NAYY 4x150 SE | 6 | 7 | 0.27873 | 0.208 | 0.08 | 261 | 0 | 0.27 | 1 | 1 | cs | TRUE
9 | LV_1404-27_0_4_line_9 | NAYY 4x150 SE | 6 | 8 | 0.15282 | 0.208 | 0.08 | 261 | 0 | 0.27 | 1 | 1 | cs | TRUE
10 | LV_1404-27_0_4_line_10 | NAYY 4x150 SE | 7 | 18 | 0.16905 | 0.208 | 0.08 | 261 | 0 | 0.27 | 1 | 1 | cs | TRUE
11 | LV_1404-27_0_4_line_11 | NAYY 4x150 SE | 8 | 19 | 0.0023701 | 0.208 | 0.08 | 261 | 0 | 0.27 | 1 | 1 | cs | TRUE
12 | LV_1404-27_0_4_line_12 | NAYY 4x150 SE | 9 | 10 | 0.017049 | 0.208 | 0.08 | 261 | 0 | 0.27 | 1 | 2 | cs | TRUE
13 | LV_1404-27_0_4_line_13 | NAYY 4x150 SE | 9 | 11 | 0.013152 | 0.208 | 0.08 | 261 | 0 | 0.27 | 1 | 2 | cs | TRUE
14 | LV_1404-27_0_4_line_14 | NAYY 4x150 SE | 10 | 20 | 0.0032447 | 0.208 | 0.08 | 261 | 0 | 0.27 | 1 | 2 | cs | TRUE
15 | LV_1404-27_0_4_line_15 | NAYY 4x150 SE | 11 | 21 | 0.39773 | 0.208 | 0.08 | 261 | 0 | 0.27 | 1 | 2 | cs | TRUE
16 | LV_1404-27_0_4_line_16 | NAYY 4x150 SE | 11 | 22 | 0.057014 | 0.208 | 0.08 | 261 | 0 | 0.27 | 1 | 1 | cs | TRUE
17 | LV_1404-27_0_4_line_17 | NAYY 4x150 SE | 12 | 13 | 0.007624 | 0.208 | 0.08 | 261 | 0 | 0.27 | 1 | 2 | cs | TRUE
18 | LV_1404-27_0_4_line_18 | NAYY 4x150 SE | 13 | 23 | 0.011491 | 0.208 | 0.08 | 261 | 0 | 0.27 | 1 | 2 | cs | TRUE
19 | LV_1404-27_0_4_line_19 | NAYY 4x150 SE | 14 | 20 | 0.02184 | 0.208 | 0.08 | 261 | 0 | 0.27 | 1 | 2 | cs | TRUE
20 | LV_1404-27_0_4_line_20 | NAYY 4x150 SE | 15 | 24 | 0.098082 | 0.208 | 0.08 | 261 | 0 | 0.27 | 1 | 1 | cs | TRUE
21 | LV_1404-27_0_4_line_21 | NAYY 4x150 SE | 16 | 17 | 0.083309 | 0.208 | 0.08 | 261 | 0 | 0.27 | 1 | 1 | cs | TRUE
22 | LV_1404-27_0_4_line_22 | NAYY 4x150 SE | 17 | 25 | 0.15827 | 0.208 | 0.08 | 261 | 0 | 0.27 | 1 | 1 | cs | TRUE
23 | LV_1404-27_0_4_line_23 | NAYY 4x150 SE | 19 | 22 | 0.17472 | 0.208 | 0.08 | 261 | 0 | 0.27 | 1 | 1 | cs | TRUE
24 | LV_1404-27_0_4_line_24 | NAYY 4x150 SE | 21 | 84 | 0.048009 | 0.208 | 0.08 | 261 | 0 | 0.27 | 1 | 2 | cs | TRUE
25 | LV_1404-27_0_4_line_25 | NAYY 4x150 SE | 23 | 29 | 0.012778 | 0.208 | 0.08 | 261 | 0 | 0.27 | 1 | 2 | cs | TRUE
26 | LV_1404-27_0_4_line_26 | NAYY 4x150 SE | 24 | 77 | 0.18361 | 0.208 | 0.08 | 261 | 0 | 0.27 | 1 | 1 | cs | TRUE
27 | LV_1404-27_0_4_line_27 | NAYY 4x150 SE | 25 | 39 | 0.0017902 | 0.208 | 0.08 | 261 | 0 | 0.27 | 1 | 1 | cs | TRUE
28 | LV_1404-27_0_4_line_28 | NAYY 4x150 SE | 26 | 27 | 0.071583 | 0.208 | 0.08 | 261 | 0 | 0.27 | 1 | 2 | cs | TRUE
29 | LV_1404-27_0_4_line_29 | NAYY 4x150 SE | 26 | 28 | 0.17923 | 0.208 | 0.08 | 261 | 0 | 0.27 | 1 | 2 | cs | TRUE
30 | LV_1404-27_0_4_line_30 | NAYY 4x150 SE | 27 | 29 | 0.022268 | 0.208 | 0.08 | 261 | 0 | 0.27 | 1 | 2 | cs | TRUE
31 | LV_1404-27_0_4_line_31 | NAYY 4x150 SE | 28 | 30 | 0.025333 | 0.208 | 0.08 | 261 | 0 | 0.27 | 1 | 2 | cs | TRUE
32 | LV_1404-27_0_4_line_32 | NAYY 4x150 SE | 28 | 31 | 0.011474 | 0.208 | 0.08 | 261 | 0 | 0.27 | 1 | 1 | cs | TRUE
33 | LV_1404-27_0_4_line_33 | NAYY 4x150 SE | 30 | 32 | 0.14617 | 0.208 | 0.08 | 261 | 0 | 0.27 | 1 | 2 | cs | TRUE
34 | LV_1404-27_0_4_line_34 | NAYY 4x150 SE | 31 | 33 | 0.023683 | 0.208 | 0.08 | 261 | 0 | 0.27 | 1 | 1 | cs | TRUE
35 | LV_1404-27_0_4_line_35 | NAYY 4x150 SE | 32 | 34 | 0.22772 | 0.208 | 0.08 | 261 | 0 | 0.27 | 1 | 2 | cs | TRUE
36 | LV_1404-27_0_4_line_36 | NAYY 4x150 SE | 34 | 38 | 0.01695 | 0.208 | 0.08 | 261 | 0 | 0.27 | 1 | 2 | cs | TRUE
37 | LV_1404-27_0_4_line_37 | NAYY 4x150 SE | 34 | 39 | 0.0095321 | 0.208 | 0.08 | 261 | 0 | 0.27 | 1 | 1 | cs | TRUE
38 | LV_1404-27_0_4_line_38 | NAYY 4x150 SE | 35 | 36 | 0.008664 | 0.208 | 0.08 | 261 | 0 | 0.27 | 1 | 1 | cs | TRUE
39 | LV_1404-27_0_4_line_39 | NAYY 4x150 SE | 35 | 37 | 0.082322 | 0.208 | 0.08 | 261 | 0 | 0.27 | 1 | 1 | cs | TRUE
40 | LV_1404-27_0_4_line_40 | NAYY 4x150 SE | 36 | 40 | 0.039706 | 0.208 | 0.08 | 261 | 0 | 0.27 | 1 | 1 | cs | TRUE
41 | LV_1404-27_0_4_line_41 | NAYY 4x150 SE | 37 | 38 | 0.038808 | 0.208 | 0.08 | 261 | 0 | 0.27 | 1 | 1 | cs | TRUE
42 | LV_1404-27_0_4_line_42 | NAYY 4x150 SE | 38 | 41 | 0.035406 | 0.208 | 0.08 | 261 | 0 | 0.27 | 1 | 2 | cs | TRUE
43 | LV_1404-27_0_4_line_43 | NAYY 4x150 SE | 40 | 43 | 0.0053026 | 0.208 | 0.08 | 261 | 0 | 0.27 | 1 | 1 | cs | TRUE
44 | LV_1404-27_0_4_line_44 | NAYY 4x150 SE | 41 | 42 | 0.02588 | 0.208 | 0.08 | 261 | 0 | 0.27 | 1 | 1 | cs | TRUE
45 | LV_1404-27_0_4_line_45 | NAYY 4x150 SE | 42 | 44 | 0.025707 | 0.208 | 0.08 | 261 | 0 | 0.27 | 1 | 1 | cs | TRUE
46 | LV_1404-27_0_4_line_46 | NAYY 4x150 SE | 43 | 45 | 0.032953 | 0.208 | 0.08 | 261 | 0 | 0.27 | 1 | 1 | cs | TRUE
47 | LV_1404-27_0_4_line_47 | NAYY 4x150 SE | 44 | 46 | 0.007025 | 0.208 | 0.08 | 261 | 0 | 0.27 | 1 | 1 | cs | TRUE
48 | LV_1404-27_0_4_line_48 | NAYY 4x150 SE | 44 | 47 | 0.011395 | 0.208 | 0.08 | 261 | 0 | 0.27 | 1 | 1 | cs | TRUE
49 | LV_1404-27_0_4_line_49 | NAYY 4x150 SE | 46 | 63 | 0.017508 | 0.208 | 0.08 | 261 | 0 | 0.27 | 1 | 1 | cs | TRUE
50 | LV_1404-27_0_4_line_50 | NAYY 4x150 SE | 47 | 74 | 0.0085369 | 0.208 | 0.08 | 261 | 0 | 0.27 | 1 | 1 | cs | TRUE
51 | LV_1404-27_0_4_line_51 | NAYY 4x150 SE | 48 | 49 | 0.012022 | 0.208 | 0.08 | 261 | 0 | 0.27 | 1 | 1 | cs | TRUE
52 | LV_1404-27_0_4_line_52 | NAYY 4x150 SE | 48 | 50 | 0.0076448 | 0.208 | 0.08 | 261 | 0 | 0.27 | 1 | 1 | cs | TRUE
53 | LV_1404-27_0_4_line_53 | NAYY 4x150 SE | 49 | 51 | 0.1608 | 0.208 | 0.08 | 261 | 0 | 0.27 | 1 | 1 | cs | TRUE
54 | LV_1404-27_0_4_line_54 | NAYY 4x150 SE | 49 | 52 | 0.023273 | 0.208 | 0.08 | 261 | 0 | 0.27 | 1 | 1 | cs | TRUE
55 | LV_1404-27_0_4_line_55 | NAYY 4x150 SE | 51 | 53 | 0.049015 | 0.208 | 0.08 | 261 | 0 | 0.27 | 1 | 1 | cs | TRUE
56 | LV_1404-27_0_4_line_56 | NAYY 4x150 SE | 51 | 54 | 0.065721 | 0.208 | 0.08 | 261 | 0 | 0.27 | 1 | 1 | cs | TRUE
57 | LV_1404-27_0_4_line_57 | NAYY 4x150 SE | 52 | 55 | 0.0016477 | 0.208 | 0.08 | 261 | 0 | 0.27 | 1 | 1 | cs | TRUE
58 | LV_1404-27_0_4_line_58 | NAYY 4x150 SE | 53 | 56 | 0.11676 | 0.208 | 0.08 | 261 | 0 | 0.27 | 1 | 1 | cs | TRUE
59 | LV_1404-27_0_4_line_59 | NAYY 4x150 SE | 54 | 57 | 0.061445 | 0.208 | 0.08 | 261 | 0 | 0.27 | 1 | 1 | cs | TRUE
60 | LV_1404-27_0_4_line_60 | NAYY 4x150 SE | 55 | 58 | 0.014758 | 0.208 | 0.08 | 261 | 0 | 0.27 | 1 | 1 | cs | TRUE
61 | LV_1404-27_0_4_line_61 | NAYY 4x150 SE | 56 | 59 | 0.21113 | 0.208 | 0.08 | 261 | 0 | 0.27 | 1 | 1 | cs | TRUE
62 | LV_1404-27_0_4_line_62 | NAYY 4x150 SE | 57 | 60 | 0.0026466 | 0.208 | 0.08 | 261 | 0 | 0.27 | 1 | 1 | cs | TRUE
63 | LV_1404-27_0_4_line_63 | NAYY 4x150 SE | 58 | 61 | 0.017933 | 0.208 | 0.08 | 261 | 0 | 0.27 | 1 | 1 | cs | TRUE
64 | LV_1404-27_0_4_line_64 | NAYY 4x150 SE | 59 | 78 | 0.14668 | 0.208 | 0.08 | 261 | 0 | 0.27 | 1 | 1 | cs | TRUE
65 | LV_1404-27_0_4_line_65 | NAYY 4x150 SE | 61 | 62 | 0.014059 | 0.208 | 0.08 | 261 | 0 | 0.27 | 1 | 1 | cs | TRUE
66 | LV_1404-27_0_4_line_66 | NAYY 4x150 SE | 62 | 63 | 0.0075179 | 0.208 | 0.08 | 261 | 0 | 0.27 | 1 | 1 | cs | TRUE
67 | LV_1404-27_0_4_line_67 | NAYY 4x150 SE | 62 | 64 | 0.021523 | 0.208 | 0.08 | 261 | 0 | 0.27 | 1 | 1 | cs | TRUE
68 | LV_1404-27_0_4_line_68 | NAYY 4x150 SE | 64 | 70 | 0.037355 | 0.208 | 0.08 | 261 | 0 | 0.27 | 1 | 1 | cs | TRUE
69 | LV_1404-27_0_4_line_69 | NAYY 4x150 SE | 64 | 67 | 0.017477 | 0.208 | 0.08 | 261 | 0 | 0.27 | 1 | 1 | cs | TRUE
70 | LV_1404-27_0_4_line_70 | NAYY 4x150 SE | 65 | 66 | 0.032691 | 0.208 | 0.08 | 261 | 0 | 0.27 | 1 | 1 | cs | TRUE
71 | LV_1404-27_0_4_line_71 | NAYY 4x150 SE | 65 | 67 | 0.0045527 | 0.208 | 0.08 | 261 | 0 | 0.27 | 1 | 1 | cs | TRUE
72 | LV_1404-27_0_4_line_72 | NAYY 4x150 SE | 66 | 68 | 0.16197 | 0.208 | 0.08 | 261 | 0 | 0.27 | 1 | 1 | cs | TRUE
73 | LV_1404-27_0_4_line_73 | NAYY 4x150 SE | 68 | 69 | 0.0069562 | 0.208 | 0.08 | 261 | 0 | 0.27 | 1 | 1 | cs | TRUE
74 | LV_1404-27_0_4_line_74 | NAYY 4x150 SE | 70 | 71 | 0.013475 | 0.208 | 0.08 | 261 | 0 | 0.27 | 1 | 1 | cs | TRUE
75 | LV_1404-27_0_4_line_75 | NAYY 4x150 SE | 71 | 72 | 0.0033961 | 0.208 | 0.08 | 261 | 0 | 0.27 | 1 | 1 | cs | TRUE
76 | LV_1404-27_0_4_line_76 | NAYY 4x150 SE | 72 | 73 | 0.016651 | 0.208 | 0.08 | 261 | 0 | 0.27 | 1 | 1 | cs | TRUE
77 | LV_1404-27_0_4_line_77 | NAYY 4x150 SE | 74 | 75 | 0.0054508 | 0.208 | 0.08 | 261 | 0 | 0.27 | 1 | 1 | cs | TRUE
78 | LV_1404-27_0_4_line_78 | NAYY 4x150 SE | 75 | 76 | 0.0087051 | 0.208 | 0.08 | 261 | 0 | 0.27 | 1 | 1 | cs | TRUE
79 | LV_1404-27_0_4_line_79 | NAYY 4x150 SE | 77 | 79 | 0.075587 | 0.208 | 0.08 | 261 | 0 | 0.27 | 1 | 1 | cs | TRUE
80 | LV_1404-27_0_4_line_80 | NAYY 4x150 SE | 80 | 81 | 0.031037 | 0.208 | 0.08 | 261 | 0 | 0.27 | 1 | 1 | cs | TRUE
81 | LV_1404-27_0_4_line_81 | NAYY 4x150 SE | 80 | 82 | 0.25013 | 0.208 | 0.08 | 261 | 0 | 0.27 | 1 | 1 | cs | TRUE
82 | LV_1404-27_0_4_line_82 | NAYY 4x150 SE | 81 | 83 | 0.30636 | 0.208 | 0.08 | 261 | 0 | 0.27 | 1 | 1 | cs | TRUE
83 | LV_1404-27_0_4_line_83 | NAYY 4x150 SE | 83 | 86 | 0.029919 | 0.208 | 0.08 | 261 | 0 | 0.27 | 1 | 1 | cs | TRUE
84 | LV_1404-27_0_4_line_84 | NAYY 4x150 SE | 83 | 87 | 0.34267 | 0.208 | 0.08 | 261 | 0 | 0.27 | 1 | 1 | cs | TRUE
85 | LV_1404-27_0_4_line_85 | NAYY 4x150 SE | 84 | 85 | 0.91611 | 0.208 | 0.08 | 261 | 0 | 0.27 | 1 | 2 | cs | TRUE
86 | LV_1404-27_0_4_line_86 | NAYY 4x150 SE | 85 | 92 | 0.32264 | 0.208 | 0.08 | 261 | 0 | 0.27 | 1 | 1 | cs | TRUE
87 | LV_1404-27_0_4_line_87 | NAYY 4x150 SE | 85 | 98 | 0.22046 | 0.208 | 0.08 | 261 | 0 | 0.27 | 1 | 1 | cs | TRUE
88 | LV_1404-27_0_4_line_88 | NAYY 4x150 SE | 86 | 88 | 0.051785 | 0.208 | 0.08 | 261 | 0 | 0.27 | 1 | 1 | cs | TRUE
89 | LV_1404-27_0_4_line_89 | NAYY 4x150 SE | 87 | 89 | 0.0037155 | 0.208 | 0.08 | 261 | 0 | 0.27 | 1 | 1 | cs | TRUE
90 | LV_1404-27_0_4_line_90 | NAYY 4x150 SE | 88 | 90 | 0.0052047 | 0.208 | 0.08 | 261 | 0 | 0.27 | 1 | 1 | cs | TRUE
91 | LV_1404-27_0_4_line_91 | NAYY 4x150 SE | 89 | 94 | 0.065488 | 0.208 | 0.08 | 261 | 0 | 0.27 | 1 | 1 | cs | TRUE
92 | LV_1404-27_0_4_line_92 | NAYY 4x150 SE | 90 | 93 | 0.0026298 | 0.208 | 0.08 | 261 | 0 | 0.27 | 1 | 1 | cs | TRUE
93 | LV_1404-27_0_4_line_93 | NAYY 4x150 SE | 91 | 92 | 0.21074 | 0.208 | 0.08 | 261 | 0 | 0.27 | 1 | 1 | cs | TRUE
94 | LV_1404-27_0_4_line_94 | NAYY 4x150 SE | 91 | 93 | 0.13907 | 0.208 | 0.08 | 261 | 0 | 0.27 | 1 | 1 | cs | TRUE
95 | LV_1404-27_0_4_line_95 | NAYY 4x150 SE | 92 | 99 | 0.068448 | 0.208 | 0.08 | 261 | 0 | 0.27 | 1 | 1 | cs | TRUE
96 | LV_1404-27_0_4_line_96 | NAYY 4x150 SE | 94 | 103 | 0.18721 | 0.208 | 0.08 | 261 | 0 | 0.27 | 1 | 1 | cs | TRUE
97 | LV_1404-27_0_4_line_97 | NAYY 4x150 SE | 94 | 101 | 0.07276 | 0.208 | 0.08 | 261 | 0 | 0.27 | 1 | 1 | cs | TRUE
98 | LV_1404-27_0_4_line_98 | NAYY 4x150 SE | 95 | 96 | 0.070263 | 0.208 | 0.08 | 261 | 0 | 0.27 | 1 | 1 | cs | TRUE
99 | LV_1404-27_0_4_line_99 | NAYY 4x150 SE | 96 | 97 | 0.014802 | 0.208 | 0.08 | 261 | 0 | 0.27 | 1 | 1 | cs | TRUE
100 | LV_1404-27_0_4_line_100 | NAYY 4x150 SE | 96 | 98 | 0.0047189 | 0.208 | 0.08 | 261 | 0 | 0.27 | 1 | 1 | cs | TRUE
101 | LV_1404-27_0_4_line_101 | NAYY 4x150 SE | 99 | 100 | 0.0014529 | 0.208 | 0.08 | 261 | 0 | 0.27 | 1 | 1 | cs | TRUE
102 | LV_1404-27_0_4_line_102 | NAYY 4x150 SE | 101 | 102 | 0.072344 | 0.208 | 0.08 | 261 | 0 | 0.27 | 1 | 1 | cs | TRUE
103 | LV_1404-27_0_4_line_103 | NAYY 4x150 SE | 103 | 104 | 0.022398 | 0.208 | 0.08 | 261 | 0 | 0.27 | 1 | 1 | cs | TRUE
104 | LV_1404-27_0_4_line_104 | NAYY 4x150 SE | 104 | 105 | 0.19278 | 0.208 | 0.08 | 261 | 0 | 0.27 | 1 | 1 | cs | TRUE

## trafo
| name | std_type | hv_bus | lv_bus | sn_mva | vn_hv_kv | vn_lv_kv | vk_percent | vkr_percent | pfe_kw | i0_percent | shift_degree | tap_side | tap_neutral | tap_min | tap_max | tap_step_percent | tap_step_degree | tap_pos | tap_phase_shifter | parallel | df | in_service
0 | LV_1404-27_0_4_trafo_10 | 0.25 MVA 20/0.4 kV | 106 | 26 | 0.25 | 20 | 0.4 | 6 | 1.44 | 0.8 | 0.32 | 150 | hv | 0 | -2 | 2 | 2.5 | 0 | 0 | FALSE | 1 | 1 | TRUE

## line_geodata
| x0 | y0 | x1 | y1 | x2 | y2 | x3 | y3 | x4 | y4 | x5 | y5 | x6 | y6 | x7 | y7 | x8 | y8 | x9 | y9 | x10 | y10 | x11 | y11 | x12 | y12 | x13 | y13 | x14 | y14 | x15 | y15 | x16 | y16 | x17 | y17 | x18 | y18 | x19 | y19 | x20 | y20 | x21 | y21 | x22 | y22 | x23 | y23 | x24 | y24 | x25 | y25 | x26 | y26 | x27 | y27
0 | 2663940.9999 | 1191373.4986 | 2663946.9225 | 1191372.2278 | 2663952.9432 | 1191374.6157 | 2663958.6042 | 1191385.6826 | 2663961.6362 | 1191393.0526 | 2663974.1418 | 1191416.4442 | 2663979.4433 | 1191424.7724 | 2663985.7022 | 1191431.2541 | 2664031.8378 | 1191470.4034 | 2664035.6238 | 1191474.991 | 2664052.8819 | 1191508.099
1 | 2664060.9278 | 1191523.5343 | 2664052.8819 | 1191508.099
2 | 2663945.1574 | 1191385.4277 | 2663940.9999 | 1191373.4986
3 | 2663940.9999 | 1191373.4986 | 2663931.7566 | 1191355.1782 | 2663934.8849 | 1191353.5328 | 2663941.8508 | 1191352.3843 | 2663946.9782 | 1191350.6047 | 2663952.3083 | 1191349.839 | 2663958.0444 | 1191348.8886 | 2663962.3192 | 1191350.5575 | 2663967.4378 | 1191349.6005 | 2663975.2423 | 1191347.0268 | 2663978.9475 | 1191344.2092 | 2663984.4964 | 1191342.234 | 2663988.8168 | 1191339.6342 | 2663989.8602 | 1191337.5998 | 2663992.5774 | 1191332.3369 | 2663994.8831 | 1191327.0585 | 2663994.9202 | 1191323.5902 | 2663995.7882 | 1191318.7077 | 2663996.237 | 1191315.2438 | 2663994.4356 | 1191311.1556 | 2663995.2874 | 1191308.5076 | 2663999.5795 | 1191308.5535 | 2664006.9037 | 1191311.6891 | 2664014.2201 | 1191316.2589 | 2664020.7458 | 1191321.3316 | 2664025.9286 | 1191322.2209 | 2664032.3471 | 1191323.7682 | 2664036.1595 | 1191328.7452
4 | 2663945.1574 | 1191385.4277 | 2663938.6833 | 1191381.2339 | 2663927.4039 | 1191360.0901 | 2663923.8388 | 1191355.8014
5 | 2664036.1595 | 1191328.7452 | 2664037.7536 | 1191325.8364
6 | 2664089.9008 | 1191406.721 | 2664089.8337 | 1191399.4605 | 2664084.0379 | 1191388.1808 | 2664079.253 | 1191381.4702 | 2664073.287 | 1191376.8258 | 2664067.6206 | 1191371.262 | 2664062.1469 | 1191366.9231 | 2664047.9608 | 1191354.5308 | 2664040.0606 | 1191347.52 | 2664036.3997 | 1191344.0678 | 2664034.1171 | 1191339.3406 | 2664036.1595 | 1191328.7452
7 | 2663783.9277 | 1191176.293 | 2663787.3806 | 1191179.8033 | 2663794.4055 | 1191192.441 | 2663799.1567 | 1191208.79 | 2663801.824 | 1191227.5071 | 2663802.6174 | 1191241.7682 | 2663807.4866 | 1191256.3508 | 2663829.3768 | 1191274.9393 | 2663846.8126 | 1191289.3892 | 2663873.2049 | 1191307.6146 | 2663893.4558 | 1191326.1747 | 2663908.8404 | 1191340.614 | 2663918.3405 | 1191349.187 | 2663923.8388 | 1191355.8014
8 | 2663845.6456 | 1191172.231 | 2663842.2091 | 1191137.7077 | 2663843.5338 | 1191107.1708 | 2663847.5265 | 1191083.8332 | 2663855.6091 | 1191050.2221 | 2663861.2885 | 1191026.758 | 2663863.2167 | 1191016.8394 | 2663864.1115 | 1191005.8648 | 2663863.0007 | 1190994.2018 | 2663860.2953 | 1190981.9214 | 2663849.5784 | 1190950.8335 | 2663845.8991 | 1190937.6311 | 2663843.6548 | 1190920.7196 | 2663843.2156 | 1190903.2826 | 2663843.8561 | 1190898.7434
9 | 2663845.6456 | 1191172.231 | 2663861.8519 | 1191178.3074 | 2663875.2007 | 1191176.3597 | 2663884.5833 | 1191165.9649 | 2663885.9779 | 1191159.6095 | 2663878.5323 | 1191144.2544 | 2663871.2566 | 1191130.8357 | 2663868.6566 | 1191120.1129 | 2663874.7832 | 1191099.0327 | 2663882.3537 | 1191091.976 | 2663887.1336 | 1191090.6374 | 2663907.3997 | 1191095.6908
10 | 2663843.8561 | 1190898.7434 | 2663844.956 | 1190890.9495 | 2663848.1709 | 1190877.6428 | 2663852.9926 | 1190864.531 | 2663859.893 | 1190850.2741 | 2663871.2751 | 1190833.3302 | 2663882.6022 | 1190820.8438 | 2663896.9386 | 1190809.3123 | 2663913.3225 | 1190799.5592 | 2663934.3581 | 1190791.2123 | 2663953.6601 | 1190784.9
11 | 2663909.6994 | 1191096.2642 | 2663907.3997 | 1191095.6908
12 | 2664033.9757 | 1191288.4318 | 2664036.9086 | 1191292.9435 | 2664038.3899 | 1191296.3058 | 2664043.1832 | 1191302.7026
13 | 2664033.9757 | 1191288.4318 | 2664037.7855 | 1191275.843
14 | 2664043.1832 | 1191302.7026 | 2664043.4791 | 1191303.0975 | 2664044.2582 | 1191305.7361
15 | 2664037.7855 | 1191275.843 | 2664401.8751 | 1191115.7551
16 | 2664037.7855 | 1191275.843 | 2664033.8253 | 1191268.2851 | 2664031.2374 | 1191251.481 | 2664026.893 | 1191240.6394 | 2664017.2706 | 1191227.818 | 2664015.6198 | 1191224.4302
17 | 2664089.9008 | 1191406.721 | 2664094.0165 | 1191413.1386
18 | 2664100.2195 | 1191422.811 | 2664094.0165 | 1191413.1386
19 | 2664037.7536 | 1191325.8364 | 2664039.0912 | 1191323.3957 | 2664042.895 | 1191316.3545 | 2664045.1125 | 1191308.6293 | 2664044.2582 | 1191305.7361
20 | 2663701.3235 | 1191158.0301 | 2663703.4402 | 1191156.1626 | 2663704.5379 | 1191154.0398 | 2663706.4863 | 1191153.6491 | 2663708.8748 | 1191154.8975 | 2663709.8676 | 1191156.8981 | 2663714.4187 | 1191161.9939 | 2663720.153 | 1191161.2323 | 2663725.4701 | 1191161.7003 | 2663740.6305 | 1191158.6043 | 2663748.4373 | 1191155.8302 | 2663762.756 | 1191155.1712 | 2663776.926 | 1191169.1747 | 2663783.9277 | 1191176.293
21 | 2664054.4857 | 1191604.6903 | 2664054.4857 | 1191604.6903 | 2664061.5011 | 1191613.1258 | 2664080.3956 | 1191630.0378 | 2664095.3424 | 1191642.5273 | 2664106.9839 | 1191653.2582 | 2664114.7053 | 1191662.0076
22 | 2664114.7053 | 1191662.0076 | 2664118.6519 | 1191666.4797 | 2664132.1973 | 1191685.9361 | 2664184.4073 | 1191778.3048 | 2664188.6662 | 1191787.8115 | 2664189.9837 | 1191793.629 | 2664190.8682 | 1191799.6745
23 | 2663909.6994 | 1191096.2642 | 2663923.1868 | 1191099.6273 | 2663949.0989 | 1191120.7607 | 2663952.3232 | 1191127.9882 | 2663960.708 | 1191156.75 | 2663972.1971 | 1191170.4363 | 2663993.8004 | 1191183.7526 | 2664000.7372 | 1191193.8882 | 2664015.6198 | 1191224.4302
24 | 2664401.8751 | 1191115.7551 | 2664394.8284 | 1191093.2107 | 2664393.7142 | 1191086.2168 | 2664393.725 | 1191082.3814 | 2664395.1486 | 1191077.6273 | 2664398.777 | 1191069.9285
25 | 2664106.9908 | 1191433.6479 | 2664100.3321 | 1191422.9866 | 2664100.2195 | 1191422.811
26 | 2663701.3235 | 1191158.0301 | 2663700.5936 | 1191154.2535 | 2663701.143 | 1191150.635 | 2663726.0601 | 1191124.9074 | 2663735.5675 | 1191106.3646 | 2663737.6955 | 1191098.4271 | 2663737.0014 | 1191086.2793 | 2663734.6604 | 1191076.2708 | 2663731.4407 | 1191071.4448 | 2663718.2183 | 1191064.3778 | 2663713.6676 | 1191059.949 | 2663709.9719 | 1191051.8495 | 2663705.8709 | 1191043.1452 | 2663699.0784 | 1191027.9864 | 2663693.8302 | 1191011.7212 | 2663687.5615 | 1191004.7026
27 | 2664190.8682 | 1191799.6745 | 2664191.1273 | 1191801.4458
28 | 2664118.7868 | 1191452.5347 | 2664124.794 | 1191463.283 | 2664136.7957 | 1191484.535 | 2664151.0962 | 1191508.2575 | 2664154.5609 | 1191514.5277
29 | 2664222.0779 | 1191679.5069 | 2664205.2743 | 1191652.5221 | 2664197.0943 | 1191626.1635 | 2664182.0662 | 1191577.1962 | 2664167.6027 | 1191538.1296 | 2664154.5609 | 1191514.5277
30 | 2664118.7868 | 1191452.5347 | 2664106.9908 | 1191433.6479
31 | 2664222.0779 | 1191679.5069 | 2664233.3373 | 1191695.2591 | 2664236.5703 | 1191700.2791
32 | 2664222.0779 | 1191679.5069 | 2664212.8951 | 1191672.6272
33 | 2664289.7606 | 1191835.9798 | 2664287.2776 | 1191827.2481 | 2664282.2248 | 1191808.6274 | 2664261.0631 | 1191753.0346 | 2664243.4235 | 1191710.9208 | 2664236.5703 | 1191700.2791
34 | 2664212.8951 | 1191672.6272 | 2664199.7662 | 1191662.7912 | 2664192.7902 | 1191664.8676
35 | 2664191.33 | 1191810.9758 | 2664197.659 | 1191812.2888 | 2664202.8978 | 1191817.159 | 2664206.3716 | 1191820.9651 | 2664223.9183 | 1191844.0223 | 2664237.186 | 1191862.9979 | 2664257.9253 | 1191879.808 | 2664267.3704 | 1191891.2382 | 2664277.7271 | 1191904.3904 | 2664281.7352 | 1191908.1245 | 2664285.7726 | 1191909.8466 | 2664293.9291 | 1191912.0688 | 2664295.1782 | 1191909.3362 | 2664303.036 | 1191893.945 | 2664303.9535 | 1191888.7407 | 2664302.8861 | 1191882.3589 | 2664298.6635 | 1191867.3715 | 2664289.7606 | 1191835.9798
36 | 2664185.9584 | 1191827.0164 | 2664189.7757 | 1191817.285 | 2664191.33 | 1191810.9758
37 | 2664191.33 | 1191810.9758 | 2664191.1273 | 1191801.4458
38 | 2664159.9953 | 1191942.5497 | 2664151.3833 | 1191943.7025
39 | 2664159.9953 | 1191942.5497 | 2664158.406 | 1191931.504 | 2664157.0709 | 1191913.8128 | 2664159.3648 | 1191891.8579 | 2664164.8294 | 1191875.6626 | 2664170.8674 | 1191862.7505
40 | 2664151.3833 | 1191943.7025 | 2664149.1647 | 1191940.866 | 2664127.9666 | 1191924.8852 | 2664122.1688 | 1191917.2863
41 | 2664185.9584 | 1191827.0164 | 2664177.3529 | 1191848.8813 | 2664170.8674 | 1191862.7505
42 | 2664185.9584 | 1191827.0164 | 2664159.8512 | 1191818.7651 | 2664155.3356 | 1191818.2609 | 2664151.859 | 1191818.4543
43 | 2664122.1688 | 1191917.2863 | 2664118.9523 | 1191913.0706
44 | 2664151.859 | 1191818.4543 | 2664129.0327 | 1191819.7244 | 2664126.0311 | 1191819.4059
45 | 2664102.1042 | 1191811.2644 | 2664115.6299 | 1191818.3022 | 2664126.0311 | 1191819.4059
46 | 2664118.1219 | 1191882.8195 | 2664124.2803 | 1191905.3454 | 2664123.924 | 1191907.2872 | 2664118.9523 | 1191913.0706 | 2664118.9523 | 1191913.0706
47 | 2664102.1042 | 1191811.2644 | 2664096.9096 | 1191806.5351
48 | 2664102.1042 | 1191811.2644 | 2664098.2927 | 1191816.2042 | 2664094.0496 | 1191819.133
49 | 2664083.963 | 1191794.7482 | 2664096.9096 | 1191806.5351
50 | 2664087.0238 | 1191823.9824 | 2664094.0496 | 1191819.133
51 | 2664027.7976 | 1191739.6721 | 2664033.8741 | 1191729.2984
52 | 2664037.738 | 1191722.7019 | 2664033.8741 | 1191729.2984
53 | 2664027.7976 | 1191739.6721 | 2664015.5701 | 1191738.1182 | 2664002.361 | 1191739.2332 | 2663978.0052 | 1191746.0991 | 2663969.4431 | 1191745.4183 | 2663963.2993 | 1191741.7395 | 2663959.5923 | 1191735.4851 | 2663957.4993 | 1191724.4452 | 2663959.8078 | 1191695.353 | 2663956.7945 | 1191678.3999 | 2663952.033 | 1191665.2302 | 2663943.0334 | 1191652.6824
54 | 2664027.7976 | 1191739.6721 | 2664046.0604 | 1191754.0981
55 | 2663943.0334 | 1191652.6824 | 2663931.2122 | 1191641.6275 | 2663903.8666 | 1191623.461
56 | 2663943.0334 | 1191652.6824 | 2663935.1488 | 1191647.8065 | 2663922.8594 | 1191642.7501 | 2663891.525 | 1191633.3991 | 2663881.9912 | 1191629.0927
57 | 2664047.3534 | 1191755.1194 | 2664046.0604 | 1191754.0981
58 | 2663833.9357 | 1191530.1582 | 2663901.5664 | 1191621.9329 | 2663903.8666 | 1191623.461
59 | 2663828.8488 | 1191623.184 | 2663831.9798 | 1191614.8754 | 2663847.887 | 1191620.2926 | 2663865.4845 | 1191621.6366 | 2663881.9912 | 1191629.0927
60 | 2664047.3534 | 1191755.1194 | 2664056.0194 | 1191761.9647 | 2664058.4051 | 1191764.8118
61 | 2663833.9357 | 1191530.1582 | 2663768.4347 | 1191485.8901 | 2663761.7863 | 1191482.3061 | 2663745.1524 | 1191478.5046 | 2663731.2736 | 1191470.8746 | 2663725.6741 | 1191469.0251 | 2663716.8691 | 1191468.9202 | 2663714.3913 | 1191467.4819 | 2663712.9863 | 1191464.8098 | 2663713.7866 | 1191461.9722 | 2663715.9353 | 1191459.9495 | 2663724.9955 | 1191457.5779 | 2663741.2501 | 1191456.1945 | 2663745.7657 | 1191443.8354 | 2663731.3776 | 1191421.824
62 | 2663827.9155 | 1191625.6606 | 2663828.8488 | 1191623.184
63 | 2664058.4051 | 1191764.8118 | 2664063.5397 | 1191770.9393 | 2664069.2785 | 1191779.0533
64 | 2663731.3776 | 1191421.824 | 2663727.2654 | 1191415.5332 | 2663725.6886 | 1191407.5229 | 2663726.9036 | 1191392.2381 | 2663726.2778 | 1191387.9956 | 2663723.437 | 1191384.1187 | 2663691.5939 | 1191363.668 | 2663655.8002 | 1191337.5611 | 2663639.3679 | 1191325.5128 | 2663636.902 | 1191322.3004
65 | 2664078.4038 | 1191789.687 | 2664072.7623 | 1191783.9789 | 2664069.2785 | 1191779.0533
66 | 2664078.4038 | 1191789.687 | 2664083.963 | 1191794.7482
67 | 2664078.4038 | 1191789.687 | 2664062.7272 | 1191800.5367 | 2664061.0756 | 1191802.409
68 | 2664061.0756 | 1191802.409 | 2664057.3031 | 1191817.2439 | 2664054.7167 | 1191821.6966 | 2664050.0812 | 1191825.2713 | 2664039.6838 | 1191828.9978
69 | 2664061.0756 | 1191802.409 | 2664043.6087 | 1191801.817
70 | 2664039.0586 | 1191801.6628 | 2664006.3864 | 1191800.5555
71 | 2664039.0586 | 1191801.6628 | 2664043.6087 | 1191801.817
72 | 2664006.3864 | 1191800.5555 | 2664001.6306 | 1191800.3943 | 2663973.7345 | 1191796.8385 | 2663961.8901 | 1191793.6879 | 2663948.173 | 1191785.2809 | 2663935.0518 | 1191772.4778 | 2663926.594 | 1191762.7485 | 2663916.9691 | 1191758.7879 | 2663905.6399 | 1191759.5007 | 2663876.7824 | 1191776.7139 | 2663875.5721 | 1191782.2486 | 2663878.7531 | 1191790.1243
73 | 2663878.7531 | 1191790.1243 | 2663881.3582 | 1191796.5742
74 | 2664026.6443 | 1191832.2723 | 2664035.5936 | 1191830.4638 | 2664039.6838 | 1191828.9978
75 | 2664026.6443 | 1191832.2723 | 2664023.3154 | 1191832.945
76 | 2664006.7198 | 1191831.5905 | 2664023.3154 | 1191832.945 | 2664023.3154 | 1191832.945
77 | 2664087.0238 | 1191823.9824 | 2664082.5378 | 1191827.0787
78 | 2664075.3736 | 1191832.0237 | 2664082.5378 | 1191827.0787
79 | 2663642.8734 | 1190946.8955 | 2663645.1233 | 1190947.7996 | 2663647.132 | 1190951.0784 | 2663649.758 | 1190953.6633 | 2663653.3132 | 1190956.3471 | 2663656.6408 | 1190960.3515 | 2663663.3134 | 1190968.1714 | 2663668.571 | 1190973.5304 | 2663678.19 | 1190981.0482 | 2663682.4161 | 1190989.4646 | 2663684.6373 | 1191001.4285 | 2663687.5615 | 1191004.7026
80 | 2665547.411 | 1189657.3263 | 2665540.9013 | 1189631.9292 | 2665542.2334 | 1189627.2978
81 | 2665542.2334 | 1189627.2978 | 2665293.721 | 1189598.8879
82 | 2665369.9429 | 1189885.8971 | 2665447.8726 | 1189852.1398 | 2665478.9472 | 1189816.1808 | 2665503.1435 | 1189773.2093 | 2665526.4915 | 1189731.8185 | 2665547.411 | 1189657.3263
83 | 2665369.9429 | 1189885.8971 | 2665342.7241 | 1189898.4852
84 | 2665369.9429 | 1189885.8971 | 2665374.7466 | 1189888.7735 | 2665378.8527 | 1189889.1852 | 2665388.6572 | 1189885.2788 | 2665402.0173 | 1189882.6121 | 2665423.4861 | 1189880.4787 | 2665435.3523 | 1189880.5194 | 2665453.7553 | 1189883.2666 | 2665463.1716 | 1189882.091 | 2665470.5109 | 1189878.358 | 2665498.4875 | 1189857.1849 | 2665504.6544 | 1189836.5404 | 2665511.1682 | 1189835.0775 | 2665514.2201 | 1189839.8358 | 2665505.6261 | 1189882.9446 | 2665480.9649 | 1189930.8028 | 2665453.3232 | 1189963.9309 | 2665442.8551 | 1189982.5051 | 2665436.3044 | 1189986.6819
85 | 2664398.777 | 1191069.9285 | 2664914.7055 | 1190312.9153
86 | 2664914.7055 | 1190312.9153 | 2664929.8423 | 1190299.6051 | 2664950.3233 | 1190278.715 | 2664967.3916 | 1190261.7125 | 2664984.7876 | 1190248.249 | 2664994.4513 | 1190241.0719 | 2665002.7915 | 1190237.805 | 2665010.1772 | 1190238.1521 | 2665018.284 | 1190239.5186 | 2665049.0493 | 1190247.0349 | 2665067.6734 | 1190254.6083 | 2665078.086 | 1190262.7262 | 2665083.8263 | 1190263.6113 | 2665089.8602 | 1190262.0426 | 2665094.0883 | 1190259.6316 | 2665098.9126 | 1190254.9925 | 2665099.7449 | 1190250.6879 | 2665099.7971 | 1190246.5861 | 2665089.1557 | 1190226.5477 | 2665086.5004 | 1190218.97 | 2665085.942 | 1190211.4151 | 2665087.6922 | 1190201.2393 | 2665100.9824 | 1190157.9475
87 | 2664914.7055 | 1190312.9153 | 2664915.6133 | 1190308.6672 | 2664936.0948 | 1190275.0697 | 2664942.3072 | 1190259.1501 | 2664947.9711 | 1190237.5656 | 2664949.7988 | 1190217.4182 | 2664951.4908 | 1190209.0762 | 2664956.8994 | 1190199.785 | 2664968.3857 | 1190186.9911 | 2664972.4129 | 1190179.9084 | 2664973.2624 | 1190173.3027 | 2664970.9576 | 1190165.74 | 2664967.1841 | 1190161.3965 | 2664963.2422 | 1190160.6199 | 2664958.0381 | 1190163.0204 | 2664951.503 | 1190173.5223 | 2664946.0365 | 1190176.9094 | 2664926.5067 | 1190180.3886 | 2664922.9052 | 1190181.6732
88 | 2665342.7241 | 1189898.4852 | 2665308.714 | 1189894.6564 | 2665292.8416 | 1189887.1456
89 | 2665436.3044 | 1189986.6819 | 2665433.1716 | 1189988.6794
90 | 2665287.981 | 1189889.0069 | 2665292.8416 | 1189887.1456
91 | 2665377.9533 | 1190023.8869 | 2665433.1716 | 1189988.6794
92 | 2665287.981 | 1189889.0069 | 2665285.5251 | 1189889.9473
93 | 2665244.414 | 1190013.0688 | 2665234.7707 | 1190028.8062 | 2665225.6187 | 1190039.3459 | 2665209.9523 | 1190053.5502 | 2665192.2767 | 1190067.3769 | 2665184.0875 | 1190073.5581 | 2665158.7616 | 1190086.112 | 2665133.8448 | 1190103.1286 | 2665121.1567 | 1190112.0847 | 2665114.6866 | 1190119.3852 | 2665110.1193 | 1190128.4297 | 2665100.9824 | 1190157.9475
94 | 2665244.414 | 1190013.0688 | 2665242.4455 | 1190011.0573 | 2665241.7478 | 1190008.5927 | 2665248.6668 | 1189993.0257 | 2665256.755 | 1189962.5405 | 2665263.378 | 1189932.8621 | 2665265.5138 | 1189917.432 | 2665269.0163 | 1189896.269 | 2665285.5251 | 1189889.9473
95 | 2665100.9824 | 1190157.9475 | 2665103.4116 | 1190158.2741 | 2665105.4932 | 1190156.8959 | 2665107.8243 | 1190152.2186 | 2665112.5132 | 1190141.1075 | 2665116.7108 | 1190135.2053 | 2665123.401 | 1190129.3969 | 2665128.8834 | 1190126.666 | 2665133.9096 | 1190125.9092 | 2665139.7919 | 1190127.0738 | 2665141.7717 | 1190128.0515 | 2665148.6627 | 1190136.2373
96 | 2665377.9533 | 1190023.8869 | 2665372.1312 | 1190028.3816 | 2665354.557 | 1190054.5272 | 2665341.229 | 1190067.5671 | 2665310.4518 | 1190129.5785 | 2665288.4597 | 1190158.0997 | 2665275.5701 | 1190177.1258 | 2665274.6553 | 1190178.2928
97 | 2665377.9533 | 1190023.8869 | 2665382.6727 | 1190033.0771 | 2665391.2394 | 1190037.0396 | 2665422.8306 | 1190043.0104 | 2665431.2005 | 1190048.9275 | 2665437.7711 | 1190057.2313
98 | 2664918.4606 | 1190183.2586 | 2664923.9854 | 1190159.0266 | 2664919.7612 | 1190132.2542 | 2664925.0683 | 1190114.7349 | 2664925.0683 | 1190114.7349
99 | 2664918.4606 | 1190183.2586 | 2664905.0612 | 1190189.6281
100 | 2664918.4606 | 1190183.2586 | 2664922.9052 | 1190181.6732
101 | 2665149.5984 | 1190137.3488 | 2665148.6627 | 1190136.2373
102 | 2665437.7711 | 1190057.2313 | 2665445.5228 | 1190067.0278 | 2665452.5628 | 1190068.3277 | 2665498.7918 | 1190043.0414
103 | 2665260.8375 | 1190195.9206 | 2665274.6553 | 1190178.2928
104 | 2665260.8375 | 1190195.9206 | 2665406.3133 | 1190322.4209

## bus_geodata
| x | y | coords
0 | 2664052.8819 | 1191508.099
1 | 2663940.9999 | 1191373.4986
2 | 2664060.9278 | 1191523.5343
3 | 2663945.1574 | 1191385.4277
4 | 2664036.1595 | 1191328.7452
5 | 2663923.8388 | 1191355.8014
6 | 2663845.6456 | 1191172.231
7 | 2663843.8561 | 1190898.7434
8 | 2663907.3997 | 1191095.6908
9 | 2664033.9757 | 1191288.4318
10 | 2664043.1832 | 1191302.7026
11 | 2664037.7855 | 1191275.843
12 | 2664089.9008 | 1191406.721
13 | 2664094.0165 | 1191413.1386
14 | 2664037.7536 | 1191325.8364
15 | 2663783.9277 | 1191176.293
16 | 2664054.4857 | 1191604.6903
17 | 2664114.7053 | 1191662.0076
18 | 2663953.6601 | 1190784.9
19 | 2663909.6994 | 1191096.2642
20 | 2664044.2582 | 1191305.7361
21 | 2664401.8751 | 1191115.7551
22 | 2664015.6198 | 1191224.4302
23 | 2664100.2195 | 1191422.811
24 | 2663701.3235 | 1191158.0301
25 | 2664190.8682 | 1191799.6745
26 | 2664154.5609 | 1191514.5277
27 | 2664118.7868 | 1191452.5347
28 | 2664222.0779 | 1191679.5069
29 | 2664106.9908 | 1191433.6479
30 | 2664236.5703 | 1191700.2791
31 | 2664212.8951 | 1191672.6272
32 | 2664289.7606 | 1191835.9798
33 | 2664192.7902 | 1191664.8676
34 | 2664191.33 | 1191810.9758
35 | 2664159.9953 | 1191942.5497
36 | 2664151.3833 | 1191943.7025
37 | 2664170.8674 | 1191862.7505
38 | 2664185.9584 | 1191827.0164
39 | 2664191.1273 | 1191801.4458
40 | 2664122.1688 | 1191917.2863
41 | 2664151.859 | 1191818.4543
42 | 2664126.0311 | 1191819.4059
43 | 2664118.9523 | 1191913.0706
44 | 2664102.1042 | 1191811.2644
45 | 2664118.1219 | 1191882.8195
46 | 2664096.9096 | 1191806.5351
47 | 2664094.0496 | 1191819.133
48 | 2664033.8741 | 1191729.2984
49 | 2664027.7976 | 1191739.6721
50 | 2664037.738 | 1191722.7019
51 | 2663943.0334 | 1191652.6824
52 | 2664046.0604 | 1191754.0981
53 | 2663903.8666 | 1191623.461
54 | 2663881.9912 | 1191629.0927
55 | 2664047.3534 | 1191755.1194
56 | 2663833.9357 | 1191530.1582
57 | 2663828.8488 | 1191623.184
58 | 2664058.4051 | 1191764.8118
59 | 2663731.3776 | 1191421.824
60 | 2663827.9155 | 1191625.6606
61 | 2664069.2785 | 1191779.0533
62 | 2664078.4038 | 1191789.687
63 | 2664083.963 | 1191794.7482
64 | 2664061.0756 | 1191802.409
65 | 2664039.0586 | 1191801.6628
66 | 2664006.3864 | 1191800.5555
67 | 2664043.6087 | 1191801.817
68 | 2663878.7531 | 1191790.1243
69 | 2663881.3582 | 1191796.5742
70 | 2664039.6838 | 1191828.9978
71 | 2664026.6443 | 1191832.2723
72 | 2664023.3154 | 1191832.945
73 | 2664006.7198 | 1191831.5905
74 | 2664087.0238 | 1191823.9824
75 | 2664082.5378 | 1191827.0787
76 | 2664075.3736 | 1191832.0236
77 | 2663687.5615 | 1191004.7026
78 | 2663636.902 | 1191322.3004
79 | 2663642.8734 | 1190946.8955
80 | 2665542.2334 | 1189627.2978
81 | 2665547.411 | 1189657.3263
82 | 2665293.721 | 1189598.8879
83 | 2665369.9429 | 1189885.8971
84 | 2664398.777 | 1191069.9285
85 | 2664914.7055 | 1190312.9153
86 | 2665342.7241 | 1189898.4852
87 | 2665436.3044 | 1189986.6819
88 | 2665292.8416 | 1189887.1456
89 | 2665433.1716 | 1189988.6794
90 | 2665287.981 | 1189889.0069
91 | 2665244.414 | 1190013.0688
92 | 2665100.9824 | 1190157.9475
93 | 2665285.5251 | 1189889.9473
94 | 2665377.9533 | 1190023.8869
95 | 2664925.0683 | 1190114.7349
96 | 2664918.4606 | 1190183.2586
97 | 2664905.0612 | 1190189.6281
98 | 2664922.9052 | 1190181.6732
99 | 2665148.6627 | 1190136.2373
100 | 2665149.5984 | 1190137.3488
101 | 2665437.7711 | 1190057.2313
102 | 2665498.7918 | 1190043.0414
103 | 2665274.6553 | 1190178.2928
104 | 2665260.8375 | 1190195.9206
105 | 2665406.3133 | 1190322.4209
106 | 2664118.7868 | 1191452.5347

## line_std_types
| c_nf_per_km | r_ohm_per_km | x_ohm_per_km | max_i_ka | type | q_mm2 | alpha | voltage_rating
NAYY 4x50 SE | 210 | 0.642 | 0.083 | 0.142 | cs | 50 | 0.00403 | LV
NAYY 4x120 SE | 264 | 0.225 | 0.08 | 0.242 | cs | 120 | 0.00403 | LV
NAYY 4x150 SE | 261 | 0.208 | 0.08 | 0.27 | cs | 150 | 0.00403 | LV
NA2XS2Y 1x95 RM/25 12/20 kV | 216 | 0.313 | 0.132 | 0.252 | cs | 95 | 0.00403 | MV
NA2XS2Y 1x185 RM/25 12/20 kV | 273 | 0.161 | 0.117 | 0.362 | cs | 185 | 0.00403 | MV
NA2XS2Y 1x240 RM/25 12/20 kV | 304 | 0.122 | 0.112 | 0.421 | cs | 240 | 0.00403 | MV
NA2XS2Y 1x95 RM/25 6/10 kV | 315 | 0.313 | 0.123 | 0.249 | cs | 95 | 0.00403 | MV
NA2XS2Y 1x185 RM/25 6/10 kV | 406 | 0.161 | 0.11 | 0.358 | cs | 185 | 0.00403 | MV
NA2XS2Y 1x240 RM/25 6/10 kV | 456 | 0.122 | 0.105 | 0.416 | cs | 240 | 0.00403 | MV
NA2XS2Y 1x150 RM/25 12/20 kV | 250 | 0.206 | 0.116 | 0.319 | cs | 150 | 0.00403 | MV
NA2XS2Y 1x120 RM/25 12/20 kV | 230 | 0.253 | 0.119 | 0.283 | cs | 120 | 0.00403 | MV
NA2XS2Y 1x70 RM/25 12/20 kV | 190 | 0.443 | 0.132 | 0.22 | cs | 70 | 0.00403 | MV
NA2XS2Y 1x150 RM/25 6/10 kV | 360 | 0.206 | 0.11 | 0.315 | cs | 150 | 0.00403 | MV
NA2XS2Y 1x120 RM/25 6/10 kV | 340 | 0.253 | 0.113 | 0.28 | cs | 120 | 0.00403 | MV
NA2XS2Y 1x70 RM/25 6/10 kV | 280 | 0.443 | 0.123 | 0.217 | cs | 70 | 0.00403 | MV
N2XS(FL)2Y 1x120 RM/35 64/110 kV | 112 | 0.153 | 0.166 | 0.366 | cs | 120 | 0.00393 | HV
N2XS(FL)2Y 1x185 RM/35 64/110 kV | 125 | 0.099 | 0.156 | 0.457 | cs | 185 | 0.00393 | HV
N2XS(FL)2Y 1x240 RM/35 64/110 kV | 135 | 0.075 | 0.149 | 0.526 | cs | 240 | 0.00393 | HV
N2XS(FL)2Y 1x300 RM/35 64/110 kV | 144 | 0.06 | 0.144 | 0.588 | cs | 300 | 0.00393 | HV
15-AL1/3-ST1A 0.4 | 11 | 1.8769 | 0.35 | 0.105 | ol | 16 | 0.00403 | LV
24-AL1/4-ST1A 0.4 | 11.25 | 1.2012 | 0.335 | 0.14 | ol | 24 | 0.00403 | LV
48-AL1/8-ST1A 0.4 | 12.2 | 0.5939 | 0.3 | 0.21 | ol | 48 | 0.00403 | LV
94-AL1/15-ST1A 0.4 | 13.2 | 0.306 | 0.29 | 0.35 | ol | 94 | 0.00403 | LV
34-AL1/6-ST1A 10.0 | 9.7 | 0.8342 | 0.36 | 0.17 | ol | 34 | 0.00403 | MV
48-AL1/8-ST1A 10.0 | 10.1 | 0.5939 | 0.35 | 0.21 | ol | 48 | 0.00403 | MV
70-AL1/11-ST1A 10.0 | 10.4 | 0.4132 | 0.339 | 0.29 | ol | 70 | 0.00403 | MV
94-AL1/15-ST1A 10.0 | 10.75 | 0.306 | 0.33 | 0.35 | ol | 94 | 0.00403 | MV
122-AL1/20-ST1A 10.0 | 11.1 | 0.2376 | 0.323 | 0.41 | ol | 122 | 0.00403 | MV
149-AL1/24-ST1A 10.0 | 11.25 | 0.194 | 0.315 | 0.47 | ol | 149 | 0.00403 | MV
34-AL1/6-ST1A 20.0 | 9.15 | 0.8342 | 0.382 | 0.17 | ol | 34 | 0.00403 | MV
48-AL1/8-ST1A 20.0 | 9.5 | 0.5939 | 0.372 | 0.21 | ol | 48 | 0.00403 | MV
70-AL1/11-ST1A 20.0 | 9.7 | 0.4132 | 0.36 | 0.29 | ol | 70 | 0.00403 | MV
94-AL1/15-ST1A 20.0 | 10 | 0.306 | 0.35 | 0.35 | ol | 94 | 0.00403 | MV
122-AL1/20-ST1A 20.0 | 10.3 | 0.2376 | 0.344 | 0.41 | ol | 122 | 0.00403 | MV
149-AL1/24-ST1A 20.0 | 10.5 | 0.194 | 0.337 | 0.47 | ol | 149 | 0.00403 | MV
184-AL1/30-ST1A 20.0 | 10.75 | 0.1571 | 0.33 | 0.535 | ol | 184 | 0.00403 | MV
243-AL1/39-ST1A 20.0 | 11 | 0.1188 | 0.32 | 0.645 | ol | 243 | 0.00403 | MV
48-AL1/8-ST1A 110.0 | 8 | 0.5939 | 0.46 | 0.21 | ol | 48 | 0.00403 | HV
70-AL1/11-ST1A 110.0 | 8.4 | 0.4132 | 0.45 | 0.29 | ol | 70 | 0.00403 | HV
94-AL1/15-ST1A 110.0 | 8.65 | 0.306 | 0.44 | 0.35 | ol | 94 | 0.00403 | HV
122-AL1/20-ST1A 110.0 | 8.5 | 0.2376 | 0.43 | 0.41 | ol | 122 | 0.00403 | HV
149-AL1/24-ST1A 110.0 | 8.75 | 0.194 | 0.41 | 0.47 | ol | 149 | 0.00403 | HV
184-AL1/30-ST1A 110.0 | 8.8 | 0.1571 | 0.4 | 0.535 | ol | 184 | 0.00403 | HV
243-AL1/39-ST1A 110.0 | 9 | 0.1188 | 0.39 | 0.645 | ol | 243 | 0.00403 | HV
305-AL1/39-ST1A 110.0 | 9.2 | 0.0949 | 0.38 | 0.74 | ol | 305 | 0.00403 | HV
490-AL1/64-ST1A 110.0 | 9.75 | 0.059 | 0.37 | 0.96 | ol | 490 | 0.00403 | HV
679-AL1/86-ST1A 110.0 | 9.95 | 0.042 | 0.36 | 1.15 | ol | 679 | 0.00403 | HV
490-AL1/64-ST1A 220.0 | 10 | 0.059 | 0.285 | 0.96 | ol | 490 | 0.00403 | HV
679-AL1/86-ST1A 220.0 | 11.7 | 0.042 | 0.275 | 1.15 | ol | 679 | 0.00403 | HV
490-AL1/64-ST1A 380.0 | 11 | 0.059 | 0.253 | 0.96 | ol | 490 | 0.00403 | HV
679-AL1/86-ST1A 380.0 | 14.6 | 0.042 | 0.25 | 1.15 | ol | 679 | 0.00403 | HV

## trafo_std_types
| i0_percent | pfe_kw | vkr_percent | sn_mva | vn_lv_kv | vn_hv_kv | vk_percent | shift_degree | vector_group | tap_side | tap_neutral | tap_min | tap_max | tap_step_degree | tap_step_percent | tap_phase_shifter
160 MVA 380/110 kV | 0.06 | 60 | 0.25 | 160 | 110 | 380 | 12.2 | 0 | Yy0 | hv | 0 | -9 | 9 | 0 | 1.5 | FALSE
100 MVA 220/110 kV | 0.06 | 55 | 0.26 | 100 | 110 | 220 | 12 | 0 | Yy0 | hv | 0 | -9 | 9 | 0 | 1.5 | FALSE
63 MVA 110/20 kV | 0.04 | 22 | 0.32 | 63 | 20 | 110 | 18 | 150 | YNd5 | hv | 0 | -9 | 9 | 0 | 1.5 | FALSE
40 MVA 110/20 kV | 0.05 | 18 | 0.34 | 40 | 20 | 110 | 16.2 | 150 | YNd5 | hv | 0 | -9 | 9 | 0 | 1.5 | FALSE
25 MVA 110/20 kV | 0.07 | 14 | 0.41 | 25 | 20 | 110 | 12 | 150 | YNd5 | hv | 0 | -9 | 9 | 0 | 1.5 | FALSE
63 MVA 110/10 kV | 0.04 | 22 | 0.32 | 63 | 10 | 110 | 18 | 150 | YNd5 | hv | 0 | -9 | 9 | 0 | 1.5 | FALSE
40 MVA 110/10 kV | 0.05 | 18 | 0.34 | 40 | 10 | 110 | 16.2 | 150 | YNd5 | hv | 0 | -9 | 9 | 0 | 1.5 | FALSE
25 MVA 110/10 kV | 0.07 | 14 | 0.41 | 25 | 10 | 110 | 12 | 150 | YNd5 | hv | 0 | -9 | 9 | 0 | 1.5 | FALSE
0.25 MVA 20/0.4 kV | 0.32 | 0.8 | 1.44 | 0.25 | 0.4 | 20 | 6 | 150 | Yzn5 | hv | 0 | -2 | 2 | 0 | 2.5 | FALSE
0.4 MVA 20/0.4 kV | 0.3375 | 1.35 | 1.425 | 0.4 | 0.4 | 20 | 6 | 150 | Dyn5 | hv | 0 | -2 | 2 | 0 | 2.5 | FALSE
0.63 MVA 20/0.4 kV | 0.2619 | 1.65 | 1.206 | 0.63 | 0.4 | 20 | 6 | 150 | Dyn5 | hv | 0 | -2 | 2 | 0 | 2.5 | FALSE
0.25 MVA 10/0.4 kV | 0.24 | 0.6 | 1.2 | 0.25 | 0.4 | 10 | 4 | 150 | Dyn5 | hv | 0 | -2 | 2 | 0 | 2.5 | FALSE
0.4 MVA 10/0.4 kV | 0.2375 | 0.95 | 1.325 | 0.4 | 0.4 | 10 | 4 | 150 | Dyn5 | hv | 0 | -2 | 2 | 0 | 2.5 | FALSE
0.63 MVA 10/0.4 kV | 0.1873 | 1.18 | 1.0794 | 0.63 | 0.4 | 10 | 4 | 150 | Dyn5 | hv | 0 | -2 | 2 | 0 | 2.5 | FALSE

## trafo3w_std_types
| sn_hv_mva | sn_mv_mva | sn_lv_mva | vn_hv_kv | vn_mv_kv | vn_lv_kv | vk_hv_percent | vk_mv_percent | vk_lv_percent | vkr_hv_percent | vkr_mv_percent | vkr_lv_percent | pfe_kw | i0_percent | shift_mv_degree | shift_lv_degree | vector_group | tap_side | tap_neutral | tap_min | tap_max | tap_step_percent
63/25/38 MVA 110/20/10 kV | 63 | 25 | 38 | 110 | 20 | 10 | 10.4 | 10.4 | 10.4 | 0.28 | 0.32 | 0.35 | 35 | 0.89 | 0 | 0 | YN0yn0yn0 | hv | 0 | -10 | 10 | 1.2
63/25/38 MVA 110/10/10 kV | 63 | 25 | 38 | 110 | 10 | 10 | 10.4 | 10.4 | 10.4 | 0.28 | 0.32 | 0.35 | 35 | 0.89 | 0 | 0 | YN0yn0yn0 | hv | 0 | -10 | 10 | 1.2

## fuse_std_types
| fuse_type | i_rated_a | t_avg | t_min | t_total | x_avg | x_min | x_total
HV 100A | HV 100A | 100 | 0 | [10.0, 3.64, 0.854, 0.281, 0.1, 0.0531, 0.022, 0.01] | [10.0, 4.267, 1.21, 0.403, 0.1, 0.058, 0.022, 0.01] | 0 | [300.0, 350.0, 450.0, 550.0, 700.0, 850.0, 1200.0, 1752.0] | [600.0, 700.0, 900.0, 1150.0, 1665.0, 2000.0, 3000.0, 4313.0]
HV 10A | HV 10A | 10 | 0 | [10.0, 1675.0, 0.344, 0.156, 0.1, 0.0417, 0.0171, 0.01] | [10.0, 1.3, 0.3, 0.155, 0.1, 0.0555, 0.023, 0.01] | 0 | [30.0, 32.0, 35.0, 37.0, 39.0, 50.0, 70.0, 88.0] | [60.0, 70.0, 80.0, 87.0, 94.0, 110.0, 150.0, 216.0]
HV 125A | HV 125A | 125 | 0 | [10.0, 1.82, 0.344, 0.1, 0.0467, 0.0269, 0.01] | [10.0, 2.478, 0.426, 0.1, 0.0427, 0.0211, 0.01] | 0 | [375.0, 500.0, 700.0, 925.0, 1200.0, 1500.0, 2341.0] | [750.0, 1000.0, 1500.0, 2200.0, 3000.0, 4000.0, 5765.0]
HV 160A | HV 160A | 160 | 0 | [10.0, 4.15, 1.03, 0.198, 0.1, 0.051, 0.0172, 0.01] | [10.0, 2.3, 0.734, 0.274, 0.1, 0.046, 0.0177, 0.01] | 0 | [480.0, 550.0, 700.0, 1000.0, 1260.0, 1600.0, 2500.0, 3227.0] | [960.0, 1300.0, 1700.0, 2200.0, 2996.0, 4000.0, 6000.0, 7946.0]
HV 16A | HV 16A | 16 | 0 | [10.0, 0.352, 0.164, 0.1, 0.0649, 0.0342, 0.01] | [10.0, 2.34, 0.722, 0.181, 0.1, 0.055, 0.0296, 0.01] | 0 | [48.0, 60.0, 65.0, 71.0, 80.0, 100.0, 162.0] | [96.0, 110.0, 125.0, 150.0, 168.0, 200.0, 250.0, 398.0]
HV 200A | HV 200A | 200 | 0 | [10.0, 4.267, 1.21, 0.403, 0.1, 0.058, 0.022, 0.01] | [10.0, 3.73, 1.654, 0.328, 0.1, 0.0531, 0.019, 0.01] | 0 | [600.0, 700.0, 900.0, 1150.0, 1665.0, 2000.0, 3000.0, 4313.0] | [1200.0, 1500.0, 1800.0, 2700.0, 3960.0, 5000.0, 7500.0, 10620.0]
HV 20A | HV 20A | 20 | 0 | [10.0, 1.3, 0.3, 0.155, 0.1, 0.0555, 0.023, 0.01] | [10.0, 1.3, 0.161, 0.1, 0.0611, 0.0399, 0.0141, 0.01] | 0 | [60.0, 70.0, 80.0, 87.0, 94.0, 110.0, 150.0, 216.0] | [120.0, 150.0, 200.0, 223.0, 260.0, 300.0, 450.0, 532.0]
HV 25A | HV 25A | 25 | 0 | [10.0, 2.512, 0.833, 0.299, 0.1, 0.0372, 0.0223, 0.01] | [10.0, 3.125, 0.597, 0.198, 0.1, 0.0378, 0.022, 0.01] | 0 | [75.0, 82.0, 90.0, 100.0, 124.0, 170.0, 200.0, 289.0] | [150.0, 170.0, 210.0, 250.0, 294.0, 400.0, 500.0, 711.0]
HV 31.5A | HV 31.5A | 31.5 | 0 | [10.0, 2.34, 0.722, 0.181, 0.1, 0.055, 0.0296, 0.01] | [10.0, 2.84, 0.368, 0.164, 0.1, 0.0621, 0.0378, 0.0195, 0.01] | 0 | [95.0, 110.0, 125.0, 150.0, 165.0, 200.0, 250.0, 390.0] | [189.0, 220.0, 300.0, 350.0, 393.0, 450.0, 530.0, 700.0, 960.0]
HV 40A | HV 40A | 40 | 0 | [10.0, 1.3, 0.161, 0.1, 0.0611, 0.0399, 0.0141, 0.01] | [10.0, 2.05, 0.369, 0.198, 0.1, 0.051, 0.0298, 0.01] | 0 | [120.0, 150.0, 200.0, 223.0, 260.0, 300.0, 450.0, 532.0] | [240.0, 300.0, 400.0, 450.0, 530.0, 650.0, 800.0, 1311.0]
HV 50A | HV 50A | 50 | 0 | [10.0, 3.215, 0.597, 0.198, 0.1, 0.0378, 0.022, 0.01] | [10.0, 3.64, 0.854, 0.281, 0.1, 0.0531, 0.022, 0.01] | 0 | [150.0, 170.0, 210.0, 250.0, 294.0, 400.0, 500.0, 711.0] | [300.0, 350.0, 450.0, 550.0, 700.0, 850.0, 1200.0, 1752.0]
HV 6.3A | HV 6.3A | 6.3 | 0 | [10.0, 1.39, 0.344, 0.168, 0.1, 0.056, 0.0263, 0.01] | [10.0, 1.711, 0.516, 0.198, 0.1, 0.0634, 0.0303, 0.01] | 0 | [19.0, 19.5, 20.4, 20.8, 22.0, 25.0, 32.0, 48.0] | [38.0, 40.0, 43.0, 48.0, 53.0, 60.0, 75.0, 118.0]
HV 63A | HV 63A | 63 | 0 | [10.0, 2.84, 0.368, 0.164, 0.1, 0.0621, 0.0378, 0.0195, 0.01] | [10.0, 1.82, 0.344, 0.1, 0.0467, 0.0269, 0.01] | 0 | [189.0, 220.0, 300.0, 350.0, 393.0, 450.0, 530.0, 700.0, 961.0] | [378.0, 500.0, 700.0, 934.0, 1200.0, 1500.0, 2366.0]
HV 80A | HV 80A | 80 | 0 | [10.0, 2.05, 0.369, 0.198, 0.1, 0.051, 0.0298, 0.01] | [10.0, 4.15, 1.03, 0.198, 0.1, 0.051, 0.0172, 0.01] | 0 | [240.0, 300.0, 400.0, 450.0, 530.0, 650.0, 800.0, 1311.0] | [480.0, 550.0, 700.0, 1000.0, 1260.0, 1600.0, 2500.0, 3227.0]
Siemens NH-1-100 | Siemens NH-1-100 | 100 | [5400.0, 2000.0, 400.0, 20.0, 1.0, 0.2, 0.012, 0.004] | 0 | 0 | [150.0, 190.0, 250.0, 430.0, 900.0, 1250.0, 2700.0, 3600.0] | 0 | 0
Siemens NH-1-125 | Siemens NH-1-125 | 125 | [4800.0, 120.0, 7.0, 0.1, 0.004] | 0 | 0 | [180.0, 400.0, 740.0, 2000.0, 4250.0] | 0 | 0
Siemens NH-1-16 | Siemens NH-1-16 | 16 | [4000.0, 400.0, 2.0, 0.1, 0.04, 0.01] | 0 | 0 | [26.0, 35.0, 75.0, 150.0, 200.0, 300.0] | 0 | 0
Siemens NH-1-160 | Siemens NH-1-160 | 160 | [4800.0, 120.0, 7.0, 0.1, 0.004] | 0 | 0 | [210.0, 500.0, 900.0, 2300.0, 5000.0] | 0 | 0
Siemens NH-1-25 | Siemens NH-1-25 | 25 | [4000.0, 1000.0, 10.0, 0.2, 0.02, 0.01] | 0 | 0 | [40.0, 50.0, 100.0, 210.0, 400.0, 500.0] | 0 | 0
Siemens NH-1-50 | Siemens NH-1-50 | 50 | [4000.0, 40.0, 4.0, 1.0, 0.02, 0.01] | 0 | 0 | [86.0, 200.0, 300.0, 400.0, 1000.0, 1280.0] | 0 | 0
Siemens NH-1-63 | Siemens NH-1-63 | 63 | [4000.0, 100.0, 10.0, 2.0, 0.04, 0.01] | 0 | 0 | [100.0, 200.0, 300.0, 400.0, 1000.0, 1500.0] | 0 | 0
Siemens NH-1-80 | Siemens NH-1-80 | 80 | [4800.0, 120.0, 7.0, 0.1, 0.01] | 0 | 0 | [150.58, 250.0, 450.0, 1150.0, 2470.0] | 0 | 0
Siemens NH-2-1000 | Siemens NH-2-1000 | 1000 | [4800.0, 120.0, 7.0, 0.1, 0.004] | 0 | 0 | [1900.0, 3500.0, 8400.0, 24000.0, 52000.0] | 0 | 0
Siemens NH-2-200 | Siemens NH-2-200 | 200 | [4800.0, 120.0, 7.0, 0.1, 0.004] | 0 | 0 | [280.0, 650.0, 1200.0, 3000.0, 7000.0] | 0 | 0
Siemens NH-2-224 | Siemens NH-2-224 | 224 | [4800.0, 120.0, 7.0, 0.2, 0.04, 0.004] | 0 | 0 | [400.0, 750.0, 1453.0, 3025.0, 4315.0, 7600.0] | 0 | 0
Siemens NH-2-250 | Siemens NH-2-250 | 250 | [4800.0, 120.0, 7.0, 0.1, 0.004] | 0 | 0 | [450.0, 800.0, 1650.0, 4000.0, 8500.0] | 0 | 0
Siemens NH-2-315 | Siemens NH-2-315 | 315 | [4800.0, 120.0, 7.0, 0.1, 0.004] | 0 | 0 | [550.0, 920.0, 1900.0, 5000.0, 11000.0] | 0 | 0
Siemens NH-2-355 | Siemens NH-2-355 | 355 | [4800.0, 120.0, 6.0, 0.1, 0.004] | 0 | 0 | [650.0, 1116.27, 2350.0, 5840.0, 12790.0] | 0 | 0
Siemens NH-2-400 | Siemens NH-2-400 | 400 | [4800.0, 120.0, 7.0, 0.1, 0.004] | 0 | 0 | [720.0, 1350.0, 2800.0, 6500.0, 15000.0] | 0 | 0
Siemens NH-2-425 | Siemens NH-2-425 | 425 | [4800.0, 120.0, 7.0, 0.1, 0.004] | 0 | 0 | [850.0, 1500.0, 3050.0, 7500.0, 16500.0] | 0 | 0
Siemens NH-2-630 | Siemens NH-2-630 | 630 | [4800.0, 120.0, 7.0, 0.1, 0.004] | 0 | 0 | [1200.0, 2000.0, 4800.0, 12000.0, 26000.0] | 0 | 0

## res_bus
| vm_pu | va_degree | p_mw | q_mvar
0 | 0.9942 | -0.04139 | 0.00085743 | 0.00021489
1 | 0.99461 | -0.038494 | 0 | 0
2 | 0.99419 | -0.041515 | 0.00070766 | 0.00017736
3 | 0.99458 | -0.038729 | 0 | 0
4 | 0.99539 | -0.03289 | 0 | 0
5 | 0.99449 | -0.039421 | 0.00052089 | 0.00013055
6 | 0.99284 | -0.051221 | 0 | 0
7 | 0.99257 | -0.053213 | 0.00024821 | 6.2208e-05
8 | 0.99298 | -0.050097 | 0.0030096 | 0.00075428
9 | 0.99466 | -0.03809 | 0 | 0
10 | 0.99493 | -0.036193 | 0.00035526 | 8.9036e-05
11 | 0.99446 | -0.039554 | 0 | 0
12 | 0.99736 | -0.018812 | 0 | 0
13 | 0.9975 | -0.017752 | 0.00072156 | 0.00018084
14 | 0.99533 | -0.033296 | 0.0012638 | 0.00031674
15 | 0.99405 | -0.042566 | 0.00028268 | 7.0846e-05
16 | 0.97537 | -0.1733 | 0.00033625 | 8.4273e-05
17 | 0.97541 | -0.173 | 0.00039363 | 9.8653e-05
18 | 0.99246 | -0.05396 | 0.00042773 | 0.0001072
19 | 0.993 | -0.050007 | 0.00058246 | 0.00014598
20 | 0.99498 | -0.035827 | 0.00057882 | 0.00014507
21 | 0.98965 | -0.074151 | 0.0073727 | 0.0018478
22 | 0.99407 | -0.04235 | 0.00051324 | 0.00012863
23 | 0.99773 | -0.016112 | 0.0010284 | 0.00025774
24 | 0.99392 | -0.043564 | 0 | 0
25 | 0.97558 | -0.17176 | 0.00255 | 0.00063909
26 | 1 | 0 | -0.10638 | -0.026575
27 | 0.99847 | -0.010845 | 0 | 0
28 | 0.99033 | -0.067195 | 0 | 0
29 | 0.998 | -0.014224 | 0.0008167 | 0.00020468
30 | 0.98923 | -0.074924 | 0.010749 | 0.002694
31 | 0.99009 | -0.068887 | 0.011328 | 0.0028391
32 | 0.984 | -0.11174 | 0 | 0
33 | 0.98998 | -0.069649 | 0.0031571 | 0.00079124
34 | 0.97585 | -0.16984 | 0 | 0
35 | 0.97412 | -0.18226 | 0 | 0
36 | 0.97403 | -0.18292 | 0 | 0
37 | 0.97499 | -0.176 | 0.0012324 | 0.00030887
38 | 0.97547 | -0.17254 | 0 | 0
39 | 0.97559 | -0.1717 | 0.015339 | 0.0038443
40 | 0.97361 | -0.18595 | 0.0013563 | 0.00033992
41 | 0.97491 | -0.17662 | 0.0013071 | 0.00032758
42 | 0.97413 | -0.18223 | 0.0013073 | 0.00032765
43 | 0.97356 | -0.18628 | 0.0044446 | 0.0011139
44 | 0.97341 | -0.18745 | 0 | 0
45 | 0.97349 | -0.18678 | 0.001433 | 0.00035915
46 | 0.97324 | -0.18866 | 0.0013069 | 0.00032753
47 | 0.97336 | -0.18781 | 0.00031826 | 7.9762e-05
48 | 0.97193 | -0.19819 | 0.00084994 | 0.00021302
49 | 0.97195 | -0.19802 | 0 | 0
50 | 0.97192 | -0.19823 | 0.00050913 | 0.0001276
51 | 0.97092 | -0.20554 | 0 | 0
52 | 0.97215 | -0.19659 | 0.00088857 | 0.0002227
53 | 0.97082 | -0.20633 | 0.0005442 | 0.00013639
54 | 0.97064 | -0.20756 | 0.0008946 | 0.00022421
55 | 0.97216 | -0.19648 | 0.00061923 | 0.00015519
56 | 0.97066 | -0.20752 | 0 | 0
57 | 0.97046 | -0.20886 | 0.00064661 | 0.00016206
58 | 0.97232 | -0.19534 | 0.00061899 | 0.00015513
59 | 0.97037 | -0.20963 | 0.00043249 | 0.00010839
60 | 0.97046 | -0.2089 | 0.0013505 | 0.00033846
61 | 0.97253 | -0.19384 | 0.00061929 | 0.00015521
62 | 0.9727 | -0.19257 | 0 | 0
63 | 0.97286 | -0.19143 | 0.00061928 | 0.00015521
64 | 0.97252 | -0.1939 | 0 | 0
65 | 0.97242 | -0.19461 | 0.0010048 | 0.00025183
66 | 0.97236 | -0.19507 | 0.00057034 | 0.00014294
67 | 0.97243 | -0.1945 | 0.00090508 | 0.00022683
68 | 0.97218 | -0.19637 | 0.00044785 | 0.00011224
69 | 0.97217 | -0.19639 | 0.00030441 | 7.6293e-05
70 | 0.97238 | -0.19492 | 0.00088816 | 0.00022259
71 | 0.97234 | -0.19516 | 0.00050289 | 0.00012604
72 | 0.97234 | -0.1952 | 0.00064783 | 0.00016236
73 | 0.97232 | -0.19529 | 0.00053945 | 0.0001352
74 | 0.97332 | -0.18805 | 0.0014713 | 0.00036875
75 | 0.97331 | -0.18812 | 0.00031839 | 7.9797e-05
76 | 0.9733 | -0.1882 | 0.0008877 | 0.00022248
77 | 0.99366 | -0.045409 | 0.00042786 | 0.00010723
78 | 0.97027 | -0.2104 | 0.00048954 | 0.00012269
79 | 0.9936 | -0.045832 | 0.00055014 | 0.00013788
80 | 0.97538 | -0.17863 | 0.00017836 | 4.47e-05
81 | 0.97543 | -0.17827 | 0 | 0
82 | 0.97506 | -0.18099 | 0.0008863 | 0.00022213
83 | 0.97591 | -0.17472 | 0 | 0
84 | 0.98933 | -0.076535 | 0 | 0
85 | 0.98312 | -0.12188 | 0 | 0
86 | 0.97608 | -0.17344 | 0 | 0
87 | 0.97446 | -0.18537 | 0.00035018 | 8.7764e-05
88 | 0.97638 | -0.17122 | 0.001642 | 0.00041151
89 | 0.97445 | -0.18547 | 0.00037818 | 9.4781e-05
90 | 0.97642 | -0.1709 | 0.00040575 | 0.00010169
91 | 0.97771 | -0.16139 | 0 | 0
92 | 0.97964 | -0.14725 | 0 | 0
93 | 0.97644 | -0.17074 | 0.00026783 | 6.7124e-05
94 | 0.97424 | -0.18699 | 0 | 0
95 | 0.98244 | -0.12671 | 0.00043353 | 0.00010865
96 | 0.98249 | -0.1264 | 0 | 0
97 | 0.98247 | -0.12656 | 0.0010631 | 0.00026643
98 | 0.9825 | -0.12632 | 0.00043329 | 0.00010859
99 | 0.97953 | -0.14804 | 0.0003838 | 9.6191e-05
100 | 0.97953 | -0.14806 | 0.00072999 | 0.00018295
101 | 0.9741 | -0.18799 | 0.000892 | 0.00022356
102 | 0.97406 | -0.18831 | 0.00040793 | 0.00010224
103 | 0.974 | -0.18874 | 0.00017419 | 4.3655e-05
104 | 0.97398 | -0.1889 | 0.0004453 | 0.0001116
105 | 0.97392 | -0.1894 | 0.00023841 | 5.9751e-05
106 | 0.99998 | 149.9947 | 0 | 0

## res_line
| p_from_mw | q_from_mvar | p_to_mw | q_to_mvar | pl_mw | ql_mvar | i_from_ka | i_to_ka | i_ka | vm_from_pu | va_from_degree | vm_to_pu | va_to_degree | loading_percent
0 | -0.0015651 | -0.00039203 | 0.0015657 | 0.0003899 | 6.2336e-07 | -2.1231e-06 | 0.0023424 | 0.0023416 | 0.0023424 | 0.9942 | -0.04139 | 0.99461 | -0.038494 | 0.86755
1 | 0.00070767 | 0.00017714 | -0.00070766 | -0.00017736 | 1.2184e-08 | -2.2103e-07 | 0.0010591 | 0.0010592 | 0.0010592 | 0.9942 | -0.04139 | 0.99419 | -0.041515 | 0.39228
2 | 0.0017827 | 0.00043858 | -0.0017827 | -0.00043872 | 5.5947e-08 | -1.4241e-07 | 0.0026642 | 0.0026643 | 0.0026643 | 0.99461 | -0.038494 | 0.99458 | -0.038729 | 0.98677
3 | -0.0033485 | -0.00082849 | 0.003351 | 0.00082736 | 2.529e-06 | -1.1284e-06 | 0.0050058 | 0.0050051 | 0.0050058 | 0.99461 | -0.038494 | 0.99539 | -0.03289 | 1.854
4 | 0.0017827 | 0.00043872 | -0.0017825 | -0.00043914 | 1.6503e-07 | -4.1996e-07 | 0.0026643 | 0.0026645 | 0.0026645 | 0.99458 | -0.038729 | 0.99449 | -0.039421 | 0.98683
5 | 0.023883 | 0.0059343 | -0.023882 | -0.0059339 | 1.3178e-06 | 4.2063e-07 | 0.035685 | 0.035685 | 0.035685 | 0.99539 | -0.03289 | 0.99533 | -0.033296 | 6.6083
6 | -0.027234 | -0.0067617 | 0.027286 | 0.0067791 | 5.2193e-05 | 1.7442e-05 | 0.04069 | 0.040689 | 0.04069 | 0.99539 | -0.03289 | 0.99736 | -0.018812 | 7.5352
7 | 0.0012616 | 0.0003086 | -0.0012611 | -0.00031148 | 5.2887e-07 | -2.8882e-06 | 0.0018851 | 0.0018861 | 0.0018861 | 0.99449 | -0.039421 | 0.99405 | -0.042566 | 0.69857
8 | 0.00067617 | 0.0001637 | -0.00067599 | -0.00016724 | 1.7813e-07 | -3.535e-06 | 0.0010114 | 0.0010127 | 0.0010127 | 0.99284 | -0.051221 | 0.99257 | -0.053213 | 0.37506
9 | -0.00067617 | -0.0001637 | 0.00067626 | 0.00016177 | 9.7484e-08 | -1.9391e-06 | 0.0010114 | 0.0010107 | 0.0010114 | 0.99284 | -0.051221 | 0.99298 | -0.050097 | 0.37459
10 | 0.00042777 | 0.00010503 | -0.00042773 | -0.0001072 | 4.3331e-08 | -2.168e-06 | 0.00064054 | 0.0006413 | 0.0006413 | 0.99257 | -0.053213 | 0.99246 | -0.05396 | 0.23752
11 | -0.0036859 | -0.00091605 | 0.0036859 | 0.00091604 | 4.5074e-08 | -1.3323e-08 | 0.0055207 | 0.0055207 | 0.0055207 | 0.99298 | -0.050097 | 0.993 | -0.050007 | 2.0447
12 | -0.021669 | -0.0053786 | 0.021675 | 0.0053803 | 5.5835e-06 | 1.7048e-06 | 0.032399 | 0.032399 | 0.032399 | 0.99466 | -0.03809 | 0.99493 | -0.036193 | 5.9998
13 | 0.021669 | 0.0053786 | -0.021665 | -0.0053773 | 4.3073e-06 | 1.3153e-06 | 0.032399 | 0.032399 | 0.032399 | 0.99466 | -0.03809 | 0.99446 | -0.039554 | 5.9998
14 | -0.02203 | -0.0054693 | 0.022031 | 0.0054697 | 1.0978e-06 | 3.3794e-07 | 0.03293 | 0.03293 | 0.03293 | 0.99493 | -0.036193 | 0.99498 | -0.035827 | 6.0982
15 | 0.016877 | 0.0041872 | -0.016798 | -0.0041671 | 7.9054e-05 | 2.0135e-05 | 0.025238 | 0.025242 | 0.025242 | 0.99446 | -0.039554 | 0.98965 | -0.074151 | 4.6744
16 | 0.0047879 | 0.0011901 | -0.0047861 | -0.0011901 | 1.8243e-06 | -3.7774e-08 | 0.0071607 | 0.007161 | 0.007161 | 0.99446 | -0.039554 | 0.99407 | -0.04235 | 2.6522
17 | -0.027286 | -0.0067791 | 0.02729 | 0.0067804 | 3.9381e-06 | 1.3156e-06 | 0.040689 | 0.040689 | 0.040689 | 0.99736 | -0.018812 | 0.9975 | -0.017752 | 7.535
18 | -0.028012 | -0.0069613 | 0.028018 | 0.0069634 | 6.2535e-06 | 2.1051e-06 | 0.041765 | 0.041765 | 0.041765 | 0.9975 | -0.017752 | 0.99773 | -0.016112 | 7.7343
19 | 0.022618 | 0.0056172 | -0.02261 | -0.0056148 | 7.7826e-06 | 2.4258e-06 | 0.033795 | 0.033796 | 0.033796 | 0.99533 | -0.033296 | 0.99498 | -0.035827 | 6.2585
20 | 0.00097841 | 0.00024064 | -0.00097828 | -0.00024186 | 1.3104e-07 | -1.2209e-06 | 0.001463 | 0.0014634 | 0.0014634 | 0.99405 | -0.042566 | 0.99392 | -0.043564 | 0.54202
21 | -0.00033625 | -8.4273e-05 | 0.00033627 | 8.3238e-05 | 1.367e-08 | -1.0346e-06 | 0.00051298 | 0.00051261 | 0.00051298 | 0.97537 | -0.1733 | 0.97541 | -0.173 | 0.18999
22 | -0.0007299 | -0.00018189 | 0.00073002 | 0.00017996 | 1.2228e-07 | -1.9288e-06 | 0.0011131 | 0.0011124 | 0.0011131 | 0.97541 | -0.173 | 0.97558 | -0.17176 | 0.41226
23 | -0.0042684 | -0.001062 | 0.0042728 | 0.0010615 | 4.4559e-06 | -5.4877e-07 | 0.0063935 | 0.0063927 | 0.0063935 | 0.993 | -0.050007 | 0.99407 | -0.04235 | 2.368
24 | 0.0094252 | 0.0023193 | -0.0094222 | -0.0023194 | 3.0019e-06 | -7.8752e-08 | 0.014157 | 0.014157 | 0.014157 | 0.98965 | -0.074151 | 0.98933 | -0.076535 | 2.6217
25 | -0.029046 | -0.0072211 | 0.029054 | 0.0072237 | 7.4746e-06 | 2.541e-06 | 0.043299 | 0.043299 | 0.043299 | 0.99773 | -0.016112 | 0.998 | -0.014224 | 8.0183
26 | 0.00097828 | 0.00024186 | -0.00097804 | -0.00024414 | 2.4551e-07 | -2.2845e-06 | 0.0014634 | 0.0014643 | 0.0014643 | 0.99392 | -0.043564 | 0.99366 | -0.045409 | 0.54233
27 | -0.00328 | -0.00081906 | 0.0032801 | 0.00081905 | 2.7948e-08 | -1.1605e-08 | 0.0050018 | 0.0050018 | 0.0050018 | 0.97558 | -0.17176 | 0.97559 | -0.1717 | 1.8525
28 | 0.029928 | 0.0074482 | -0.029884 | -0.0074331 | 4.4258e-05 | 1.5147e-05 | 0.044516 | 0.044516 | 0.044516 | 1 | 0 | 0.99847 | -0.010845 | 8.2437
29 | 0.075657 | 0.019127 | -0.074947 | -0.018859 | 0.00070948 | 0.00026822 | 0.11264 | 0.11264 | 0.11264 | 1 | 0 | 0.99033 | -0.067195 | 20.8589
30 | 0.029884 | 0.0074331 | -0.02987 | -0.0074284 | 1.3768e-05 | 4.7132e-06 | 0.044516 | 0.044516 | 0.044516 | 0.99847 | -0.010845 | 0.998 | -0.014224 | 8.2438
31 | 0.060458 | 0.015227 | -0.060393 | -0.015203 | 6.5264e-05 | 2.445e-05 | 0.090868 | 0.090868 | 0.090868 | 0.99033 | -0.067195 | 0.98923 | -0.074924 | 16.8274
32 | 0.014489 | 0.0036313 | -0.014486 | -0.0036302 | 3.3934e-06 | 1.1576e-06 | 0.02177 | 0.02177 | 0.02177 | 0.99033 | -0.067195 | 0.99009 | -0.068887 | 8.0631
33 | 0.049644 | 0.012509 | -0.049389 | -0.012415 | 0.00025448 | 9.4144e-05 | 0.074699 | 0.0747 | 0.0747 | 0.98923 | -0.074924 | 0.984 | -0.11174 | 13.8334
34 | 0.0031574 | 0.00079107 | -0.0031571 | -0.00079124 | 3.3278e-07 | -1.7656e-07 | 0.0047452 | 0.0047454 | 0.0047454 | 0.99009 | -0.068887 | 0.98998 | -0.069649 | 1.7575
35 | 0.049389 | 0.012415 | -0.048993 | -0.012268 | 0.00039648 | 0.00014675 | 0.0747 | 0.074702 | 0.074702 | 0.984 | -0.11174 | 0.97585 | -0.16984 | 13.8338
36 | 0.030369 | 0.0076031 | -0.030357 | -0.0075991 | 1.1339e-05 | 3.9378e-06 | 0.046305 | 0.046305 | 0.046305 | 0.97585 | -0.16984 | 0.97547 | -0.17254 | 8.575
37 | 0.018624 | 0.0046651 | -0.018619 | -0.0046634 | 4.7966e-06 | 1.7258e-06 | 0.028398 | 0.028398 | 0.028398 | 0.97585 | -0.16984 | 0.97559 | -0.1717 | 10.5176
38 | 0.007238 | 0.0018135 | -0.0072373 | -0.0018133 | 6.6087e-07 | 1.4633e-07 | 0.011056 | 0.011056 | 0.011056 | 0.97412 | -0.18226 | 0.97403 | -0.18292 | 4.0949
39 | -0.007238 | -0.0018135 | 0.0072443 | 0.0018149 | 6.2791e-06 | 1.3893e-06 | 0.011056 | 0.011056 | 0.011056 | 0.97412 | -0.18226 | 0.97499 | -0.176 | 4.0949
40 | 0.0072373 | 0.0018133 | -0.0072343 | -0.0018127 | 3.0287e-06 | 6.709e-07 | 0.011056 | 0.011056 | 0.011056 | 0.97403 | -0.18292 | 0.97361 | -0.18595 | 4.095
41 | -0.0084767 | -0.0021237 | 0.0084807 | 0.0021248 | 4.0527e-06 | 1.0745e-06 | 0.012937 | 0.012937 | 0.012937 | 0.97499 | -0.176 | 0.97547 | -0.17254 | 4.7914
42 | 0.021877 | 0.0054743 | -0.021864 | -0.0054705 | 1.23e-05 | 3.8473e-06 | 0.033368 | 0.033369 | 0.033369 | 0.97547 | -0.17254 | 0.97491 | -0.17662 | 6.1794
43 | 0.005878 | 0.0014727 | -0.0058777 | -0.0014727 | 2.6703e-07 | 3.6766e-08 | 0.0089835 | 0.0089835 | 0.0089835 | 0.97361 | -0.18595 | 0.97356 | -0.18628 | 3.3272
44 | 0.020557 | 0.0051429 | -0.020542 | -0.0051371 | 1.5896e-05 | 5.7913e-06 | 0.031374 | 0.031374 | 0.031374 | 0.97491 | -0.17662 | 0.97413 | -0.18223 | 11.6199
45 | 0.019234 | 0.0048094 | -0.01922 | -0.0048044 | 1.3843e-05 | 5.0046e-06 | 0.029377 | 0.029377 | 0.029377 | 0.97413 | -0.18223 | 0.97341 | -0.18745 | 10.8804
46 | 0.0014331 | 0.00035877 | -0.001433 | -0.00035915 | 9.8652e-08 | -3.718e-07 | 0.0021903 | 0.0021904 | 0.0021904 | 0.97356 | -0.18628 | 0.97349 | -0.18678 | 0.81126
47 | 0.016224 | 0.004054 | -0.016222 | -0.004053 | 2.6955e-06 | 9.4942e-07 | 0.024797 | 0.024797 | 0.024797 | 0.97341 | -0.18745 | 0.97324 | -0.18866 | 9.1842
48 | 0.002996 | 0.00075047 | -0.0029958 | -0.00075055 | 1.4913e-07 | -8.4284e-08 | 0.0045797 | 0.0045797 | 0.0045797 | 0.97341 | -0.18745 | 0.97336 | -0.18781 | 1.6962
49 | 0.014915 | 0.0037255 | -0.014909 | -0.0037235 | 5.679e-06 | 1.9668e-06 | 0.022799 | 0.022799 | 0.022799 | 0.97324 | -0.18866 | 0.97286 | -0.19143 | 8.4442
50 | 0.0026775 | 0.00067079 | -0.0026775 | -0.00067086 | 8.9251e-08 | -7.1778e-08 | 0.0040932 | 0.0040932 | 0.0040932 | 0.97336 | -0.18781 | 0.97332 | -0.18805 | 1.516
51 | -0.0013591 | -0.00034052 | 0.0013591 | 0.00034039 | 3.2478e-08 | -1.3651e-07 | 0.0020807 | 0.0020806 | 0.0020807 | 0.97193 | -0.19819 | 0.97195 | -0.19802 | 0.77063
52 | 0.00050913 | 0.00012751 | -0.00050913 | -0.0001276 | 2.8983e-09 | -9.3627e-08 | 0.00077945 | 0.00077948 | 0.00077948 | 0.97193 | -0.19819 | 0.97192 | -0.19823 | 0.2887
53 | 0.0043642 | 0.0010845 | -0.0043597 | -0.0010848 | 4.4753e-06 | -2.6956e-07 | 0.006678 | 0.0066787 | 0.0066787 | 0.97195 | -0.19802 | 0.97092 | -0.20554 | 2.4736
54 | -0.0057233 | -0.0014249 | 0.0057244 | 0.0014251 | 1.1141e-06 | 1.3999e-07 | 0.0087587 | 0.0087586 | 0.0087587 | 0.97195 | -0.19802 | 0.97215 | -0.19659 | 3.244
55 | 0.0014668 | 0.00036124 | -0.0014667 | -0.00036178 | 1.5427e-07 | -5.4679e-07 | 0.0022458 | 0.002246 | 0.002246 | 0.97092 | -0.20554 | 0.97082 | -0.20633 | 0.83184
56 | 0.0028928 | 0.00072357 | -0.002892 | -0.00072407 | 8.0595e-07 | -5.0258e-07 | 0.004433 | 0.0044333 | 0.0044333 | 0.97092 | -0.20554 | 0.97064 | -0.20756 | 1.642
57 | -0.0066129 | -0.0016478 | 0.0066131 | 0.0016478 | 1.0527e-07 | 2.0059e-08 | 0.010119 | 0.010119 | 0.010119 | 0.97215 | -0.19659 | 0.97216 | -0.19648 | 3.7476
58 | 0.00092249 | 0.00022539 | -0.00092234 | -0.00022678 | 1.4529e-07 | -1.3876e-06 | 0.0014119 | 0.0014124 | 0.0014124 | 0.97082 | -0.20633 | 0.97066 | -0.20752 | 0.5231
59 | 0.0019974 | 0.00049986 | -0.0019971 | -0.00050048 | 3.5948e-07 | -6.2107e-07 | 0.0030618 | 0.0030621 | 0.0030621 | 0.97064 | -0.20756 | 0.97046 | -0.20886 | 1.1341
60 | -0.0072323 | -0.001803 | 0.0072334 | 0.0018032 | 1.1278e-06 | 2.5075e-07 | 0.011066 | 0.011066 | 0.011066 | 0.97216 | -0.19648 | 0.97232 | -0.19534 | 4.0987
61 | 0.00092234 | 0.00022678 | -0.00092208 | -0.00022929 | 2.6298e-07 | -2.5078e-06 | 0.0014124 | 0.0014133 | 0.0014133 | 0.97066 | -0.20752 | 0.97037 | -0.20963 | 0.52345
62 | 0.0013505 | 0.00033843 | -0.0013505 | -0.00033846 | 7.0809e-09 | -2.9977e-08 | 0.0020707 | 0.0020707 | 0.0020707 | 0.97046 | -0.20886 | 0.97046 | -0.2089 | 0.76692
63 | -0.0078524 | -0.0019584 | 0.007854 | 0.0019588 | 1.615e-06 | 3.987e-07 | 0.012014 | 0.012014 | 0.012014 | 0.97232 | -0.19534 | 0.97253 | -0.19384 | 4.4495
64 | 0.00048959 | 0.0001209 | -0.00048954 | -0.00012269 | 5.1545e-08 | -1.792e-06 | 0.00075011 | 0.00075076 | 0.00075076 | 0.97037 | -0.20963 | 0.97027 | -0.2104 | 0.27806
65 | -0.0084733 | -0.002114 | 0.0084748 | 0.0021144 | 1.4737e-06 | 3.9234e-07 | 0.012961 | 0.012961 | 0.012961 | 0.97253 | -0.19384 | 0.9727 | -0.19257 | 4.8004
66 | -0.014288 | -0.0035675 | 0.01429 | 0.0035683 | 2.2401e-06 | 7.6825e-07 | 0.021852 | 0.021852 | 0.021852 | 0.9727 | -0.19257 | 0.97286 | -0.19143 | 8.0934
67 | 0.0058129 | 0.0014532 | -0.0058118 | -0.001453 | 1.0617e-06 | 1.4123e-07 | 0.0088911 | 0.0088912 | 0.0088912 | 0.9727 | -0.19257 | 0.97252 | -0.1939 | 3.293
68 | 0.0025788 | 0.00064548 | -0.0025784 | -0.0006458 | 3.6285e-07 | -3.2388e-07 | 0.0039454 | 0.0039455 | 0.0039455 | 0.97252 | -0.1939 | 0.97238 | -0.19492 | 1.4613
69 | 0.003233 | 0.00080757 | -0.0032328 | -0.00080769 | 2.6677e-07 | -1.1424e-07 | 0.0049458 | 0.0049459 | 0.0049459 | 0.97252 | -0.1939 | 0.97243 | -0.1945 | 1.8318
70 | 0.0013228 | 0.00032906 | -0.0013227 | -0.00032943 | 8.3517e-08 | -3.734e-07 | 0.0020233 | 0.0020235 | 0.0020235 | 0.97242 | -0.19461 | 0.97236 | -0.19507 | 0.74943
71 | -0.0023277 | -0.00058089 | 0.0023277 | 0.00058085 | 3.6023e-08 | -4.2625e-08 | 0.0035609 | 0.0035609 | 0.0035609 | 0.97242 | -0.19461 | 0.97243 | -0.1945 | 1.3189
72 | 0.00075239 | 0.00018649 | -0.00075226 | -0.00018845 | 1.339e-07 | -1.9572e-06 | 0.0011507 | 0.0011514 | 0.0011514 | 0.97236 | -0.19507 | 0.97218 | -0.19637 | 0.42644
73 | 0.00030441 | 7.6207e-05 | -0.00030441 | -7.6293e-05 | 9.4227e-10 | -8.589e-08 | 0.0004659 | 0.00046594 | 0.00046594 | 0.97218 | -0.19637 | 0.97217 | -0.19639 | 0.17257
74 | 0.0016902 | 0.00042321 | -0.0016902 | -0.00042335 | 5.625e-08 | -1.4551e-07 | 0.0025864 | 0.0025865 | 0.0025865 | 0.97238 | -0.19492 | 0.97234 | -0.19516 | 0.95795
75 | 0.0011873 | 0.00029732 | -0.0011873 | -0.00029736 | 6.9956e-09 | -3.9434e-08 | 0.0018169 | 0.0018169 | 0.0018169 | 0.97234 | -0.19516 | 0.97234 | -0.1952 | 0.67292
76 | 0.00053945 | 0.00013499 | -0.00053945 | -0.0001352 | 7.0806e-09 | -2.038e-07 | 0.00082548 | 0.00082555 | 0.00082555 | 0.97234 | -0.1952 | 0.97232 | -0.19529 | 0.30576
77 | 0.0012061 | 0.00030211 | -0.0012061 | -0.00030217 | 1.1564e-08 | -6.3298e-08 | 0.0018438 | 0.0018439 | 0.0018439 | 0.97332 | -0.18805 | 0.97331 | -0.18812 | 0.68291
78 | 0.00088771 | 0.00022237 | -0.0008877 | -0.00022248 | 1.0005e-08 | -1.0434e-07 | 0.0013571 | 0.0013571 | 0.0013571 | 0.97331 | -0.18812 | 0.9733 | -0.1882 | 0.50265
79 | 0.00055018 | 0.00013691 | -0.00055014 | -0.00013788 | 3.2003e-08 | -9.6675e-07 | 0.00082355 | 0.0008239 | 0.0008239 | 0.99366 | -0.045409 | 0.9936 | -0.045832 | 0.30515
80 | -0.0010649 | -0.00026382 | 0.001065 | 0.00026345 | 5.1046e-08 | -3.6777e-07 | 0.0016235 | 0.0016234 | 0.0016235 | 0.97538 | -0.17863 | 0.97543 | -0.17827 | 0.60131
81 | 0.00088658 | 0.00021912 | -0.0008863 | -0.00022213 | 2.853e-07 | -3.0112e-06 | 0.0013514 | 0.0013526 | 0.0013526 | 0.97538 | -0.17863 | 0.97506 | -0.18099 | 0.50095
82 | -0.001065 | -0.00026345 | 0.0010655 | 0.00025982 | 5.034e-07 | -3.6324e-06 | 0.0016234 | 0.0016221 | 0.0016234 | 0.97543 | -0.17827 | 0.97591 | -0.17472 | 0.60126
83 | -0.0039567 | -0.00097315 | 0.0039574 | 0.00097304 | 6.7803e-07 | -1.1312e-07 | 0.0060265 | 0.0060263 | 0.0060265 | 0.97591 | -0.17472 | 0.97608 | -0.17344 | 2.232
84 | 0.0028912 | 0.00071334 | -0.0028871 | -0.00071602 | 4.1494e-06 | -2.6793e-06 | 0.0044044 | 0.0044059 | 0.0044059 | 0.97591 | -0.17472 | 0.97446 | -0.18537 | 1.6318
85 | 0.0094222 | 0.0023194 | -0.0093649 | -0.0023207 | 5.7318e-05 | -1.3343e-06 | 0.014157 | 0.014165 | 0.014165 | 0.98933 | -0.076535 | 0.98312 | -0.12188 | 2.6232
86 | 0.0074338 | 0.0018405 | -0.0074083 | -0.0018348 | 2.5454e-05 | 5.7136e-06 | 0.011244 | 0.011245 | 0.011245 | 0.98312 | -0.12188 | 0.97964 | -0.14725 | 4.1648
87 | 0.0019311 | 0.00048022 | -0.00193 | -0.00048256 | 1.1746e-06 | -2.3419e-06 | 0.0029216 | 0.0029226 | 0.0029226 | 0.98312 | -0.12188 | 0.9825 | -0.12632 | 1.0824
88 | -0.0039574 | -0.00097304 | 0.0039586 | 0.00097285 | 1.1735e-06 | -1.9612e-07 | 0.0060263 | 0.0060261 | 0.0060263 | 0.97608 | -0.17344 | 0.97638 | -0.17122 | 2.232
89 | 0.0025369 | 0.00062825 | -0.0025369 | -0.00062829 | 3.4745e-08 | -3.2922e-08 | 0.0038712 | 0.0038712 | 0.0038712 | 0.97446 | -0.18537 | 0.97445 | -0.18547 | 1.4338
90 | -0.0056005 | -0.0013844 | 0.0056008 | 0.0013844 | 2.3622e-07 | 2.5758e-08 | 0.0085285 | 0.0085284 | 0.0085285 | 0.97638 | -0.17122 | 0.97642 | -0.1709 | 3.1587
91 | 0.0021587 | 0.00053351 | -0.0021583 | -0.00053415 | 4.4336e-07 | -6.4511e-07 | 0.0032937 | 0.003294 | 0.003294 | 0.97445 | -0.18547 | 0.97424 | -0.18699 | 1.22
92 | -0.0060065 | -0.0014861 | 0.0060067 | 0.0014861 | 1.3729e-07 | 1.9911e-08 | 0.0091468 | 0.0091468 | 0.0091468 | 0.97642 | -0.1709 | 0.97644 | -0.17074 | 3.3877
93 | -0.0062824 | -0.0015545 | 0.0062944 | 0.0015565 | 1.2003e-05 | 1.9684e-06 | 0.0095543 | 0.0095534 | 0.0095543 | 0.97771 | -0.16139 | 0.97964 | -0.14725 | 3.5386
94 | 0.0062824 | 0.0015545 | -0.0062745 | -0.0015532 | 7.9219e-06 | 1.3051e-06 | 0.0095543 | 0.0095549 | 0.0095549 | 0.97771 | -0.16139 | 0.97644 | -0.17074 | 3.5389
95 | 0.0011139 | 0.00027831 | -0.0011138 | -0.00027912 | 1.2225e-07 | -8.1469e-07 | 0.0016917 | 0.001692 | 0.001692 | 0.97964 | -0.14725 | 0.97953 | -0.14804 | 0.62666
96 | 0.00085813 | 0.00021009 | -0.00085793 | -0.00021234 | 2.0027e-07 | -2.2536e-06 | 0.0013089 | 0.0013097 | 0.0013097 | 0.97424 | -0.18699 | 0.974 | -0.18874 | 0.48508
97 | 0.0013001 | 0.00032406 | -0.0012999 | -0.0003249 | 1.7894e-07 | -8.3705e-07 | 0.0019851 | 0.0019854 | 0.0019854 | 0.97424 | -0.18699 | 0.9741 | -0.18799 | 0.73535
98 | -0.00043353 | -0.00010865 | 0.00043355 | 0.00010777 | 1.8894e-08 | -8.8249e-07 | 0.00065662 | 0.00065631 | 0.00065662 | 0.98244 | -0.12671 | 0.98249 | -0.1264 | 0.24319
99 | 0.0010631 | 0.00026626 | -0.0010631 | -0.00026643 | 2.3944e-08 | -1.7824e-07 | 0.0016101 | 0.0016101 | 0.0016101 | 0.98249 | -0.1264 | 0.98247 | -0.12656 | 0.59634
100 | -0.0014967 | -0.00037403 | 0.0014967 | 0.00037397 | 1.5124e-08 | -5.3943e-08 | 0.0022664 | 0.0022663 | 0.0022664 | 0.98249 | -0.1264 | 0.9825 | -0.12632 | 0.83939
101 | 0.00072999 | 0.00018293 | -0.00072999 | -0.00018295 | 1.1148e-09 | -1.786e-08 | 0.0011089 | 0.0011089 | 0.0011089 | 0.97953 | -0.14804 | 0.97953 | -0.14806 | 0.41072
102 | 0.00040795 | 0.00010134 | -0.00040793 | -0.00010224 | 1.7522e-08 | -8.938e-07 | 0.00062285 | 0.00062317 | 0.00062317 | 0.9741 | -0.18799 | 0.97406 | -0.18831 | 0.23081
103 | 0.00068374 | 0.00016869 | -0.00068373 | -0.00016896 | 1.5224e-08 | -2.7291e-07 | 0.0010436 | 0.0010437 | 0.0010437 | 0.974 | -0.18874 | 0.97398 | -0.1889 | 0.38656
104 | 0.00023843 | 5.7358e-05 | -0.00023841 | -5.9751e-05 | 1.5924e-08 | -2.393e-06 | 0.00036341 | 0.00036426 | 0.00036426 | 0.97398 | -0.1889 | 0.97392 | -0.1894 | 0.13491

## res_trafo
| p_hv_mw | q_hv_mvar | p_lv_mw | q_lv_mvar | pl_mw | ql_mvar | i_hv_ka | i_lv_ka | vm_hv_pu | va_hv_degree | vm_lv_pu | va_lv_degree | loading_percent
0 | 2.5187e-16 | 8.8016e-16 | 0.00079998 | 7.4552e-08 | 0.00079998 | 7.4552e-08 | 2.6429e-17 | 0.0011547 | 0.99998 | 149.9947 | 1 | 0 | 0.31999

## res_ext_grid
| p_mw | q_mvar
0 | 0.1086 | 0.027131

## res_load
| p_mw | q_mvar
0 | 0.00085743 | 0.00021489
1 | 0.00070766 | 0.00017736
2 | 0.00052089 | 0.00013055
3 | 0.00024821 | 6.2208e-05
4 | 0.0030096 | 0.00075428
5 | 0.00035526 | 8.9036e-05
6 | 0.00072156 | 0.00018084
7 | 0.0012638 | 0.00031674
8 | 0.00028268 | 7.0846e-05
9 | 0.00033625 | 8.4273e-05
10 | 0.00039363 | 9.8653e-05
11 | 0.00042773 | 0.0001072
12 | 0.00058246 | 0.00014598
13 | 0.00057882 | 0.00014507
14 | 0.0073727 | 0.0018478
15 | 0.00051324 | 0.00012863
16 | 0.0010284 | 0.00025774
17 | 0.00255 | 0.00063909
18 | 0.0022187 | 0.00055606
19 | 0.0008167 | 0.00020468
20 | 0.010749 | 0.002694
21 | 0.011328 | 0.0028391
22 | 0.0031571 | 0.00079124
23 | 0.0012324 | 0.00030887
24 | 0.015339 | 0.0038443
25 | 0.0013563 | 0.00033992
26 | 0.0013071 | 0.00032758
27 | 0.0013073 | 0.00032765
28 | 0.0044446 | 0.0011139
29 | 0.001433 | 0.00035915
30 | 0.0013069 | 0.00032753
31 | 0.00031826 | 7.9762e-05
32 | 0.00084994 | 0.00021302
33 | 0.00050913 | 0.0001276
34 | 0.00088857 | 0.0002227
35 | 0.0005442 | 0.00013639
36 | 0.0008946 | 0.00022421
37 | 0.00061923 | 0.00015519
38 | 0.00064661 | 0.00016206
39 | 0.00061899 | 0.00015513
40 | 0.00043249 | 0.00010839
41 | 0.0013505 | 0.00033846
42 | 0.00061929 | 0.00015521
43 | 0.00061928 | 0.00015521
44 | 0.0010048 | 0.00025183
45 | 0.00057034 | 0.00014294
46 | 0.00090508 | 0.00022683
47 | 0.00044785 | 0.00011224
48 | 0.00030441 | 7.6293e-05
49 | 0.00088816 | 0.00022259
50 | 0.00050289 | 0.00012604
51 | 0.00064783 | 0.00016236
52 | 0.00053945 | 0.0001352
53 | 0.0014713 | 0.00036875
54 | 0.00031839 | 7.9797e-05
55 | 0.0008877 | 0.00022248
56 | 0.00042786 | 0.00010723
57 | 0.00048954 | 0.00012269
58 | 0.00055014 | 0.00013788
59 | 0.00017836 | 4.47e-05
60 | 0.0008863 | 0.00022213
61 | 0.00035018 | 8.7764e-05
62 | 0.001642 | 0.00041151
63 | 0.00037818 | 9.4781e-05
64 | 0.00040575 | 0.00010169
65 | 0.00026783 | 6.7124e-05
66 | 0.00043353 | 0.00010865
67 | 0.0010631 | 0.00026643
68 | 0.00043329 | 0.00010859
69 | 0.0003838 | 9.6191e-05
70 | 0.00072999 | 0.00018295
71 | 0.000892 | 0.00022356
72 | 0.00040793 | 0.00010224
73 | 0.00017419 | 4.3655e-05
74 | 0.0004453 | 0.0001116
75 | 0.00023841 | 5.9751e-05

## dtypes
| element | column | dtype
0 | bus | name | object
1 | bus | vn_kv | float64
2 | bus | type | object
3 | bus | zone | object
4 | bus | in_service | bool
5 | load | name | object
6 | load | bus | uint32
7 | load | p_mw | float64
8 | load | q_mvar | float64
9 | load | const_z_percent | float64
10 | load | const_i_percent | float64
11 | load | sn_mva | float64
12 | load | scaling | float64
13 | load | in_service | bool
14 | load | type | object
15 | ext_grid | name | object
16 | ext_grid | bus | uint32
17 | ext_grid | vm_pu | float64
18 | ext_grid | va_degree | float64
19 | ext_grid | slack_weight | float64
20 | ext_grid | in_service | bool
21 | line | name | object
22 | line | std_type | object
23 | line | from_bus | uint32
24 | line | to_bus | uint32
25 | line | length_km | float64
26 | line | r_ohm_per_km | float64
27 | line | x_ohm_per_km | float64
28 | line | c_nf_per_km | float64
29 | line | g_us_per_km | float64
30 | line | max_i_ka | float64
31 | line | df | float64
32 | line | parallel | uint32
33 | line | type | object
34 | line | in_service | bool
35 | trafo | name | object
36 | trafo | std_type | object
37 | trafo | hv_bus | uint32
38 | trafo | lv_bus | uint32
39 | trafo | sn_mva | float64
40 | trafo | vn_hv_kv | float64
41 | trafo | vn_lv_kv | float64
42 | trafo | vk_percent | float64
43 | trafo | vkr_percent | float64
44 | trafo | pfe_kw | float64
45 | trafo | i0_percent | float64
46 | trafo | shift_degree | float64
47 | trafo | tap_side | object
48 | trafo | tap_neutral | int32
49 | trafo | tap_min | int32
50 | trafo | tap_max | int32
51 | trafo | tap_step_percent | float64
52 | trafo | tap_step_degree | float64
53 | trafo | tap_pos | int32
54 | trafo | tap_phase_shifter | bool
55 | trafo | parallel | uint32
56 | trafo | df | float64
57 | trafo | in_service | bool
58 | line_geodata | coords | object
59 | bus_geodata | x | float64
60 | bus_geodata | y | float64
61 | bus_geodata | coords | object
62 | res_bus | vm_pu | float64
63 | res_bus | va_degree | float64
64 | res_bus | p_mw | float64
65 | res_bus | q_mvar | float64
66 | res_line | p_from_mw | float64
67 | res_line | q_from_mvar | float64
68 | res_line | p_to_mw | float64
69 | res_line | q_to_mvar | float64
70 | res_line | pl_mw | float64
71 | res_line | ql_mvar | float64
72 | res_line | i_from_ka | float64
73 | res_line | i_to_ka | float64
74 | res_line | i_ka | float64
75 | res_line | vm_from_pu | float64
76 | res_line | va_from_degree | float64
77 | res_line | vm_to_pu | float64
78 | res_line | va_to_degree | float64
79 | res_line | loading_percent | float64
80 | res_trafo | p_hv_mw | float64
81 | res_trafo | q_hv_mvar | float64
82 | res_trafo | p_lv_mw | float64
83 | res_trafo | q_lv_mvar | float64
84 | res_trafo | pl_mw | float64
85 | res_trafo | ql_mvar | float64
86 | res_trafo | i_hv_ka | float64
87 | res_trafo | i_lv_ka | float64
88 | res_trafo | vm_hv_pu | float64
89 | res_trafo | va_hv_degree | float64
90 | res_trafo | vm_lv_pu | float64
91 | res_trafo | va_lv_degree | float64
92 | res_trafo | loading_percent | float64
93 | res_ext_grid | p_mw | float64
94 | res_ext_grid | q_mvar | float64
95 | res_load | p_mw | float64
96 | res_load | q_mvar | float64

## parameters
| version | format_version | converged | OPF_converged | name | f_hz | sn_mva
0 | 2.14.6 | 2.14.0 | TRUE | FALSE |  | 50 | 1